## Readme
This spreadsheet presents the unit level emission factors for PM10, PM2.5, CO, NH3, and VOC. Unit-level emission factors in lbs/MWh are calculated as the ratio between reported emissions and the same year reported generation from EIA Form 923. 2019 NEI is the primary source for reported emissions. In addition, emissions data were compiled from the states of California, Florida, Michigan, New York, North Carolina, Ohio, Oklahoma, Texas, and Virginia, wherever the emissions data were available. Technology level default emission factors were developed for units without reported emissions or units whose calculated emission factors based on reported emissions were identified as outliers. The outliers were identified by first calculating the mean and standard deviation of the logarithm of the emission factors. The units whose logarithm of the emission factors fell outside the +/- two standard deviations of the mean were flagged as outliers and default emission factors were assigned. This method was applied when the sample size was greater than or equal to 30. The table on the right side gives a description of the fields which appear in the presentation of the emission factors in each tab. | Field Name | Definition
| Plant Name | The plant's name.
| UniqueID_Final | The unique identifier assigned to a boiler or generator within a plant. It consists of the Plant ID (or ORIS Code), an indication of whether the unit is a boiler ("B"), generator ("G"), or committed unit ("C"), and the Unit ID. For example, for the Unique ID "113_B_1", "113" is the Plant ID, "B" indicates that this unit is a boiler, and "1" indicates that the ID of the boiler is 1.
ORIS Plant Code
Boiler/Generator/Committed Unit
Unit ID
| CAMD Database UnitID | Unit-level identifier assigned by EPA's Clean Air Markets Division (CAMD) business system. Unlike other identification codes (e.g., ORIS codes), which are subject to change, once assigned to a unit, the CAMD Database Unit ID does not change. Used primarily for internal tracking purposes at EPA.
| PlantType | The type of electric generating unit, usually defined by the "prime mover" and/or fuels burned. "Prime mover" refers to the machine (e.g., engine, turbine, water wheel) that drives an electric generator or the device that converts energy to electricity directly (e.g., photovoltaic solar and fuel cell(s)).
| Region Name | The region, used in the EPA Initial Run v.6 using the Integrated Planning Model (IPM), where the generating unit is located. IPM regions are defined to enable IPM to accurately represent the operation and structure of U.S. and Canada electric power system. IPM regions are generally subdivisions of the 8 North American Electric Reliability Council (NERC) regions and aggregations of the electricity grid's contiguous control areas.
| State Name | State where the unit is located.
| County | County where the unit is located.
| Capacity (MW) | The net summer dependable capacity (in megawatts) of the unit available for generation for sale to the grid. Net summer dependable capacity is the maximum capacity that the unit can sustain over the summer peak demand period reduced by the capacity required for station services or auxiliary equipment.
| On Line Year | The year in which the unit is commissioned.
| Retirement Year | The year in which the unit is to be decommissioned. ("9999" indicates that the unit has not been retired.)
| Emission & Generation Vintage | The year of reported emissions and the corresponding year of unit level generation from EIA Form 923
| Form 923 Generation (MWh) | Unit level generation from EIA form 923
| PM10 Emission Factor (lbs/MWh) | PM10 emission factor
| PM10 Emission Factor Source | Source of reported PM10 emissions
| PM10 Emissions (Tons) | Reported unit level PM10 emissions
| PM25 Emission Factor (lbs/MWh) | PM2.5 emission factor
| PM25 Emission Factor Source | Source of reported PM2.5 emissions
| PM25 Emissions (Tons) | Reported unit level PM2.5 emissions
| CO Emission Factor (lbs/MWh) | CO emission factor
| CO Emission Factor Source | Source of reported CO emissions
| CO Emissions (Tons) | Reported unit level CO emissions
| NH3 Emission Factor (lbs/MWh) | NH3 emission factor
| NH3 Emission Factor Source | Source of reported NH3 emissions
| NH3 Emissions (Tons) | Reported unit level NH3 emissions
| VOC Emission Factor (lbs/MWh) | VOC emission factor
| VOC Emission Factor Source | Source of reported VOC emissions
| VOC Emissions (Tons) | Reported unit level VOC emissions

## PM10
Plant Name | UniqueID_Final | ORIS Plant Code | Boiler/Generator/Committed Unit | Unit ID | CAMD Database UnitID | PlantType | Region Name | State Name | County | Capacity (MW) | On Line Year | Retirement Year | Emission & Generation Vintage | PM10 Emissions (Tons) | Form 923 Generation (MWh) | PM10 Emission Factor (lbs/MWh) | PM10 Emission Factor Source
Greene County | 10_B_1 | 10 | B | 1 | 19 | O/G Steam | S_SOU | Alabama | Greene | 258 | 1965 | 9999 | 2019 | 33.62 | 854029 | 0.07873 | NEI 2019
Greene County | 10_B_2 | 10 | B | 2 | 20 | O/G Steam | S_SOU | Alabama | Greene | 258 | 1966 | 9999 | 2019 | 34.42 | 870250 | 0.0791 | NEI 2019
Colorado Energy Nations Company | 10003_B_BLR1 | 10003 | B | BLR1 |  | O/G Steam | WECC_CO | Colorado | Jefferson | 10 | 1967 | 9999 | 2019 | 2.259 | 40314.115 | 0.11207 | NEI 2019
Colorado Energy Nations Company | 10003_B_BLR2 | 10003 | B | BLR2 |  | O/G Steam | WECC_CO | Colorado | Jefferson | 10 | 1967 | 9999 | 2017 | 4.369 | 44455.1687 | 0.19656 | NEI 2019
Colorado Energy Nations Company | 10003_B_BLR4 | 10003 | B | BLR4 |  | O/G Steam | WECC_CO | Colorado | Jefferson | 10 | 1974 | 9999 | 2019 | 5.849 | 40314.115 | 0.29017 | NEI 2019
Colorado Energy Nations Company | 10003_B_BLR5 | 10003 | B | BLR5 |  | O/G Steam | WECC_CO | Colorado | Jefferson | 10 | 1979 | 9999 | 2019 | 6.57 | 40314.115 | 0.32594 | NEI 2019
Cayuga | 1001_B_1 | 1001 | B | 1 | 706 | Coal Steam | MIS_INKY | Indiana | Vermillion | 500 | 1970 | 2028 | 2019 | 332.8726 | 2251110 | 0.29574 | NEI 2019
Cayuga | 1001_B_2 | 1001 | B | 2 | 707 | Coal Steam | MIS_INKY | Indiana | Vermillion | 495 | 1972 | 2028 | 2019 | 169.3547 | 1254072 | 0.27009 | NEI 2019
Covanta Hennepin Energy | 10013_B_1 | 10013 | B | 1 |  | Municipal Solid Waste | MIS_MNWI | Minnesota | Hennepin | 16.8 | 1989 | 9999 | 2017 | 7.2994 | 107486 | 0.13582 | NEI 2019
Covanta Hennepin Energy | 10013_B_2 | 10013 | B | 2 |  | Municipal Solid Waste | MIS_MNWI | Minnesota | Hennepin | 16.8 | 1989 | 9999 | 2017 | 3.9484 | 107486 | 0.07347 | NEI 2019
RED-Rochester, LLC | 10025_B_41 | 10025 | B | 41 | 3518 | O/G Steam | NY_Z_B | New York | Monroe | 17.3 | 1964 | 9999 | 2019 | 6.272 | 215869.5191 | 0.05811 | NEI 2019
RED-Rochester, LLC | 10025_B_42 | 10025 | B | 42 | 3516 | O/G Steam | NY_Z_B | New York | Monroe | 17.3 | 1968 | 9999 |  |  |  | 0.05811 | NEI 2019
RED-Rochester, LLC | 10025_B_43 | 10025 | B | 43 | 3517 | O/G Steam | NY_Z_B | New York | Monroe | 23.8 | 1969 | 9999 |  |  |  | 0.05811 | NEI 2019
RED-Rochester, LLC | 10025_B_44 | 10025 | B | 44 | 3518 | O/G Steam | NY_Z_B | New York | Monroe | 23.8 | 1948 | 9999 |  |  |  | 0.05811 | NEI 2019
RED-Rochester, LLC | 10025_B_45 | 10025 | B | 45 |  | O/G Steam | NY_Z_B | New York | Monroe | 0.94 | 2017 | 9999 |  |  |  | 0.15323 | Default Emission Factor
RED-Rochester, LLC | 10025_B_46 | 10025 | B | 46 |  | O/G Steam | NY_Z_B | New York | Monroe | 10.9 | 2017 | 9999 |  |  |  | 0.15323 | Default Emission Factor
RED-Rochester, LLC | 10025_B_47 | 10025 | B | 47 |  | O/G Steam | NY_Z_B | New York | Monroe | 10.9 | 2017 | 9999 |  |  |  | 0.15323 | Default Emission Factor
RED-Rochester, LLC | 10025_B_48 | 10025 | B | 48 |  | O/G Steam | NY_Z_B | New York | Monroe | 10.9 | 2017 | 9999 |  |  |  | 0.15323 | Default Emission Factor
RED-Rochester, LLC | 10025_B_PB1 | 10025 | B | PB1 |  | O/G Steam | NY_Z_B | New York | Monroe | 0.38 | 1966 | 9999 |  |  |  | 0.15323 | Default Emission Factor
RED-Rochester, LLC | 10025_B_PB2 | 10025 | B | PB2 |  | O/G Steam | NY_Z_B | New York | Monroe | 0.38 | 1966 | 9999 |  |  |  | 0.15323 | Default Emission Factor
RED-Rochester, LLC | 10025_B_PB3 | 10025 | B | PB3 |  | O/G Steam | NY_Z_B | New York | Monroe | 0.38 | 1966 | 9999 |  |  |  | 0.15323 | Default Emission Factor
RED-Rochester, LLC | 10025_B_PB4 | 10025 | B | PB4 |  | O/G Steam | NY_Z_B | New York | Monroe | 0.38 | 1966 | 9999 |  |  |  | 0.15323 | Default Emission Factor
Fairhaven Power | 10052_B_BLR1 | 10052 | B | BLR1 |  | Biomass | WEC_CALN | California | Humboldt | 16 | 1986 | 9999 | 2017 | 0.13192 | 1013 | 0.26046 | NEI 2019
Miami Dade County Resource Recovery Fac | 10062_B_BLR1 | 10062 | B | BLR1 |  | Municipal Solid Waste | FRCC | Florida | Miami Dade | 17.9 | 1983 | 9999 | 2019 | 0.61156 | 73492.75 | 0.01664 | NEI 2019
Miami Dade County Resource Recovery Fac | 10062_B_BLR2 | 10062 | B | BLR2 |  | Municipal Solid Waste | FRCC | Florida | Miami Dade | 17.9 | 1983 | 9999 | 2019 | 1.4676 | 73492.75 | 0.03994 | NEI 2019
Miami Dade County Resource Recovery Fac | 10062_B_BLR3 | 10062 | B | BLR3 |  | Municipal Solid Waste | FRCC | Florida | Miami Dade | 17.9 | 1983 | 9999 | 2019 | 1.5742 | 73492.75 | 0.04284 | NEI 2019
Miami Dade County Resource Recovery Fac | 10062_B_BLR4 | 10062 | B | BLR4 |  | Municipal Solid Waste | FRCC | Florida | Miami Dade | 17.9 | 1983 | 9999 | 2019 | 2.2827 | 73492.75 | 0.06212 | NEI 2019
Engineered Carbons Borger Cogen | 10072_B_WHBOIL | 10072 | B | WHBOIL |  | Fossil Waste | SPP_SPS | Texas | Hutchinson | 18.8 | 1982 | 9999 | 2019 | 23.9669 | 94481 | 0.50734 | NEI 2019
John B Rich Memorial Power Station | 10113_B_CFB1 | 10113 | B | CFB1 | 3527 | Coal Steam | PJM_WMAC | Pennsylvania | Schuylkill | 40 | 1988 | 9999 | 2017 | 45.9615 | 317277.5 | 0.28973 | NEI 2019
John B Rich Memorial Power Station | 10113_B_CFB2 | 10113 | B | CFB2 | 3528 | Coal Steam | PJM_WMAC | Pennsylvania | Schuylkill | 40 | 1988 | 9999 | 2019 | 44.6577 | 312153.5 | 0.28613 | NEI 2019
Harrisburg Facility | 10118_B_1 | 10118 | B | 1 |  | Municipal Solid Waste | PJM_WMAC | Pennsylvania | Dauphin | 5.6 | 2005 | 9999 | 2019 | 3.4728 | 37125.6287 | 0.18708 | NEI 2019
Harrisburg Facility | 10118_B_2 | 10118 | B | 2 |  | Municipal Solid Waste | PJM_WMAC | Pennsylvania | Dauphin | 5.6 | 2005 | 9999 | 2019 | 4.9368 | 37125.6287 | 0.26595 | NEI 2019
Harrisburg Facility | 10118_B_3 | 10118 | B | 3 |  | Municipal Solid Waste | PJM_WMAC | Pennsylvania | Dauphin | 5.6 | 2005 | 9999 | 2019 | 2.1031 | 37125.6287 | 0.1133 | NEI 2019
F B Culley | 1012_B_2 | 1012 | B | 2 | 727 | Coal Steam | MIS_INKY | Indiana | Warrick | 90 | 1955 | 2024 | 2019 | 24.7988 | 1379277 | 0.03596 | NEI 2019
F B Culley | 1012_B_3 | 1012 | B | 3 | 728 | Coal Steam | MIS_INKY | Indiana | Warrick | 270 | 1973 | 9999 |  |  |  | 0.03596 | NEI 2019
Colver Power Project | 10143_B_ABB01 | 10143 | B | ABB01 | 3529 | Coal Steam | PJM_PENE | Pennsylvania | Cambria | 110 | 1995 | 9999 | 2019 | 74.53 | 766678 | 0.19442 | NEI 2019
Sierra Pacific Lincoln Facility | 10144_B_BLR3 | 10144 | B | BLR3 |  | Biomass | WEC_CALN | California | Placer | 17.5 | 2005 | 9999 | 2017 | 13.2 | 91133 | 0.28969 | NEI 2019
Grant Town Power Plant | 10151_B_BLR1A | 10151 | B | BLR1A | 10068 | Coal Steam | PJM_AP | West Virginia | Marion | 40 | 1993 | 9999 |  |  |  | 0.59735 | NEI 2019
Grant Town Power Plant | 10151_B_BLR1B | 10151 | B | BLR1B | 10069 | Coal Steam | PJM_AP | West Virginia | Marion | 40 | 1993 | 9999 | 2019 | 178.6122 | 598016 | 0.59735 | NEI 2019
Mosaic Co Tampa Facility | 10204_B_7-1 | 10204 | B | 7-1 |  | Non-Fossil Waste | FRCC | Florida | Hillsborough | 10.4 | 1999 | 9999 |  |  |  | 0.81254 | Default Emission Factor
Mosaic Co Tampa Facility | 10204_B_7-2 | 10204 | B | 7-2 |  | Non-Fossil Waste | FRCC | Florida | Hillsborough | 10.4 | 1999 | 9999 |  |  |  | 0.81254 | Default Emission Factor
Mosaic Co Tampa Facility | 10204_B_9-1 | 10204 | B | 9-1 |  | Non-Fossil Waste | FRCC | Florida | Hillsborough | 10.4 | 1999 | 9999 |  |  |  | 0.81254 | Default Emission Factor
Mosaic Co Tampa Facility | 10204_B_9-2 | 10204 | B | 9-2 |  | Non-Fossil Waste | FRCC | Florida | Hillsborough | 10.4 | 2000 | 9999 |  |  |  | 0.81254 | Default Emission Factor
Alabama River Pulp | 10216_B_PB1 | 10216 | B | PB1 |  | Non-Fossil Waste | S_SOU | Alabama | Monroe | 21.8 | 1978 | 9999 | 2019 | 61.319 | 127110.59 | 0.96481 | NEI 2019
Alabama River Pulp | 10216_B_RB1 | 10216 | B | RB1 |  | Non-Fossil Waste | S_SOU | Alabama | Monroe | 21.8 | 1978 | 9999 | 2019 | 68.215 | 127110.59 | 1.0733 | NEI 2019
Leaf River Cellulose LLC | 10233_B_PB | 10233 | B | PB |  | Non-Fossil Waste | S_SOU | Mississippi | Perry | 26 | 1984 | 9999 | 2019 | 28.79 | 201720.62 | 0.28544 | NEI 2019
Leaf River Cellulose LLC | 10233_B_RB | 10233 | B | RB |  | Non-Fossil Waste | S_SOU | Mississippi | Perry | 26 | 1984 | 9999 | 2019 | 161.57 | 201720.62 | 1.6019 | NEI 2019
Crawfordsville Power Plant | 1024_B_5 | 1024 | B | 5 |  | Coal Steam | MIS_INKY | Indiana | Montgomery | 10.6 | 1956 | 9999 |  |  |  | 0.28221 | Default Emission Factor
Crawfordsville Power Plant | 1024_B_6 | 1024 | B | 6 |  | Coal Steam | MIS_INKY | Indiana | Montgomery | 12.6 | 1965 | 9999 |  |  |  | 0.28221 | Default Emission Factor
Bridgewater Power LP | 10290_B_EU1 | 10290 | B | EU1 |  | Biomass | NENGREST | New Hampshire | Grafton | 16 | 1987 | 9999 | 2017 | 48.7567 | 121464 | 0.80282 | NEI 2019
Desert View Power | 10300_B_BLR1 | 10300 | B | BLR1 |  | Biomass | WECC_IID | California | Riverside | 23.5 | 1992 | 9999 |  |  |  | 0.70464 | Default Emission Factor
Desert View Power | 10300_B_BLR2 | 10300 | B | BLR2 |  | Biomass | WECC_IID | California | Riverside | 23.5 | 1992 | 9999 |  |  |  | 0.70464 | Default Emission Factor
T B Simon Power Plant | 10328_B_BLR1 | 10328 | B | BLR1 | 89142 | O/G Steam | MIS_LMI | Michigan | Ingham | 17 | 1965 | 9999 | 2019 | 5.82 | 55666.4622 | 0.2091 | NEI 2019
T B Simon Power Plant | 10328_B_BLR2 | 10328 | B | BLR2 | 89143 | O/G Steam | MIS_LMI | Michigan | Ingham | 17 | 1965 | 9999 | 2019 | 5.655 | 55666.4622 | 0.20317 | NEI 2019
T B Simon Power Plant | 10328_B_BLR3 | 10328 | B | BLR3 | 89144 | O/G Steam | MIS_LMI | Michigan | Ingham | 17 | 1973 | 9999 | 2019 | 7.265 | 55666.4622 | 0.26102 | NEI 2019
T B Simon Power Plant | 10328_B_BLR4 | 10328 | B | BLR4 | 89145 | O/G Steam | MIS_LMI | Michigan | Ingham | 17 | 1990 | 9999 | 2019 | 3.8665 | 55666.4622 | 0.13892 | NEI 2019
T B Simon Power Plant | 10328_B_BLR6 | 10328 | B | BLR6 | 89142 | O/G Steam | MIS_LMI | Michigan | Ingham | 17 | 2004 | 9999 |  |  |  | 0.15323 | Default Emission Factor
Foster Wheeler Mt Carmel Cogen | 10343_B_SG-101 | 10343 | B | SG-101 | 3542 | Coal Steam | PJM_WMAC | Pennsylvania | Northumberland | 43 | 1990 | 9999 | 2019 | 11.5137 | 81195 | 0.28361 | NEI 2019
Hillman Power LLC | 10346_B_BOIL01 | 10346 | B | BOIL01 |  | Biomass | MIS_LMI | Michigan | Montmorency | 17.7 | 1987 | 9999 | 2019 | 17.1333 | 93506 | 0.36646 | NEI 2019
ReEnergy Livermore Falls | 10354_B_1 | 10354 | B | 1 |  | Biomass | NENG_ME | Maine | Androscoggin | 36 | 1992 | 9999 | 2019 | 13.8641 | 222953 | 0.12437 | NEI 2019
Lumberton | 10382_B_UNIT1 | 10382 | B | UNIT1 | 3545 | Biomass | S_VACA | North Carolina | Robeson | 17.4 | 2015 | 9999 |  |  |  | 0.21883 | NEI 2019
Lumberton | 10382_B_UNIT2 | 10382 | B | UNIT2 | 3546 | Biomass | S_VACA | North Carolina | Robeson | 17.4 | 2015 | 9999 | 2019 | 14.62 | 133621 | 0.21883 | NEI 2019
ArcelorMittal Indiana Harbor West | 10397_B_5HPB | 10397 | B | 5HPB |  | Fossil Waste | MIS_INKY | Indiana | Lake | 11.1 | 1952 | 9999 |  |  |  | 0.6381 | Default Emission Factor
ArcelorMittal Indiana Harbor West | 10397_B_6HPB | 10397 | B | 6HPB |  | Fossil Waste | MIS_INKY | Indiana | Lake | 11.1 | 1956 | 9999 | 2019 | 23.5301 | 29626.6787 | 1.5884 | NEI 2019
ArcelorMittal Indiana Harbor West | 10397_B_7HPB | 10397 | B | 7HPB |  | Fossil Waste | MIS_INKY | Indiana | Lake | 11.1 | 1956 | 9999 | 2019 | 53.9744 | 29626.6787 | 3.6436 | NEI 2019
ArcelorMittal Indiana Harbor West | 10397_B_8HPB | 10397 | B | 8HPB |  | Fossil Waste | MIS_INKY | Indiana | Lake | 24 | 1967 | 9999 | 2019 | 126.5242 | 64192.1297 | 3.9421 | NEI 2019
ArcelorMittal Indiana Harbor West | 10397_B_9HPB | 10397 | B | 9HPB |  | Fossil Waste | MIS_INKY | Indiana | Lake | 17 | 2000 | 9999 |  |  |  | 0.6381 | Default Emission Factor
Whitewater Valley | 1040_B_1 | 1040 | B | 1 | 729 | Coal Steam | PJM_West | Indiana | Wayne | 35 | 1955 | 9999 | 2019 | 10.7142 | 12098 | 1.7712 | NEI 2019
Whitewater Valley | 1040_B_2 | 1040 | B | 2 | 730 | Coal Steam | PJM_West | Indiana | Wayne | 65 | 1973 | 9999 | 2019 | 21.8694 | 26495 | 1.6508 | NEI 2019
Pensacola Florida Plant | 10416_B_BO4 | 10416 | B | BO4 |  | O/G Steam | S_SOU | Florida | Escambia | 2.7 | 1953 | 9999 |  |  |  | 0.15323 | Default Emission Factor
Pensacola Florida Plant | 10416_B_BO5 | 10416 | B | BO5 |  | O/G Steam | S_SOU | Florida | Escambia | 2.7 | 1957 | 9999 |  |  |  | 0.15323 | Default Emission Factor
Pensacola Florida Plant | 10416_B_BO6 | 10416 | B | BO6 |  | O/G Steam | S_SOU | Florida | Escambia | 2.7 | 1957 | 9999 |  |  |  | 0.15323 | Default Emission Factor
Pensacola Florida Plant | 10416_B_BO7 | 10416 | B | BO7 |  | O/G Steam | S_SOU | Florida | Escambia | 2.7 | 1953 | 9999 |  |  |  | 0.15323 | Default Emission Factor
Pensacola Florida Plant | 10416_B_BO8 | 10416 | B | BO8 |  | O/G Steam | S_SOU | Florida | Escambia | 2.7 | 1953 | 9999 |  |  |  | 0.15323 | Default Emission Factor
Pensacola Florida Plant | 10416_B_BO9 | 10416 | B | BO9 |  | O/G Steam | S_SOU | Florida | Escambia | 2.7 | 2007 | 9999 |  |  |  | 0.15323 | Default Emission Factor
Camden Resource Recovery Facility | 10435_B_SG101A | 10435 | B | SG101A |  | Municipal Solid Waste | PJM_EMAC | New Jersey | Camden | 11 | 1991 | 9999 |  |  |  | 0.14995 | Default Emission Factor
Camden Resource Recovery Facility | 10435_B_SG101B | 10435 | B | SG101B |  | Municipal Solid Waste | PJM_EMAC | New Jersey | Camden | 11 | 1991 | 9999 |  |  |  | 0.14995 | Default Emission Factor
Camden Resource Recovery Facility | 10435_B_SG101C | 10435 | B | SG101C |  | Municipal Solid Waste | PJM_EMAC | New Jersey | Camden | 11 | 1991 | 9999 |  |  |  | 0.14995 | Default Emission Factor
ReEnergy Black River | 10464_B_E0001 | 10464 | B | E0001 | 3547 | Biomass | NY_Z_C&E | New York | Jefferson | 18.3 | 2013 | 9999 |  |  |  | 0.0413 | NEI 2019
ReEnergy Black River | 10464_B_E0002 | 10464 | B | E0002 | 3548 | Biomass | NY_Z_C&E | New York | Jefferson | 18.3 | 2013 | 9999 |  |  |  | 0.0413 | NEI 2019
ReEnergy Black River | 10464_B_E0003 | 10464 | B | E0003 | 3549 | Biomass | NY_Z_C&E | New York | Jefferson | 18.3 | 2013 | 9999 | 2017 | 6.9155 | 334870.6513 | 0.0413 | NEI 2019
Puente Hills Energy Recovery | 10472_B_B300 | 10472 | B | B300 |  | Landfill Gas | WECC_SCE | California | Los Angeles | 22.5 | 1986 | 9999 |  |  |  | 0.61247 | Default Emission Factor
Puente Hills Energy Recovery | 10472_B_B400 | 10472 | B | B400 |  | Landfill Gas | WECC_SCE | California | Los Angeles | 22.5 | 1986 | 9999 |  |  |  | 0.61247 | Default Emission Factor
Wisconsin Rapids Pulp Mill | 10477_B_P1 | 10477 | B | P1 |  | Non-Fossil Waste | MIS_WUMS | Wisconsin | Wood | 10.8 | 1966 | 9999 |  |  |  | 0.81254 | Default Emission Factor
Wisconsin Rapids Pulp Mill | 10477_B_P2 | 10477 | B | P2 |  | Non-Fossil Waste | MIS_WUMS | Wisconsin | Wood | 10.8 | 1966 | 9999 |  |  |  | 0.81254 | Default Emission Factor
Wisconsin Rapids Pulp Mill | 10477_B_P3 | 10477 | B | P3 |  | Non-Fossil Waste | MIS_WUMS | Wisconsin | Wood | 10.8 | 1991 | 9999 |  |  |  | 0.81254 | Default Emission Factor
Wisconsin Rapids Pulp Mill | 10477_B_R1 | 10477 | B | R1 |  | Non-Fossil Waste | MIS_WUMS | Wisconsin | Wood | 10.8 | 1966 | 9999 |  |  |  | 0.81254 | Default Emission Factor
Wisconsin Rapids Pulp Mill | 10477_B_R2 | 10477 | B | R2 |  | Non-Fossil Waste | MIS_WUMS | Wisconsin | Wood | 10.8 | 1975 | 9999 |  |  |  | 0.81254 | Default Emission Factor
Wisconsin Rapids Pulp Mill | 10477_B_R3 | 10477 | B | R3 |  | Non-Fossil Waste | MIS_WUMS | Wisconsin | Wood | 10.8 | 1989 | 9999 |  |  |  | 0.81254 | Default Emission Factor
Rumford Cogeneration | 10495_B_6 | 10495 | B | 6 |  | Tires | NENG_ME | Maine | Oxford | 26 | 1990 | 9999 | 2019 | 7.4144 | 169473.1026 | 0.0875 | NEI 2019
Rumford Cogeneration | 10495_B_7 | 10495 | B | 7 |  | Tires | NENG_ME | Maine | Oxford | 26 | 1990 | 9999 | 2017 | 7.3621 | 173865.7771 | 0.08469 | NEI 2019
Rumford Cogeneration | 10495_B_CRECV | 10495 | B | CRECV |  | Non-Fossil Waste | NENG_ME | Maine | Oxford | 34 | 1981 | 9999 | 2019 | 112.6515 | 221054.7947 | 1.0192 | NEI 2019
Wheelabrator Hudson Falls | 10503_B_SG201A | 10503 | B | SG201A |  | Municipal Solid Waste | NY_Z_F | New York | Washington | 5.8 | 1992 | 9999 | 2019 | 0.13427 | 38279.5 | 0.00702 | NEI 2019
Wheelabrator Hudson Falls | 10503_B_SG201B | 10503 | B | SG201B |  | Municipal Solid Waste | NY_Z_F | New York | Washington | 5.8 | 1992 | 9999 | 2019 | 0.10776 | 38279.5 | 0.00563 | NEI 2019
Craven County Wood Energy LP | 10525_B_4A | 10525 | B | 4A | 89655 | Biomass | S_VACA | North Carolina | Craven | 47 | 1990 | 9999 | 2019 | 73.3 | 326608 | 0.44886 | NEI 2019
Fernandina Plant | 10562_B_PB6 | 10562 | B | PB6 |  | Biomass | FRCC | Florida | Nassau | 21 | 2006 | 9999 | 2019 | 42.51 | 116944.04 | 0.72701 | NEI 2019
Fernandina Plant | 10562_B_REC5 | 10562 | B | REC5 |  | Biomass | FRCC | Florida | Nassau | 21 | 1976 | 9999 | 2017 | 86.857 | 125108.365 | 1.3885 | NEI 2019
Agrilectric Power Partners Ltd | 10593_B_BLR1 | 10593 | B | BLR1 |  | Biomass | MIS_WOTA | Louisiana | Calcasieu | 10.9 | 1984 | 9999 | 2019 | 14.395 | 83989 | 0.34278 | NEI 2019
Ebensburg Power | 10603_B_031 | 10603 | B | 031 | 3557 | Coal Steam | PJM_PENE | Pennsylvania | Cambria | 50 | 1991 | 9999 | 2017 | 25.86 | 249137 | 0.2076 | NEI 2019
Domtar - Woodland Mill | 10613_B_3RB | 10613 | B | 3RB |  | Non-Fossil Waste | NENG_ME | Maine | Washington | 23 | 1989 | 9999 | 2019 | 217.4566 | 166443.5 | 2.613 | NEI 2019
Domtar - Woodland Mill | 10613_B_9PB | 10613 | B | 9PB |  | Non-Fossil Waste | NENG_ME | Maine | Washington | 23 | 1969 | 9999 | 2019 | 117.4624 | 166443.5 | 1.4114 | NEI 2019
Pine Bluff Mill | 10627_B_BB1 | 10627 | B | BB1 |  | O/G Steam | MIS_AR | Arkansas | Jefferson | 12.2 | 1957 | 9999 |  |  |  | 0.15323 | Default Emission Factor
Pine Bluff Mill | 10627_B_PB1 | 10627 | B | PB1 |  | O/G Steam | MIS_AR | Arkansas | Jefferson | 12.2 | 1957 | 9999 |  |  |  | 0.15323 | Default Emission Factor
Pine Bluff Mill | 10627_B_RB2 | 10627 | B | RB2 |  | Non-Fossil Waste | MIS_AR | Arkansas | Jefferson | 12.2 | 1957 | 9999 |  |  |  | 0.81254 | Default Emission Factor
Pine Bluff Mill | 10627_B_RB3 | 10627 | B | RB3 |  | Non-Fossil Waste | MIS_AR | Arkansas | Jefferson | 12.2 | 1957 | 9999 |  |  |  | 0.81254 | Default Emission Factor
Pine Bluff Mill | 10627_B_RB4 | 10627 | B | RB4 |  | Non-Fossil Waste | MIS_AR | Arkansas | Jefferson | 12.2 | 1957 | 9999 |  |  |  | 0.81254 | Default Emission Factor
Wheelabrator Baltimore Refuse | 10629_B_BLR1 | 10629 | B | BLR1 |  | Municipal Solid Waste | PJM_SMAC | Maryland | Baltimore City | 20.4 | 1985 | 9999 | 2019 | 20.5994 | 108072.5859 | 0.38121 | NEI 2019
Wheelabrator Baltimore Refuse | 10629_B_BLR2 | 10629 | B | BLR2 |  | Municipal Solid Waste | PJM_SMAC | Maryland | Baltimore City | 20.4 | 1985 | 9999 | 2019 | 9.3999 | 108072.5859 | 0.17396 | NEI 2019
Wheelabrator Baltimore Refuse | 10629_B_BLR3 | 10629 | B | BLR3 |  | Municipal Solid Waste | PJM_SMAC | Maryland | Baltimore City | 20.4 | 1985 | 9999 | 2019 | 10.7004 | 108072.5859 | 0.19802 | NEI 2019
Covanta Hempstead | 10642_B_1 | 10642 | B | 1 |  | Municipal Solid Waste | NY_Z_K | New York | Nassau | 23.9 | 1989 | 9999 |  |  |  | 0.14995 | Default Emission Factor
Covanta Hempstead | 10642_B_2 | 10642 | B | 2 |  | Municipal Solid Waste | NY_Z_K | New York | Nassau | 23.9 | 1989 | 9999 |  |  |  | 0.14995 | Default Emission Factor
Covanta Hempstead | 10642_B_3 | 10642 | B | 3 |  | Municipal Solid Waste | NY_Z_K | New York | Nassau | 23.9 | 1989 | 9999 |  |  |  | 0.14995 | Default Emission Factor
Covanta Essex Company | 10643_B_1 | 10643 | B | 1 |  | Municipal Solid Waste | PJM_EMAC | New Jersey | Essex | 20 | 1990 | 9999 |  |  |  | 0.1891 | NEI 2019
Covanta Essex Company | 10643_B_2 | 10643 | B | 2 |  | Municipal Solid Waste | PJM_EMAC | New Jersey | Essex | 20 | 1990 | 9999 |  |  |  | 0.1891 | NEI 2019
Covanta Essex Company | 10643_B_3 | 10643 | B | 3 |  | Municipal Solid Waste | PJM_EMAC | New Jersey | Essex | 20 | 1990 | 9999 | 2019 | 47.007 | 497157.0284 | 0.1891 | NEI 2019
Covanta Southeastern Connecticut Company | 10646_B_BLR1 | 10646 | B | BLR1 |  | Municipal Solid Waste | NENG_CT | Connecticut | New London | 8.2 | 1991 | 9999 | 2019 | 2.939 | 65394 | 0.08989 | NEI 2019
Covanta Southeastern Connecticut Company | 10646_B_BLR2 | 10646 | B | BLR2 |  | Municipal Solid Waste | NENG_CT | Connecticut | New London | 8.2 | 1991 | 9999 | 2019 | 0.41416 | 65394 | 0.01267 | NEI 2019
Burney Forest Products | 10652_B_BLR1 | 10652 | B | BLR1 |  | Biomass | WEC_CALN | California | Shasta | 15.5 | 1989 | 9999 | 2017 | 13.87 | 83893 | 0.33066 | NEI 2019
Burney Forest Products | 10652_B_BLR2 | 10652 | B | BLR2 |  | Biomass | WEC_CALN | California | Shasta | 15.5 | 1989 | 9999 | 2017 | 8.81 | 83893 | 0.21003 | NEI 2019
River Valley | 10671_B_1A | 10671 | B | 1A | 90961 | Coal Steam | SPP_WEST | Oklahoma | Le Flore | 80 | 1991 | 9999 | 2019 | 12.686 | 173303.5 | 0.1464 | NEI 2019
River Valley | 10671_B_1B | 10671 | B | 1B | 90962 | Coal Steam | SPP_WEST | Oklahoma | Le Flore | 80 | 1991 | 9999 | 2019 | 39.906 | 173303.5 | 0.46053 | NEI 2019
River Valley | 10671_B_2A | 10671 | B | 2A | 90963 | Coal Steam | SPP_WEST | Oklahoma | Le Flore | 80 | 1991 | 9999 | 2017 | 23.842 | 440503 | 0.10825 | NEI 2019
River Valley | 10671_B_2B | 10671 | B | 2B | 90964 | Coal Steam | SPP_WEST | Oklahoma | Le Flore | 80 | 1991 | 9999 | 2019 | 14.53 | 96353.5 | 0.3016 | NEI 2019
AES Warrior Run Cogeneration Facility | 10678_B_BLR1 | 10678 | B | BLR1 | 3575 | Coal Steam | PJM_AP | Maryland | Allegany | 180 | 2000 | 9999 | 2019 | 105.2763 | 1103810 | 0.19075 | NEI 2019
Argus Cogen Plant | 10684_B_BLR22 | 10684 | B | BLR22 |  | Coal Steam | WECC_SCE | California | San Bernardino | 2.3 | 1967 | 9999 |  |  |  | 0.28221 | Default Emission Factor
Argus Cogen Plant | 10684_B_BLR25 | 10684 | B | BLR25 |  | Coal Steam | WECC_SCE | California | San Bernardino | 27 | 1978 | 9999 |  |  |  | 0.16462 | Default Emission Factor
Argus Cogen Plant | 10684_B_BLR26 | 10684 | B | BLR26 |  | Coal Steam | WECC_SCE | California | San Bernardino | 27 | 1978 | 9999 |  |  |  | 0.16462 | Default Emission Factor
Rapids Energy Center | 10686_B_5 | 10686 | B | 5 |  | Biomass | MIS_MNWI | Minnesota | Itasca | 10.8 | 1980 | 9999 | 2019 | 0.065919 | 8336.5 | 0.01582 | NEI 2019
Rapids Energy Center | 10686_B_6 | 10686 | B | 6 |  | Biomass | MIS_MNWI | Minnesota | Itasca | 10.8 | 1980 | 9999 |  |  |  | 0.68393 | Default Emission Factor
Rapids Energy Center | 10686_B_7 | 10686 | B | 7 |  | Biomass | MIS_MNWI | Minnesota | Itasca | 3.3 | 2001 | 9999 | 2019 | 0.21648 | 125.5 | 3.4499 | NEI 2019
Rapids Energy Center | 10686_B_8 | 10686 | B | 8 |  | Biomass | MIS_MNWI | Minnesota | Itasca | 3.3 | 2001 | 9999 | 2017 | 0.19174 | 10114.84 | 0.03791 | NEI 2019
Prairie Creek | 1073_B_3 | 1073 | B | 3 | 746 | Coal Steam | MIS_IA | Iowa | Linn | 30.4 | 1958 | 9999 |  |  |  | 0.28221 | Default Emission Factor
Prairie Creek | 1073_B_4 | 1073 | B | 4 | 747 | O/G Steam | MIS_IA | Iowa | Linn | 110 | 1967 | 9999 |  |  |  | 0.15323 | Default Emission Factor
Covanta Delaware Valley | 10746_B_BLR1 | 10746 | B | BLR1 |  | Municipal Solid Waste | PJM_EMAC | Pennsylvania | Delaware | 13.3 | 1991 | 9999 | 2019 | 19.3136 | 86455.3957 | 0.44679 | NEI 2019
Covanta Delaware Valley | 10746_B_BLR2 | 10746 | B | BLR2 |  | Municipal Solid Waste | PJM_EMAC | Pennsylvania | Delaware | 13.3 | 1991 | 9999 | 2019 | 16.4503 | 86455.3957 | 0.38055 | NEI 2019
Covanta Delaware Valley | 10746_B_BLR3 | 10746 | B | BLR3 |  | Municipal Solid Waste | PJM_EMAC | Pennsylvania | Delaware | 13.3 | 1991 | 9999 | 2019 | 18.4869 | 86455.3957 | 0.42766 | NEI 2019
Covanta Delaware Valley | 10746_B_BLR4 | 10746 | B | BLR4 |  | Municipal Solid Waste | PJM_EMAC | Pennsylvania | Delaware | 13.3 | 1991 | 9999 | 2019 | 6.263 | 86455.3957 | 0.14488 | NEI 2019
Covanta Delaware Valley | 10746_B_BLR5 | 10746 | B | BLR5 |  | Municipal Solid Waste | PJM_EMAC | Pennsylvania | Delaware | 13.3 | 1991 | 9999 | 2019 | 19.3095 | 86455.3957 | 0.44669 | NEI 2019
Covanta Delaware Valley | 10746_B_BLR6 | 10746 | B | BLR6 |  | Municipal Solid Waste | PJM_EMAC | Pennsylvania | Delaware | 13.3 | 1991 | 9999 | 2019 | 13.868 | 86455.3957 | 0.32081 | NEI 2019
Blue Lake Power LLC | 10764_B_Zurn | 10764 | B | Zurn |  | Biomass | WEC_CALN | California | Humboldt | 11.5 | 1985 | 9999 |  |  |  | 0.68393 | Default Emission Factor
Indeck Jonesboro Energy Center | 10765_B_CFB002 | 10765 | B | CFB002 |  | Biomass | NENG_ME | Maine | Washington | 20.2 | 1987 | 9999 | 2019 | 1.674 | 23380 | 0.1432 | NEI 2019
Indeck West Enfield Energy Center | 10766_B_CFB001 | 10766 | B | CFB001 |  | Biomass | NENG_ME | Maine | Penobscot | 20.4 | 1987 | 9999 | 2019 | 1.6352 | 23195 | 0.141 | NEI 2019
Rio Bravo Fresno | 10767_B_CFB | 10767 | B | CFB |  | Biomass | WEC_CALN | California | Fresno | 24.3 | 1988 | 9999 | 2019 | 12.6581 | 187525 | 0.135 | NEI 2019
Hopewell Power Station | 10771_B_1 | 10771 | B | 1 | 3591 | Biomass | PJM_Dom | Virginia | Hopewell City | 26 | 1992 | 2029 | 2019 | 10.2808 | 142918 | 0.14387 | NEI 2019
Hopewell Power Station | 10771_B_2 | 10771 | B | 2 | 3592 | Biomass | PJM_Dom | Virginia | Hopewell City | 26 | 1992 | 2029 | 2019 | 7.8284 | 142918 | 0.10955 | NEI 2019
Rio Bravo Rocklin | 10772_B_CFB | 10772 | B | CFB |  | Biomass | WEC_CALN | California | Placer | 24.4 | 1990 | 9999 | 2017 | 61.4152 | 164302 | 0.74759 | NEI 2019
Altavista Power Station | 10773_B_1 | 10773 | B | 1 | 3593 | Biomass | PJM_West | Virginia | Campbell | 26 | 1992 | 2029 | 2017 | 4.4292 | 137801.5 | 0.06428 | NEI 2019
Altavista Power Station | 10773_B_2 | 10773 | B | 2 | 3594 | Biomass | PJM_West | Virginia | Campbell | 26 | 1992 | 2029 | 2019 | 7.8347 | 136228.5 | 0.11502 | NEI 2019
Southampton Power Station | 10774_B_1 | 10774 | B | 1 | 3595 | Biomass | PJM_Dom | Virginia | Southampton | 26 | 1992 | 2029 | 2019 | 7.6948 | 132785.5 | 0.1159 | NEI 2019
Southampton Power Station | 10774_B_2 | 10774 | B | 2 | 3596 | Biomass | PJM_Dom | Virginia | Southampton | 26 | 1992 | 2029 | 2019 | 6.5585 | 132785.5 | 0.09878 | NEI 2019
HL Power | 10777_B_ZURN1 | 10777 | B | ZURN1 |  | Biomass | WEC_CALN | California | Lassen | 30 | 1989 | 9999 | 2019 | 36.7893 | 188963 | 0.38938 | NEI 2019
Colstrip Energy LP | 10784_B_BLR1 | 10784 | B | BLR1 |  | Coal Steam | WECC_MT | Montana | Rosebud | 38 | 1990 | 9999 | 2019 | 7.2804 | 301048 | 0.04837 | NEI 2019
Holcomb | 108_B_SGU1 | 108 | B | SGU1 | 60 | Coal Steam | SPP_N | Kansas | Finney | 359 | 1983 | 9999 | 2019 | 56.3075 | 1569548 | 0.07175 | NEI 2019
Walter Scott Jr Energy Center | 1082_B_3 | 1082 | B | 3 | 756 | Coal Steam | MIS_MIDA | Iowa | Pottawattamie | 708 | 1978 | 9999 | 2019 | 256.1592 | 3858814 | 0.13277 | NEI 2019
Walter Scott Jr Energy Center | 1082_B_4 | 1082 | B | 4 | 89556 | Coal Steam | MIS_MIDA | Iowa | Pottawattamie | 814 | 2007 | 9999 | 2019 | 340.1883 | 4155389 | 0.16373 | NEI 2019
Grayling Generating Station | 10822_B_BOIL1 | 10822 | B | BOIL1 | 90210 | Biomass | MIS_LMI | Michigan | Crawford | 38 | 1992 | 9999 | 2019 | 10.4138 | 171210 | 0.12165 | NEI 2019
Deer Island Treatment Plant | 10823_B_B101 | 10823 | B | B101 |  | Non-Fossil Waste | NENGREST | Massachusetts | Suffolk | 4.5 | 1997 | 9999 |  |  |  | 0.81254 | Default Emission Factor
Deer Island Treatment Plant | 10823_B_B201 | 10823 | B | B201 |  | Non-Fossil Waste | NENGREST | Massachusetts | Suffolk | 4.5 | 1997 | 9999 |  |  |  | 0.81254 | Default Emission Factor
Woodland Biomass Power Ltd | 10836_B_BLR1 | 10836 | B | BLR1 |  | Biomass | WEC_CALN | California | Yolo | 25 | 1989 | 9999 | 2018 | 35.483 | 187736 | 0.37801 | California Air Resources Board
Springfield Power LLC | 10838_B_BLR1 | 10838 | B | BLR1 |  | Biomass | NENGREST | New Hampshire | Sullivan | 16.1 | 1987 | 9999 |  |  |  | 0.68393 | Default Emission Factor
DG Whitefield LLC | 10839_B_BLR1 | 10839 | B | BLR1 |  | Biomass | NENGREST | New Hampshire | Coos | 17 | 1986 | 9999 |  |  |  | 0.68393 | Default Emission Factor
Silver Bay Power | 10849_B_BLR1 | 10849 | B | BLR1 | 89908 | Coal Steam | MIS_MNWI | Minnesota | Lake | 36 | 1955 | 9999 | 2017 | 6.9878 | 149771 | 0.09331 | NEI 2019
Silver Bay Power | 10849_B_BLR2 | 10849 | B | BLR2 | 89909 | Coal Steam | MIS_MNWI | Minnesota | Lake | 69 | 1963 | 9999 | 2019 | 15.1975 | 81195 | 0.37435 | NEI 2019
Archer Daniels Midland Cedar Rapids | 10864_B_1 | 10864 | B | 1 |  | Coal Steam | MIS_IA | Iowa | Linn | 40 | 1988 | 9999 | 2019 | 10.9878 | 119941.5626 | 0.18322 | NEI 2019
Archer Daniels Midland Cedar Rapids | 10864_B_2 | 10864 | B | 2 |  | Coal Steam | MIS_IA | Iowa | Linn | 40 | 1988 | 9999 | 2019 | 12.027 | 119941.5626 | 0.20055 | NEI 2019
Archer Daniels Midland Cedar Rapids | 10864_B_3 | 10864 | B | 3 |  | Coal Steam | MIS_IA | Iowa | Linn | 40 | 1989 | 9999 | 2019 | 3.4863 | 119941.5626 | 0.05813 | NEI 2019
Archer Daniels Midland Cedar Rapids | 10864_B_4 | 10864 | B | 4 |  | Coal Steam | MIS_IA | Iowa | Linn | 40 | 1994 | 9999 | 2019 | 3.4905 | 119941.5626 | 0.0582 | NEI 2019
Archer Daniels Midland Cedar Rapids | 10864_B_5 | 10864 | B | 5 |  | Coal Steam | MIS_IA | Iowa | Linn | 100 | 2001 | 9999 | 2019 | 13.1292 | 301749.1191 | 0.08702 | NEI 2019
Biomass One LP | 10869_B_NORTH | 10869 | B | NORTH |  | Biomass | WECC_PNW | Oregon | Jackson | 18.2 | 1985 | 9999 | 2017 | 3.76 | 58488 | 0.12857 | NEI 2019
Biomass One LP | 10869_B_SOUTH | 10869 | B | SOUTH |  | Biomass | WECC_PNW | Oregon | Jackson | 18.2 | 1985 | 9999 | 2017 | 3.4 | 58488 | 0.11626 | NEI 2019
Medical Area Total Energy Plant | 10883_B_GTHSG1 | 10883 | B | GTHSG1 |  | O/G Steam | NENGREST | Massachusetts | Suffolk | 2.8 | 2004 | 9999 |  |  |  | 0.15323 | Default Emission Factor
Medical Area Total Energy Plant | 10883_B_GTHSG2 | 10883 | B | GTHSG2 |  | O/G Steam | NENGREST | Massachusetts | Suffolk | 2.8 | 2004 | 9999 |  |  |  | 0.15323 | Default Emission Factor
Medical Area Total Energy Plant | 10883_B_GTHSG3 | 10883 | B | GTHSG3 |  | O/G Steam | NENGREST | Massachusetts | Suffolk | 2.8 | 2017 | 9999 |  |  |  | 0.15323 | Default Emission Factor
Medical Area Total Energy Plant | 10883_B_HSG1 | 10883 | B | HSG1 |  | O/G Steam | NENGREST | Massachusetts | Suffolk | 2.8 | 1979 | 9999 | 2019 | 2.288 | 9552.3175 | 0.47905 | NEI 2019
Medical Area Total Energy Plant | 10883_B_HSG2 | 10883 | B | HSG2 |  | O/G Steam | NENGREST | Massachusetts | Suffolk | 2.8 | 1979 | 9999 | 2019 | 0.91 | 9552.3175 | 0.19053 | NEI 2019
Medical Area Total Energy Plant | 10883_B_PSG1 | 10883 | B | PSG1 |  | O/G Steam | NENGREST | Massachusetts | Suffolk | 2.8 | 2010 | 9999 | 2019 | 1.846 | 9552.3175 | 0.3865 | NEI 2019
Medical Area Total Energy Plant | 10883_B_PSG2 | 10883 | B | PSG2 |  | O/G Steam | NENGREST | Massachusetts | Suffolk | 2.8 | 2004 | 9999 | 2019 | 2.1769 | 9552.3175 | 0.45578 | NEI 2019
Medical Area Total Energy Plant | 10883_B_PSG3 | 10883 | B | PSG3 |  | O/G Steam | NENGREST | Massachusetts | Suffolk | 2.8 | 2004 | 9999 | 2019 | 0.84117 | 9552.3175 | 0.17612 | NEI 2019
George Neal North | 1091_B_3 | 1091 | B | 3 | 762 | Coal Steam | MIS_MIDA | Iowa | Woodbury | 515 | 1975 | 9999 | 2019 | 118.7917 | 1628432 | 0.1459 | NEI 2019
Ames Electric Services Power Plant | 1122_B_7 | 1122 | B | 7 | 767 | O/G Steam | MIS_MIDA | Iowa | Story | 32 | 1968 | 9999 |  |  |  | 0.15323 | Default Emission Factor
Ames Electric Services Power Plant | 1122_B_8 | 1122 | B | 8 | 768 | O/G Steam | MIS_MIDA | Iowa | Story | 63 | 1982 | 9999 | 2019 | 6.6193 | 129433 | 0.10228 | NEI 2019
Cholla | 113_B_1 | 113 | B | 1 | 62 | Coal Steam | WECC_AZ | Arizona | Navajo | 116 | 1980 | 2025 | 2017 | 21.0266 | 398758 | 0.10546 | NEI 2019
Cholla | 113_B_3 | 113 | B | 3 | 64 | Coal Steam | WECC_AZ | Arizona | Navajo | 271 | 1980 | 2025 | 2019 | 49.5097 | 1006969 | 0.09833 | NEI 2019
Streeter Station | 1131_B_6 | 1131 | B | 6 |  | O/G Steam | MIS_MIDA | Iowa | Black Hawk | 19.6 | 1963 | 9999 | 2019 | 0.0015109 | 104 | 0.02906 | NEI 2019
Streeter Station | 1131_B_7 | 1131 | B | 7 | 772 | O/G Steam | MIS_MIDA | Iowa | Black Hawk | 37 | 1973 | 9999 |  |  |  | 0.15323 | Default Emission Factor
Muscatine Plant #1 | 1167_B_9 | 1167 | B | 9 | 788 | Coal Steam | MIS_IA | Iowa | Muscatine | 163 | 1983 | 9999 | 2017 | 28.1108 | 677514 | 0.08298 | NEI 2019
Yucca | 120_B_1 | 120 | B | 1 | 74 | O/G Steam | WECC_AZ | Arizona | Yuma | 75 | 1978 | 9999 | 2019 | 12.1719 | 265575 | 0.09166 | NEI 2019
Earl F Wisdom | 1217_B_1 | 1217 | B | 1 | 806 | O/G Steam | MIS_MIDA | Iowa | Clay | 38 | 1960 | 9999 |  |  |  | 0.15323 | Default Emission Factor
Cimarron River | 1230_B_1 | 1230 | B | 1 | 808 | O/G Steam | SPP_N | Kansas | Seward | 52 | 1963 | 9999 | 2019 | 0.04028 | 703 | 0.1146 | NEI 2019
Fort Dodge | 1233_B_4 | 1233 | B | 4 | 810 | O/G Steam | SPP_N | Kansas | Ford | 147 | 1969 | 9999 | 2019 | 0.27523 | 3171 | 0.1736 | NEI 2019
Great Bend - Sunflower | 1235_B_3 | 1235 | B | 3 | 811 | O/G Steam | SPP_N | Kansas | Barton | 93 | 1963 | 9999 | 2019 | 0.10123 | 324 | 0.62489 | NEI 2019
La Cygne | 1241_B_1 | 1241 | B | 1 | 819 | Coal Steam | SPP_N | Kansas | Linn | 736 | 1973 | 2025 | 2019 | 69.3264 | 2626438 | 0.05279 | NEI 2019
La Cygne | 1241_B_2 | 1241 | B | 2 | 820 | Coal Steam | SPP_N | Kansas | Linn | 662 | 1977 | 2039 | 2019 | 114.3113 | 3171571 | 0.07209 | NEI 2019
H Wilson Sundt Generating Station | 126_B_3 | 126 | B | 3 | 79 | O/G Steam | WECC_AZ | Arizona | Pima | 104 | 1962 | 9999 | 2019 | 11.226 | 412126 | 0.05448 | NEI 2019
H Wilson Sundt Generating Station | 126_B_4 | 126 | B | 4 | 80 | O/G Steam | WECC_AZ | Arizona | Pima | 156 | 1967 | 9999 | 2019 | 11.7946 | 478423 | 0.04931 | NEI 2019
Cross | 130_B_1 | 130 | B | 1 | 82 | Coal Steam | S_VACA | South Carolina | Berkeley | 580 | 2008 | 9999 | 2019 | 245.3474 | 2154811 | 0.22772 | NEI 2019
Cross | 130_B_2 | 130 | B | 2 | 83 | Coal Steam | S_VACA | South Carolina | Berkeley | 570 | 1984 | 9999 | 2019 | 24.2964 | 143300 | 0.3391 | NEI 2019
Cross | 130_B_3 | 130 | B | 3 | 89490 | Coal Steam | S_VACA | South Carolina | Berkeley | 600 | 2007 | 9999 | 2019 | 136.5434 | 3217262 | 0.08488 | NEI 2019
Cross | 130_B_4 | 130 | B | 4 | 89491 | Coal Steam | S_VACA | South Carolina | Berkeley | 600 | 2008 | 9999 | 2017 | 147.2392 | 2723937 | 0.10811 | NEI 2019
Pratt | 1317_B_5 | 1317 | B | 5 |  | O/G Steam | SPP_N | Kansas | Pratt | 13 | 1965 | 9999 |  |  |  | 0.15323 | Default Emission Factor
Wellington 1 | 1330_B_4 | 1330 | B | 4 |  | O/G Steam | SPP_N | Kansas | Sumner | 19.5 | 1970 | 9999 | 2019 | 0.003743 | 55 | 0.13611 | NEI 2019
Big Sandy | 1353_B_BSU1 | 1353 | B | BSU1 | 872 | O/G Steam | PJM_West | Kentucky | Lawrence | 260 | 1963 | 9999 | 2019 | 103.0882 | 1062894 | 0.19398 | NEI 2019
E W Brown | 1355_B_3 | 1355 | B | 3 | 878 | Coal Steam | S_C_KY | Kentucky | Mercer | 409 | 1971 | 2028 | 2019 | 102.7393 | 915785 | 0.22437 | NEI 2019
Ghent | 1356_B_1 | 1356 | B | 1 | 884 | Coal Steam | S_C_KY | Kentucky | Carroll | 474 | 1973 | 9999 | 2019 | 42.8706 | 2697305 | 0.03179 | NEI 2019
Ghent | 1356_B_2 | 1356 | B | 2 | 885 | Coal Steam | S_C_KY | Kentucky | Carroll | 495 | 1977 | 9999 | 2019 | 76.2398 | 2638164 | 0.0578 | NEI 2019
Ghent | 1356_B_3 | 1356 | B | 3 | 886 | Coal Steam | S_C_KY | Kentucky | Carroll | 485 | 1981 | 9999 | 2017 | 70.6021 | 2537162 | 0.05565 | NEI 2019
Ghent | 1356_B_4 | 1356 | B | 4 | 887 | Coal Steam | S_C_KY | Kentucky | Carroll | 465 | 1984 | 9999 | 2019 | 87.8843 | 2480091 | 0.07087 | NEI 2019
Seminole (FL) | 136_B_2 | 136 | B | 2 | 85 | Coal Steam | FRCC | Florida | Putnam | 657 | 1984 | 9999 | 2017 | 597.5965 | 4247979 | 0.28136 | NEI 2019
Mill Creek (KY) | 1364_B_1 | 1364 | B | 1 | 905 | Coal Steam | S_C_KY | Kentucky | Jefferson | 300 | 1972 | 2024 | 2019 | 179.4321 | 1499827 | 0.23927 | NEI 2019
Mill Creek (KY) | 1364_B_2 | 1364 | B | 2 | 906 | Coal Steam | S_C_KY | Kentucky | Jefferson | 297 | 1974 | 2028 | 2017 | 222.7826 | 1683758 | 0.26463 | NEI 2019
Mill Creek (KY) | 1364_B_3 | 1364 | B | 3 | 907 | Coal Steam | S_C_KY | Kentucky | Jefferson | 391 | 1978 | 9999 | 2019 | 200.6026 | 1844658 | 0.2175 | NEI 2019
Mill Creek (KY) | 1364_B_4 | 1364 | B | 4 | 908 | Coal Steam | S_C_KY | Kentucky | Jefferson | 477 | 1982 | 9999 | 2019 | 409.9943 | 3095493 | 0.2649 | NEI 2019
Shawnee | 1379_B_1 | 1379 | B | 1 | 916 | Coal Steam | S_C_TVA | Kentucky | McCracken | 134 | 1953 | 2034 | 2017 | 47.7811 | 625448 | 0.15279 | NEI 2019
Shawnee | 1379_B_2 | 1379 | B | 2 | 918 | Coal Steam | S_C_TVA | Kentucky | McCracken | 134 | 1953 | 2034 | 2017 | 63.1366 | 648458 | 0.19473 | NEI 2019
Shawnee | 1379_B_3 | 1379 | B | 3 | 919 | Coal Steam | S_C_TVA | Kentucky | McCracken | 134 | 1953 | 2033 | 2017 | 65.9821 | 716923 | 0.18407 | NEI 2019
Shawnee | 1379_B_4 | 1379 | B | 4 | 920 | Coal Steam | S_C_TVA | Kentucky | McCracken | 134 | 1954 | 2034 | 2019 | 51.3256 | 545374 | 0.18822 | NEI 2019
Shawnee | 1379_B_5 | 1379 | B | 5 | 921 | Coal Steam | S_C_TVA | Kentucky | McCracken | 134 | 1954 | 2034 | 2019 | 65.1579 | 712303 | 0.18295 | NEI 2019
Shawnee | 1379_B_6 | 1379 | B | 6 | 922 | Coal Steam | S_C_TVA | Kentucky | McCracken | 134 | 1954 | 2034 | 2017 | 52.6376 | 769636 | 0.13679 | NEI 2019
Shawnee | 1379_B_7 | 1379 | B | 7 | 923 | Coal Steam | S_C_TVA | Kentucky | McCracken | 134 | 1954 | 2034 | 2019 | 35.6816 | 471684 | 0.15129 | NEI 2019
Shawnee | 1379_B_8 | 1379 | B | 8 | 924 | Coal Steam | S_C_TVA | Kentucky | McCracken | 134 | 1955 | 2034 | 2019 | 50.8006 | 657716 | 0.15448 | NEI 2019
Shawnee | 1379_B_9 | 1379 | B | 9 | 925 | Coal Steam | S_C_TVA | Kentucky | McCracken | 134 | 1955 | 2034 | 2019 | 45.1567 | 646856 | 0.13962 | NEI 2019
Cooper | 1384_B_1 | 1384 | B | 1 | 932 | Coal Steam | PJM_West | Kentucky | Pulaski | 116 | 1969 | 9999 | 2019 | 20.1779 | 42559 | 0.94823 | NEI 2019
Cooper | 1384_B_2 | 1384 | B | 2 | 933 | Coal Steam | PJM_West | Kentucky | Pulaski | 225 | 1969 | 9999 | 2019 | 9.3223 | 126051 | 0.14791 | NEI 2019
Louisiana 1 | 1391_B_1A | 1391 | B | 1A | 936 | Fossil Waste | MIS_LA | Louisiana | East Baton Rouge | 21.3 | 1954 | 9999 | 2019 | 5.51 | 135745.4457 | 0.08118 | NEI 2019
Louisiana 1 | 1391_B_2A | 1391 | B | 2A | 937 | Fossil Waste | MIS_LA | Louisiana | East Baton Rouge | 21.3 | 1954 | 9999 | 2019 | 4.69 | 135745.4457 | 0.0691 | NEI 2019
Louisiana 1 | 1391_B_3A | 1391 | B | 3A | 938 | Fossil Waste | MIS_LA | Louisiana | East Baton Rouge | 23.5 | 1953 | 9999 | 2019 | 5.82 | 149867.7706 | 0.07767 | NEI 2019
Louisiana 1 | 1391_B_4A | 1391 | B | 4A | 939 | Fossil Waste | MIS_LA | Louisiana | East Baton Rouge | 21.3 | 1987 | 9999 |  |  |  | 0.6381 | Default Emission Factor
Louisiana 1 | 1391_B_5A | 1391 | B | 5A | 940 | Fossil Waste | MIS_LA | Louisiana | East Baton Rouge | 36 | 1999 | 9999 |  |  |  | 0.6381 | Default Emission Factor
Louisiana 1 | 1391_B_9 | 1391 | B | 9 |  | Fossil Waste | MIS_LA | Louisiana | East Baton Rouge | 4.4 | 1949 | 9999 |  |  |  | 0.6381 | Default Emission Factor
R S Nelson | 1393_B_1A | 1393 | B | 1A | 90014 | Coal Steam | MIS_WOTA | Louisiana | Calcasieu | 104 | 1992 | 9999 | 2017 | 64.75 | 822469 | 0.15745 | NEI 2019
R S Nelson | 1393_B_2A | 1393 | B | 2A | 90015 | Coal Steam | MIS_WOTA | Louisiana | Calcasieu | 100 | 1992 | 9999 | 2019 | 64.87 | 705891 | 0.1838 | NEI 2019
R S Nelson | 1393_B_6 | 1393 | B | 6 | 950 | Coal Steam | MIS_WOTA | Louisiana | Calcasieu | 550 | 1982 | 9999 | 2017 | 298.615 | 2714083 | 0.22005 | NEI 2019
Teche | 1400_B_3 | 1400 | B | 3 | 962 | O/G Steam | MIS_LA | Louisiana | St Mary | 331 | 1971 | 9999 | 2019 | 40.91 | 989464 | 0.08269 | NEI 2019
Little Gypsy | 1402_B_2 | 1402 | B | 2 | 964 | O/G Steam | MIS_AMSO | Louisiana | St Charles | 416 | 1966 | 2025 | 2019 | 51.62 | 1080892 | 0.09551 | NEI 2019
Little Gypsy | 1402_B_3 | 1402 | B | 3 | 965 | O/G Steam | MIS_AMSO | Louisiana | St Charles | 524 | 1969 | 9999 | 2019 | 81.77 | 1627984 | 0.10046 | NEI 2019
Nine Mile Point | 1403_B_4 | 1403 | B | 4 | 969 | O/G Steam | MIS_AMSO | Louisiana | Jefferson | 737 | 1971 | 9999 | 2019 | 112.72 | 2920161.5 | 0.0772 | NEI 2019
Nine Mile Point | 1403_B_5 | 1403 | B | 5 | 970 | O/G Steam | MIS_AMSO | Louisiana | Jefferson | 737 | 1973 | 9999 | 2019 | 102.57 | 2920161.5 | 0.07025 | NEI 2019
Agua Fria | 141_B_1 | 141 | B | 1 | 86 | O/G Steam | WECC_AZ | Arizona | Maricopa | 113 | 1958 | 9999 |  |  |  | 0.15323 | Default Emission Factor
Agua Fria | 141_B_2 | 141 | B | 2 | 87 | O/G Steam | WECC_AZ | Arizona | Maricopa | 113 | 1957 | 9999 |  |  |  | 0.15323 | Default Emission Factor
Agua Fria | 141_B_3 | 141 | B | 3 | 88 | O/G Steam | WECC_AZ | Arizona | Maricopa | 181 | 1961 | 9999 |  |  |  | 0.15323 | Default Emission Factor
Arsenal Hill | 1416_B_5A | 1416 | B | 5A | 979 | O/G Steam | SPP_WEST | Louisiana | Caddo | 116 | 1960 | 2025 | 2019 | 2.8 | 61216 | 0.09148 | NEI 2019
Lieberman | 1417_B_3 | 1417 | B | 3 | 980 | O/G Steam | SPP_WEST | Louisiana | Caddo | 109 | 1957 | 9999 | 2019 | 1.9 | 40142 | 0.09466 | NEI 2019
Lieberman | 1417_B_4 | 1417 | B | 4 | 981 | O/G Steam | SPP_WEST | Louisiana | Caddo | 108 | 1959 | 9999 | 2019 | 0.9 | 30979 | 0.0581 | NEI 2019
Houma | 1439_B_14 | 1439 | B | 14 |  | O/G Steam | MIS_AMSO | Louisiana | Terrebonne | 10 | 1994 | 9999 |  |  |  | 0.15323 | Default Emission Factor
Houma | 1439_B_15 | 1439 | B | 15 | 982 | O/G Steam | MIS_AMSO | Louisiana | Terrebonne | 23.5 | 1969 | 9999 | 2019 | 0.86 | 32343 | 0.05318 | NEI 2019
Houma | 1439_B_16 | 1439 | B | 16 | 983 | O/G Steam | MIS_AMSO | Louisiana | Terrebonne | 39 | 1976 | 9999 | 2019 | 1.32 | 22328 | 0.11824 | NEI 2019
Big Cajun 1 | 1464_B_1B1 | 1464 | B | 1B1 | 994 | O/G Steam | MIS_LA | Louisiana | Pointe Coupee | 110 | 1972 | 9999 | 2019 | 4.9529 | 42544 | 0.23284 | NEI 2019
Big Cajun 1 | 1464_B_1B2 | 1464 | B | 1B2 | 995 | O/G Steam | MIS_LA | Louisiana | Pointe Coupee | 110 | 1972 | 9999 | 2019 | 4.4574 | 38969 | 0.22876 | NEI 2019
William F Wyman | 1507_B_3 | 1507 | B | 3 | 1002 | O/G Steam | NENG_ME | Maine | Cumberland | 111 | 1965 | 9999 | 2019 | 0.16324 | 2069 | 0.1578 | NEI 2019
William F Wyman | 1507_B_4 | 1507 | B | 4 | 1003 | O/G Steam | NENG_ME | Maine | Cumberland | 602 | 1978 | 9999 |  |  |  | 0.15323 | Default Emission Factor
Herbert A Wagner | 1554_B_1 | 1554 | B | 1 | 1007 | O/G Steam | PJM_SMAC | Maryland | Anne Arundel | 126 | 1956 | 9999 |  |  |  | 0.15323 | Default Emission Factor
Herbert A Wagner | 1554_B_3 | 1554 | B | 3 | 1009 | Coal Steam | PJM_SMAC | Maryland | Anne Arundel | 305 | 1966 | 2025 | 2017 | 30.039 | 171631 | 0.35004 | NEI 2019
Herbert A Wagner | 1554_B_4 | 1554 | B | 4 | 1010 | O/G Steam | PJM_SMAC | Maryland | Anne Arundel | 397 | 1972 | 9999 |  |  |  | 0.15323 | Default Emission Factor
Vienna Operations | 1564_B_8 | 1564 | B | 8 | 1043 | O/G Steam | PJM_EMAC | Maryland | Dorchester | 153 | 1971 | 9999 |  |  |  | 0.15323 | Default Emission Factor
Chalk Point LLC | 1571_B_3 | 1571 | B | 3 | 1052 | O/G Steam | PJM_SMAC | Maryland | Prince Georges | 582 | 1975 | 9999 |  |  |  | 0.15323 | Default Emission Factor
Chalk Point LLC | 1571_B_4 | 1571 | B | 4 | 1053 | O/G Steam | PJM_SMAC | Maryland | Prince Georges | 582 | 1981 | 9999 |  |  |  | 0.15323 | Default Emission Factor
Canal | 1599_B_1 | 1599 | B | 1 | 1102 | O/G Steam | NENGREST | Massachusetts | Barnstable | 560 | 1968 | 9999 |  |  |  | 0.15323 | Default Emission Factor
Canal | 1599_B_2 | 1599 | B | 2 | 1103 | O/G Steam | NENGREST | Massachusetts | Barnstable | 553 | 1976 | 9999 | 2019 | 4.6345 | 14023 | 0.66099 | NEI 2019
Apache Station | 160_B_1 | 160 | B | 1 | 92 | O/G Steam | WECC_AZ | Arizona | Cochise | 72 | 1979 | 9999 |  |  |  | 0.15323 | Default Emission Factor
Apache Station | 160_B_2 | 160 | B | 2 | 93 | O/G Steam | WECC_AZ | Arizona | Cochise | 175 | 1979 | 9999 |  |  |  | 0.15323 | Default Emission Factor
Apache Station | 160_B_3 | 160 | B | 3 | 94 | Coal Steam | WECC_AZ | Arizona | Cochise | 175 | 1979 | 9999 |  |  |  | 0.16462 | Default Emission Factor
GREC | 165_B_2 | 165 | B | 2 | 96 | Coal Steam | SPP_WEST | Oklahoma | Mayes | 492 | 1982 | 9999 | 2019 | 10.266 | 77426 | 0.26518 | NEI 2019
Lake Catherine | 170_B_4 | 170 | B | 4 | 107 | O/G Steam | MIS_AR | Arkansas | Hot Spring | 522 | 1970 | 2025 | 2019 | 6.5029 | 127495 | 0.10201 | NEI 2019
Dan E Karn | 1702_B_3 | 1702 | B | 3 | 1155 | O/G Steam | MIS_LMI | Michigan | Bay | 600 | 1974 | 9999 |  |  |  | 0.15323 | Default Emission Factor
Dan E Karn | 1702_B_4 | 1702 | B | 4 | 1156 | O/G Steam | MIS_LMI | Michigan | Bay | 603 | 1977 | 9999 |  |  |  | 0.15323 | Default Emission Factor
J H Campbell | 1710_B_1 | 1710 | B | 1 | 1157 | Coal Steam | MIS_LMI | Michigan | Ottawa | 260 | 1962 | 2025 | 2019 | 42.33 | 1453194 | 0.05826 | NEI 2019
J H Campbell | 1710_B_2 | 1710 | B | 2 | 1158 | Coal Steam | MIS_LMI | Michigan | Ottawa | 348 | 1967 | 2025 | 2017 | 62.75 | 1178883 | 0.10646 | NEI 2019
J H Campbell | 1710_B_3 | 1710 | B | 3 | 1159 | Coal Steam | MIS_LMI | Michigan | Ottawa | 838 | 1980 | 2025 | 2019 | 98.05 | 5273925 | 0.03718 | NEI 2019
Monroe (MI) | 1733_B_1 | 1733 | B | 1 | 1182 | Coal Steam | MIS_LMI | Michigan | Monroe | 758 | 1972 | 2040 | 2019 | 24.8084 | 4348989 | 0.01141 | NEI 2019
Monroe (MI) | 1733_B_2 | 1733 | B | 2 | 1183 | Coal Steam | MIS_LMI | Michigan | Monroe | 773 | 1973 | 2040 | 2019 | 27.6283 | 4045189 | 0.01366 | NEI 2019
Monroe (MI) | 1733_B_3 | 1733 | B | 3 | 1184 | Coal Steam | MIS_LMI | Michigan | Monroe | 773 | 1973 | 2040 | 2019 | 15.6656 | 3020007 | 0.01038 | NEI 2019
Monroe (MI) | 1733_B_4 | 1733 | B | 4 | 1185 | Coal Steam | MIS_LMI | Michigan | Monroe | 762 | 1974 | 2040 | 2019 | 16.7097 | 3907692 | 0.00855 | NEI 2019
John H Warden | 1772_B_1 | 1772 | B | 1 |  | Biomass | MIS_WUMS | Michigan | Baraga | 17.7 | 2009 | 9999 | 2019 | 29.039 | 122768 | 0.47307 | NEI 2019
Wyandotte | 1866_B_5 | 1866 | B | 5 | 1223 | O/G Steam | MIS_LMI | Michigan | Wayne | 21.25 | 1958 | 9999 |  |  |  | 0.15323 | Default Emission Factor
Wyandotte | 1866_B_7 | 1866 | B | 7 | 1224 | O/G Steam | MIS_LMI | Michigan | Wayne | 21.25 | 1958 | 9999 | 2019 | 0.0708 | 563 | 0.25151 | NEI 2019
Syl Laskin | 1891_B_1 | 1891 | B | 1 | 1229 | O/G Steam | MIS_MNWI | Minnesota | St Louis | 44 | 1953 | 9999 |  |  |  | 0.15323 | Default Emission Factor
Syl Laskin | 1891_B_2 | 1891 | B | 2 | 1230 | O/G Steam | MIS_MNWI | Minnesota | St Louis | 44 | 1953 | 9999 |  |  |  | 0.15323 | Default Emission Factor
Clay Boswell | 1893_B_3 | 1893 | B | 3 | 1233 | Coal Steam | MIS_MNWI | Minnesota | Itasca | 364 | 1973 | 2030 | 2019 | 54.7666 | 1571076 | 0.06972 | NEI 2019
Clay Boswell | 1893_B_4 | 1893 | B | 4 | 1234 | Coal Steam | MIS_MNWI | Minnesota | Itasca | 584 | 1980 | 9999 | 2019 | 119.4259 | 3239904 | 0.07372 | NEI 2019
M L Hibbard | 1897_B_3 | 1897 | B | 3 | 1235 | Biomass | MIS_MNWI | Minnesota | St Louis | 30 | 1988 | 9999 |  |  |  | 0.68393 | Default Emission Factor
M L Hibbard | 1897_B_4 | 1897 | B | 4 | 1236 | Biomass | MIS_MNWI | Minnesota | St Louis | 30 | 1988 | 9999 |  |  |  | 0.68393 | Default Emission Factor
Allen S King | 1915_B_1 | 1915 | B | 1 | 1248 | Coal Steam | MIS_MNWI | Minnesota | Washington | 511 | 1968 | 2028 | 2017 | 106.3484 | 2913347 | 0.07301 | NEI 2019
Red Wing | 1926_B_1 | 1926 | B | 1 |  | Municipal Solid Waste | MIS_MNWI | Minnesota | Goodhue | 9 | 1986 | 2027 | 2017 | 2.5866 | 53896 | 0.09599 | NEI 2019
Red Wing | 1926_B_2 | 1926 | B | 2 |  | Municipal Solid Waste | MIS_MNWI | Minnesota | Goodhue | 9 | 1986 | 2027 | 2017 | 0.75047 | 53896 | 0.02785 | NEI 2019
Wilmarth | 1934_B_1 | 1934 | B | 1 |  | Municipal Solid Waste | MIS_MNWI | Minnesota | Blue Earth | 9 | 1987 | 2027 | 2019 | 1.2939 | 53629 | 0.04825 | NEI 2019
Wilmarth | 1934_B_2 | 1934 | B | 2 |  | Municipal Solid Waste | MIS_MNWI | Minnesota | Blue Earth | 9 | 1987 | 2027 | 2019 | 0.97055 | 53629 | 0.0362 | NEI 2019
Hibbing | 1979_B_1 | 1979 | B | 1 |  | Coal Steam | MIS_MNWI | Minnesota | St Louis | 7.6 | 1952 | 9999 | 2019 | 0.36218 | 3749.0113 | 0.19321 | NEI 2019
Hibbing | 1979_B_2 | 1979 | B | 2 |  | Coal Steam | MIS_MNWI | Minnesota | St Louis | 7.6 | 1952 | 9999 |  |  |  | 0.28221 | Default Emission Factor
Hibbing | 1979_B_3 | 1979 | B | 3 |  | Coal Steam | MIS_MNWI | Minnesota | St Louis | 7.6 | 1974 | 9999 | 2017 | 2.2525 | 34433.5 | 0.13083 | NEI 2019
Hibbing | 1979_B_4 | 1979 | B | 4 |  | Coal Steam | MIS_MNWI | Minnesota | St Louis | 7.6 | 2006 | 9999 | 2019 | 1.6037 | 3749.0113 | 0.85554 | NEI 2019
New Ulm | 2001_B_1 | 2001 | B | 1 |  | O/G Steam | MIS_MNWI | Minnesota | Brown | 1.6 | 1941 | 9999 | 2017 | 0.014118 | 192.3314 | 0.14681 | NEI 2019
New Ulm | 2001_B_2 | 2001 | B | 2 |  | O/G Steam | MIS_MNWI | Minnesota | Brown | 1.6 | 1947 | 9999 | 2017 | 0.036224 | 192.3314 | 0.37668 | NEI 2019
New Ulm | 2001_B_4 | 2001 | B | 4 |  | O/G Steam | MIS_MNWI | Minnesota | Brown | 14.8 | 1965 | 9999 |  |  |  | 0.15323 | Default Emission Factor
Virginia | 2018_B_10 | 2018 | B | 10 |  | Biomass | MIS_MNWI | Minnesota | St Louis | 6.2 | 1993 | 9999 |  |  |  | 0.68393 | Default Emission Factor
Virginia | 2018_B_11 | 2018 | B | 11 |  | Biomass | MIS_MNWI | Minnesota | St Louis | 6.2 | 2006 | 9999 | 2017 | 0.3891 | 32643.75 | 0.02384 | NEI 2019
Virginia | 2018_B_7 | 2018 | B | 7 |  | Biomass | MIS_MNWI | Minnesota | St Louis | 6.2 | 1954 | 9999 |  |  |  | 0.68393 | Default Emission Factor
Virginia | 2018_B_9 | 2018 | B | 9 |  | Biomass | MIS_MNWI | Minnesota | St Louis | 6.2 | 1975 | 9999 |  |  |  | 0.68393 | Default Emission Factor
Carl Bailey | 202_B_01 | 202 | B | 01 | 111 | O/G Steam | MIS_AR | Arkansas | Woodruff | 122 | 1966 | 9999 | 2019 | 0.95502 | 15894 | 0.12017 | NEI 2019
McClellan (AR) | 203_B_01 | 203 | B | 01 | 112 | O/G Steam | MIS_AR | Arkansas | Ouachita | 134 | 1972 | 9999 | 2019 | 4.4949 | 34073 | 0.26384 | NEI 2019
Jack Watson | 2049_B_4 | 2049 | B | 4 | 1291 | O/G Steam | S_SOU | Mississippi | Harrison | 236 | 1968 | 9999 | 2019 | 33.56 | 722954 | 0.09284 | NEI 2019
Jack Watson | 2049_B_5 | 2049 | B | 5 | 1292 | O/G Steam | S_SOU | Mississippi | Harrison | 480 | 1973 | 9999 | 2019 | 101.69 | 1831419 | 0.11105 | NEI 2019
Moselle | 2070_B_3 | 2070 | B | 3 | 1309 | O/G Steam | MIS_MS | Mississippi | Jones | 59 | 1970 | 2025 | 2019 | 0.049953 | 14256 | 0.00701 | NEI 2019
Hawthorn | 2079_B_5A | 2079 | B | 5A | 1315 | Coal Steam | SPP_N | Missouri | Jackson | 564 | 2000 | 9999 | 2017 | 58.9813 | 3168593 | 0.03723 | NEI 2019
Lake Road (MO) | 2098_B_1 | 2098 | B | 1 |  | O/G Steam | SPP_N | Missouri | Buchanan | 5.6 | 1961 | 9999 |  |  |  | 0.15323 | Default Emission Factor
Lake Road (MO) | 2098_B_2 | 2098 | B | 2 |  | O/G Steam | SPP_N | Missouri | Buchanan | 5.6 | 1961 | 9999 |  |  |  | 0.15323 | Default Emission Factor
Lake Road (MO) | 2098_B_3 | 2098 | B | 3 |  | O/G Steam | SPP_N | Missouri | Buchanan | 1.1 | 1938 | 9999 |  |  |  | 0.15323 | Default Emission Factor
Lake Road (MO) | 2098_B_4 | 2098 | B | 4 |  | O/G Steam | SPP_N | Missouri | Buchanan | 12.4 | 1951 | 2024 |  |  |  | 0.15323 | Default Emission Factor
Lake Road (MO) | 2098_B_5 | 2098 | B | 5 |  | O/G Steam | SPP_N | Missouri | Buchanan | 15.5 | 1957 | 9999 |  |  |  | 0.15323 | Default Emission Factor
Lake Road (MO) | 2098_B_8 | 2098 | B | 8 |  | O/G Steam | SPP_N | Missouri | Buchanan | 1.9 | 2006 | 9999 |  |  |  | 0.15323 | Default Emission Factor
Labadie | 2103_B_1 | 2103 | B | 1 | 1328 | Coal Steam | MIS_MO | Missouri | Franklin | 593 | 1970 | 2036 | 2019 | 453.8334 | 3445715 | 0.26342 | NEI 2019
Labadie | 2103_B_2 | 2103 | B | 2 | 1329 | Coal Steam | MIS_MO | Missouri | Franklin | 593 | 1971 | 2036 | 2017 | 441.5074 | 4211503 | 0.20967 | NEI 2019
Labadie | 2103_B_3 | 2103 | B | 3 | 1330 | Coal Steam | MIS_MO | Missouri | Franklin | 593 | 1972 | 2042 | 2019 | 590.941 | 4198554 | 0.2815 | NEI 2019
Labadie | 2103_B_4 | 2103 | B | 4 | 1331 | Coal Steam | MIS_MO | Missouri | Franklin | 593 | 1973 | 2042 | 2019 | 547.1459 | 3704184 | 0.29542 | NEI 2019
Sioux | 2107_B_1 | 2107 | B | 1 | 1336 | Coal Steam | MIS_MO | Missouri | St Charles | 487 | 1967 | 2029 | 2019 | 201.3985 | 2446814 | 0.16462 | NEI 2019
Sioux | 2107_B_2 | 2107 | B | 2 | 1337 | Coal Steam | MIS_MO | Missouri | St Charles | 487 | 1968 | 2029 | 2019 | 126.1858 | 1438752 | 0.17541 | NEI 2019
Columbia (MO) | 2123_B_8 | 2123 | B | 8 | 1341 | O/G Steam | MIS_MO | Missouri | Boone | 35 | 1970 | 9999 | 2019 | 1.1324 | 7492.9251 | 0.30226 | NEI 2019
New Madrid | 2167_B_1 | 2167 | B | 1 | 1357 | Coal Steam | S_D_AECI | Missouri | New Madrid | 579 | 1972 | 9999 | 2019 | 204.6563 | 3316776 | 0.12341 | NEI 2019
New Madrid | 2167_B_2 | 2167 | B | 2 | 1358 | Coal Steam | S_D_AECI | Missouri | New Madrid | 575 | 1977 | 9999 | 2019 | 280.557 | 3563777 | 0.15745 | NEI 2019
Thomas Hill | 2168_B_MB1 | 2168 | B | MB1 | 1359 | Coal Steam | S_D_AECI | Missouri | Randolph | 165 | 1966 | 9999 | 2019 | 70.7011 | 1116739 | 0.12662 | NEI 2019
Thomas Hill | 2168_B_MB2 | 2168 | B | MB2 | 1360 | Coal Steam | S_D_AECI | Missouri | Randolph | 270 | 1969 | 9999 | 2019 | 101.5232 | 1652820 | 0.12285 | NEI 2019
Thomas Hill | 2168_B_MB3 | 2168 | B | MB3 | 1361 | Coal Steam | S_D_AECI | Missouri | Randolph | 699 | 1982 | 9999 | 2019 | 414.6616 | 5352693 | 0.15494 | NEI 2019
Canaday | 2226_B_1 | 2226 | B | 1 | 1367 | O/G Steam | SPP_NEBR | Nebraska | Gosper | 99 | 1958 | 9999 | 2017 | 0.042978 | 1899 | 0.04526 | NEI 2019
Lon Wright | 2240_B_6 | 2240 | B | 6 |  | Coal Steam | SPP_NEBR | Nebraska | Dodge | 15.5 | 1958 | 9999 | 2019 | 2.3657 | 25565 | 0.18507 | NEI 2019
Lon Wright | 2240_B_7 | 2240 | B | 7 |  | Coal Steam | SPP_NEBR | Nebraska | Dodge | 21 | 1963 | 9999 | 2019 | 6.075 | 62160 | 0.19546 | NEI 2019
Lon Wright | 2240_B_8 | 2240 | B | 8 | 1371 | Coal Steam | SPP_NEBR | Nebraska | Dodge | 82 | 1976 | 9999 | 2019 | 23.8513 | 359108 | 0.13284 | NEI 2019
North Denver | 2244_B_4 | 2244 | B | 4 |  | O/G Steam | SPP_NEBR | Nebraska | Adams | 16 | 1957 | 9999 |  |  |  | 0.15323 | Default Emission Factor
North Denver | 2244_B_5 | 2244 | B | 5 |  | O/G Steam | SPP_NEBR | Nebraska | Adams | 25 | 1957 | 9999 |  |  |  | 0.15323 | Default Emission Factor
Sheldon | 2277_B_1 | 2277 | B | 1 | 1379 | Coal Steam | SPP_NEBR | Nebraska | Lancaster | 104 | 1968 | 9999 |  |  |  | 0.28221 | Default Emission Factor
Sheldon | 2277_B_2 | 2277 | B | 2 | 1380 | Coal Steam | SPP_NEBR | Nebraska | Lancaster | 115 | 1961 | 9999 |  |  |  | 0.28221 | Default Emission Factor
North Omaha | 2291_B_1 | 2291 | B | 1 | 1381 | O/G Steam | SPP_NEBR | Nebraska | Douglas | 65 | 1954 | 2024 |  |  |  | 0.15323 | Default Emission Factor
North Omaha | 2291_B_2 | 2291 | B | 2 | 1382 | O/G Steam | SPP_NEBR | Nebraska | Douglas | 91 | 1957 | 2024 |  |  |  | 0.15323 | Default Emission Factor
North Omaha | 2291_B_3 | 2291 | B | 3 | 1383 | O/G Steam | SPP_NEBR | Nebraska | Douglas | 86 | 1959 | 2024 |  |  |  | 0.15323 | Default Emission Factor
North Omaha | 2291_B_4 | 2291 | B | 4 | 1384 | Coal Steam | SPP_NEBR | Nebraska | Douglas | 120 | 1963 | 9999 | 2019 | 97.49 | 669627 | 0.29118 | NEI 2019
North Omaha | 2291_B_5 | 2291 | B | 5 | 1385 | Coal Steam | SPP_NEBR | Nebraska | Douglas | 216 | 1968 | 9999 | 2019 | 163.75 | 1150577 | 0.28464 | NEI 2019
Fort Churchill | 2330_B_1 | 2330 | B | 1 | 1406 | O/G Steam | WECC_NNV | Nevada | Lyon | 113 | 1968 | 2029 | 2019 | 14.8167 | 344679 | 0.08597 | NEI 2019
Tracy | 2336_B_3 | 2336 | B | 3 | 1410 | O/G Steam | WECC_NNV | Nevada | Storey | 108 | 1974 | 9999 | 2019 | 13.1369 | 284785 | 0.09226 | NEI 2019
Merrimack | 2364_B_1 | 2364 | B | 1 | 1417 | Coal Steam | NENGREST | New Hampshire | Merrimack | 108 | 1960 | 9999 | 2019 | 8.7186 | 65697 | 0.26542 | NEI 2019
Merrimack | 2364_B_2 | 2364 | B | 2 | 1418 | Coal Steam | NENGREST | New Hampshire | Merrimack | 330 | 1968 | 9999 | 2019 | 31.0638 | 235588 | 0.26371 | NEI 2019
Schiller | 2367_B_4 | 2367 | B | 4 | 1421 | Coal Steam | NENGREST | New Hampshire | Rockingham | 48 | 1952 | 9999 |  |  |  | 0.28221 | Default Emission Factor
Schiller | 2367_B_5W | 2367 | B | 5W | 1422 | Biomass | NENGREST | New Hampshire | Rockingham | 43 | 2006 | 9999 | 2019 | 6.5573 | 211338 | 0.06206 | NEI 2019
Schiller | 2367_B_6 | 2367 | B | 6 | 1423 | Coal Steam | NENGREST | New Hampshire | Rockingham | 48 | 1957 | 9999 |  |  |  | 0.28221 | Default Emission Factor
Four Corners | 2442_B_4 | 2442 | B | 4 | 1584 | Coal Steam | WECC_NM | New Mexico | San Juan | 770 | 1969 | 2031 | 2017 | 1029.794 | 3879779 | 0.53085 | NEI 2019
Four Corners | 2442_B_5 | 2442 | B | 5 | 1585 | Coal Steam | WECC_NM | New Mexico | San Juan | 770 | 1963 | 2031 | 2017 | 892.3754 | 2642880 | 0.67531 | NEI 2019
Rio Grande | 2444_B_8 | 2444 | B | 8 | 1588 | O/G Steam | WECC_NM | New Mexico | Dona Ana | 142 | 1972 | 9999 | 2017 | 22.72 | 503689 | 0.09021 | NEI 2019
Maddox | 2446_B_051B | 2446 | B | 051B | 1590 | O/G Steam | SPP_SPS | New Mexico | Lea | 112 | 1967 | 9999 | 2019 | 23.03 | 580795 | 0.07931 | NEI 2019
Reeves | 2450_B_1 | 2450 | B | 1 | 1593 | O/G Steam | WECC_NM | New Mexico | Bernalillo | 44 | 1959 | 9999 | 2019 | 2.4561 | 52517 | 0.09354 | NEI 2019
Reeves | 2450_B_2 | 2450 | B | 2 | 1594 | O/G Steam | WECC_NM | New Mexico | Bernalillo | 44 | 1960 | 9999 | 2019 | 1.7465 | 32899 | 0.10618 | NEI 2019
Reeves | 2450_B_3 | 2450 | B | 3 | 1595 | O/G Steam | WECC_NM | New Mexico | Bernalillo | 66 | 1962 | 9999 | 2019 | 4.6454 | 102020 | 0.09107 | NEI 2019
Cunningham | 2454_B_122B | 2454 | B | 122B | 1601 | O/G Steam | SPP_SPS | New Mexico | Lea | 183 | 1965 | 2025 | 2019 | 21.01 | 548422 | 0.07662 | NEI 2019
Danskammer Generating Station | 2480_B_1 | 2480 | B | 1 | 1606 | O/G Steam | NY_Z_G-I | New York | Orange | 71 | 1951 | 9999 | 2019 | 0.071844 | 1244 | 0.11551 | NEI 2019
Danskammer Generating Station | 2480_B_2 | 2480 | B | 2 | 1607 | O/G Steam | NY_Z_G-I | New York | Orange | 66 | 1954 | 9999 | 2019 | 0.071844 | 1249 | 0.11504 | NEI 2019
Danskammer Generating Station | 2480_B_3 | 2480 | B | 3 | 1608 | O/G Steam | NY_Z_G-I | New York | Orange | 138 | 1987 | 9999 | 2019 | 0.034032 | 2774 | 0.02454 | NEI 2019
Danskammer Generating Station | 2480_B_4 | 2480 | B | 4 | 1609 | O/G Steam | NY_Z_G-I | New York | Orange | 222 | 1987 | 9999 | 2019 | 0.12478 | 3910 | 0.06383 | NEI 2019
Arthur Kill Generating Station | 2490_B_20 | 2490 | B | 20 | 1610 | O/G Steam | NY_Z_J | New York | Richmond | 338 | 1959 | 9999 |  |  |  | 0.08476 | NEI 2019
Arthur Kill Generating Station | 2490_B_30 | 2490 | B | 30 | 1611 | O/G Steam | NY_Z_J | New York | Richmond | 508 | 1969 | 9999 | 2019 | 38.266 | 902931 | 0.08476 | NEI 2019
East River | 2493_B_60 | 2493 | B | 60 | 1617 | O/G Steam | NY_Z_J | New York | New York | 145 | 1951 | 9999 |  |  |  | 0.13542 | NEI 2019
East River | 2493_B_70 | 2493 | B | 70 | 1618 | O/G Steam | NY_Z_J | New York | New York | 182 | 1955 | 9999 | 2019 | 41.7682 | 616885 | 0.13542 | NEI 2019
Ravenswood | 2500_B_10 | 2500 | B | 10 | 1675 | O/G Steam | NY_Z_J | New York | Queens | 368 | 1963 | 9999 | 2019 | 10.7509 | 248876 | 0.0864 | NEI 2019
Ravenswood | 2500_B_20 | 2500 | B | 20 | 1676 | O/G Steam | NY_Z_J | New York | Queens | 372 | 1963 | 9999 | 2019 | 17.2215 | 404195 | 0.08521 | NEI 2019
Ravenswood | 2500_B_30 | 2500 | B | 30 | 1677 | O/G Steam | NY_Z_J | New York | Queens | 973 | 1965 | 9999 | 2019 | 7.3865 | 117344 | 0.1259 | NEI 2019
E F Barrett | 2511_B_10 | 2511 | B | 10 | 1719 | O/G Steam | NY_Z_K | New York | Nassau | 193 | 1956 | 9999 | 2019 | 37.6546 | 861896 | 0.08738 | NEI 2019
E F Barrett | 2511_B_20 | 2511 | B | 20 | 1720 | O/G Steam | NY_Z_K | New York | Nassau | 193 | 1963 | 9999 | 2019 | 19.0168 | 475320 | 0.08002 | NEI 2019
Northport | 2516_B_1 | 2516 | B | 1 | 1743 | O/G Steam | NY_Z_K | New York | Suffolk | 400 | 1967 | 9999 | 2019 | 112.6034 | 2029167 | 0.11099 | NEI 2019
Northport | 2516_B_2 | 2516 | B | 2 | 1744 | O/G Steam | NY_Z_K | New York | Suffolk | 399 | 1968 | 9999 |  |  |  | 0.11099 | NEI 2019
Northport | 2516_B_3 | 2516 | B | 3 | 1745 | O/G Steam | NY_Z_K | New York | Suffolk | 390 | 1972 | 9999 |  |  |  | 0.11099 | NEI 2019
Northport | 2516_B_4 | 2516 | B | 4 | 1746 | O/G Steam | NY_Z_K | New York | Suffolk | 392 | 1977 | 9999 |  |  |  | 0.11099 | NEI 2019
Port Jefferson | 2517_B_3 | 2517 | B | 3 | 1750 | O/G Steam | NY_Z_K | New York | Suffolk | 190 | 1958 | 9999 | 2019 | 5.6589 | 109544 | 0.10332 | NEI 2019
Port Jefferson | 2517_B_4 | 2517 | B | 4 | 1751 | O/G Steam | NY_Z_K | New York | Suffolk | 190 | 1960 | 9999 | 2019 | 9.999 | 147856 | 0.13525 | NEI 2019
Greenidge Generation LLC | 2527_B_6 | 2527 | B | 6 | 1759 | O/G Steam | NY_Z_C&E | New York | Yates | 104 | 1953 | 9999 | 2019 | 2.4594 | 55675 | 0.08835 | NEI 2019
Oswego Harbor Power | 2594_B_5 | 2594 | B | 5 | 1791 | O/G Steam | NY_Z_C&E | New York | Oswego | 822 | 1976 | 9999 | 2019 | 0.90311 | 4218 | 0.42822 | NEI 2019
Oswego Harbor Power | 2594_B_6 | 2594 | B | 6 | 1792 | O/G Steam | NY_Z_C&E | New York | Oswego | 816 | 1980 | 9999 | 2019 | 0.97013 | 12595 | 0.15405 | NEI 2019
E C Gaston | 26_B_1 | 26 | B | 1 | 30 | O/G Steam | S_SOU | Alabama | Shelby | 254 | 1960 | 9999 | 2019 | 31.51 | 709065 | 0.08888 | NEI 2019
E C Gaston | 26_B_2 | 26 | B | 2 | 31 | O/G Steam | S_SOU | Alabama | Shelby | 256 | 1960 | 9999 | 2019 | 28.35 | 693638 | 0.08174 | NEI 2019
E C Gaston | 26_B_3 | 26 | B | 3 | 32 | O/G Steam | S_SOU | Alabama | Shelby | 254 | 1961 | 9999 | 2019 | 27.71 | 648686 | 0.08543 | NEI 2019
E C Gaston | 26_B_4 | 26 | B | 4 | 33 | O/G Steam | S_SOU | Alabama | Shelby | 256 | 1962 | 9999 | 2019 | 23.57 | 581714 | 0.08104 | NEI 2019
E C Gaston | 26_B_5 | 26 | B | 5 | 34 | Coal Steam | S_SOU | Alabama | Shelby | 832 | 1974 | 9999 |  |  |  | 0.16462 | Default Emission Factor
Bowline Point | 2625_B_1 | 2625 | B | 1 | 1793 | O/G Steam | NY_Z_G-I | New York | Rockland | 575 | 1972 | 9999 | 2019 | 5.8617 | 139747.66 | 0.08389 | NEI 2019
Bowline Point | 2625_B_2 | 2625 | B | 2 | 1794 | O/G Steam | NY_Z_G-I | New York | Rockland | 562 | 1974 | 9999 | 2017 | 6.2055 | 228426 | 0.05433 | NEI 2019
S A Carlson | 2682_B_10 | 2682 | B | 10 | 1811 | O/G Steam | NY_Z_A | New York | Chautauqua | 15 | 1945 | 9999 |  |  |  | 0.15323 | Default Emission Factor
S A Carlson | 2682_B_9 | 2682 | B | 9 | 1815 | O/G Steam | NY_Z_A | New York | Chautauqua | 15 | 1945 | 9999 |  |  |  | 0.15323 | Default Emission Factor
S A Carlson | 2682_B_HRSG | 2682 | B | HRSG | 1814 | O/G Steam | NY_Z_A | New York | Chautauqua | 15 | 2001 | 9999 |  |  |  | 0.15323 | Default Emission Factor
Roxboro | 2712_B_1 | 2712 | B | 1 | 1831 | Coal Steam | S_VACA | North Carolina | Person | 379 | 1966 | 2028 | 2019 | 35.74 | 603828 | 0.11838 | NEI 2019
Roxboro | 2712_B_2 | 2712 | B | 2 | 1832 | Coal Steam | S_VACA | North Carolina | Person | 668 | 1968 | 2028 | 2019 | 37.15 | 1347349 | 0.05515 | NEI 2019
Roxboro | 2712_B_3A | 2712 | B | 3A | 1833 | Coal Steam | S_VACA | North Carolina | Person | 347 | 1973 | 2027 |  |  |  | 0.0712 | NEI 2019
Roxboro | 2712_B_3B | 2712 | B | 3B | 1834 | Coal Steam | S_VACA | North Carolina | Person | 347 | 1973 | 2027 | 2019 | 84.36 | 2369844 | 0.0712 | NEI 2019
Roxboro | 2712_B_4A | 2712 | B | 4A | 1835 | Coal Steam | S_VACA | North Carolina | Person | 349 | 1980 | 2027 |  |  |  | 0.09758 | NEI 2019
Roxboro | 2712_B_4B | 2712 | B | 4B | 1836 | Coal Steam | S_VACA | North Carolina | Person | 349 | 1980 | 2027 | 2019 | 128.12 | 2626046 | 0.09758 | NEI 2019
G G Allen | 2718_B_1 | 2718 | B | 1 | 1843 | Coal Steam | S_VACA | North Carolina | Gaston | 162 | 1957 | 2024 | 2019 | 35.27 | 568335 | 0.12412 | NEI 2019
G G Allen | 2718_B_5 | 2718 | B | 5 | 1847 | Coal Steam | S_VACA | North Carolina | Gaston | 259 | 1961 | 9999 |  |  |  | 0.12412 | NEI 2019
James E. Rogers Energy Complex | 2721_B_5 | 2721 | B | 5 | 1857 | Coal Steam | S_VACA | North Carolina | Cleveland | 544 | 1972 | 9999 | 2019 | 176.91 | 1753450 | 0.20179 | NEI 2019
James E. Rogers Energy Complex | 2721_B_6 | 2721 | B | 6 | 90414 | Coal Steam | S_VACA | North Carolina | Cleveland | 844 | 2012 | 2048 | 2019 | 96.06 | 4614722 | 0.04163 | NEI 2019
Marshall (NC) | 2727_B_1 | 2727 | B | 1 | 1861 | Coal Steam | S_VACA | North Carolina | Catawba | 370 | 1965 | 2025 | 2019 | 63.57 | 2011698 | 0.0632 | NEI 2019
Marshall (NC) | 2727_B_2 | 2727 | B | 2 | 1862 | Coal Steam | S_VACA | North Carolina | Catawba | 370 | 1966 | 2025 |  |  |  | 0.0632 | NEI 2019
Marshall (NC) | 2727_B_3 | 2727 | B | 3 | 1863 | Coal Steam | S_VACA | North Carolina | Catawba | 658 | 1969 | 2034 | 2019 | 85.28 | 2418178 | 0.07053 | NEI 2019
Marshall (NC) | 2727_B_4 | 2727 | B | 4 | 1864 | Coal Steam | S_VACA | North Carolina | Catawba | 660 | 1965 | 2034 | 2019 | 121.29 | 3357064 | 0.07226 | NEI 2019
Leland Olds | 2817_B_1 | 2817 | B | 1 | 1876 | Coal Steam | SPP_WAUE | North Dakota | Mercer | 222 | 1966 | 9999 | 2017 | 195.6 | 1077392 | 0.3631 | NEI 2019
Leland Olds | 2817_B_2 | 2817 | B | 2 | 1877 | Coal Steam | SPP_WAUE | North Dakota | Mercer | 445 | 1975 | 9999 | 2019 | 383.3 | 2394769 | 0.32011 | NEI 2019
Milton R Young | 2823_B_B1 | 2823 | B | B1 | 1878 | Coal Steam | MIS_MAPP | North Dakota | Oliver | 237 | 1970 | 9999 | 2017 | 182.55 | 1851254 | 0.19722 | NEI 2019
Milton R Young | 2823_B_B2 | 2823 | B | B2 | 1879 | Coal Steam | MIS_MAPP | North Dakota | Oliver | 447 | 1977 | 9999 | 2019 | 434.6 | 2871091 | 0.30274 | NEI 2019
Cardinal | 2828_B_1 | 2828 | B | 1 | 1883 | Coal Steam | PJM_West | Ohio | Jefferson | 585 | 1966 | 2030 | 2017 | 129.1513 | 3218509 | 0.08026 | NEI 2019
Cardinal | 2828_B_2 | 2828 | B | 2 | 1884 | Coal Steam | PJM_West | Ohio | Jefferson | 585 | 1967 | 9999 | 2019 | 69.0214 | 3190061 | 0.04327 | NEI 2019
Cardinal | 2828_B_3 | 2828 | B | 3 | 1885 | Coal Steam | PJM_West | Ohio | Jefferson | 620 | 1977 | 9999 | 2017 | 144.83 | 3105772 | 0.09327 | NEI 2019
Miami Fort | 2832_B_7 | 2832 | B | 7 | 1895 | Coal Steam | PJM_West | Ohio | Hamilton | 510 | 1975 | 2027 | 2019 | 478.3788 | 3295525 | 0.29032 | NEI 2019
Miami Fort | 2832_B_8 | 2832 | B | 8 | 1896 | Coal Steam | PJM_West | Ohio | Hamilton | 510 | 1978 | 2027 | 2019 | 426.72 | 3678628 | 0.232 | NEI 2019
FirstEnergy W H Sammis | 2866_B_5 | 2866 | B | 5 | 1960 | Coal Steam | PJM_ATSI | Ohio | Jefferson | 290 | 1967 | 2028 | 2019 | 71.9 | 785619 | 0.18304 | NEI 2019
FirstEnergy W H Sammis | 2866_B_6 | 2866 | B | 6 | 1961 | Coal Steam | PJM_ATSI | Ohio | Jefferson | 600 | 1969 | 2028 | 2017 | 107.8 | 2025114 | 0.10646 | NEI 2019
FirstEnergy W H Sammis | 2866_B_7 | 2866 | B | 7 | 1962 | Coal Steam | PJM_ATSI | Ohio | Jefferson | 600 | 1971 | 2028 | 2019 | 161.1 | 1935270 | 0.16649 | NEI 2019
Kyger Creek | 2876_B_1 | 2876 | B | 1 | 1971 | Coal Steam | PJM_West | Ohio | Gallia | 194 | 1955 | 9999 | 2019 | 115.031 | 1013204 | 0.22706 | NEI 2019
Kyger Creek | 2876_B_2 | 2876 | B | 2 | 1972 | Coal Steam | PJM_West | Ohio | Gallia | 192 | 1955 | 9999 | 2019 | 130.891 | 1137275 | 0.23018 | NEI 2019
Kyger Creek | 2876_B_3 | 2876 | B | 3 | 1973 | Coal Steam | PJM_West | Ohio | Gallia | 192 | 1955 | 9999 | 2019 | 136.921 | 1059128 | 0.25855 | NEI 2019
Kyger Creek | 2876_B_4 | 2876 | B | 4 | 1974 | Coal Steam | PJM_West | Ohio | Gallia | 192 | 1955 | 9999 | 2019 | 150.691 | 1194536 | 0.2523 | NEI 2019
Kyger Creek | 2876_B_5 | 2876 | B | 5 | 1975 | Coal Steam | PJM_West | Ohio | Gallia | 192 | 1955 | 9999 | 2019 | 139.707 | 1110867 | 0.25153 | NEI 2019
FirstEnergy Bay Shore | 2878_B_1 | 2878 | B | 1 | 1984 | Coal Steam | PJM_ATSI | Ohio | Lucas | 136 | 2000 | 9999 | 2017 | 108.36 | 1037508 | 0.20889 | NEI 2019
Dover | 2914_B_4 | 2914 | B | 4 |  | Coal Steam | PJM_West | Ohio | Tuscarawas | 23.2 | 1962 | 9999 | 2019 | 19.4935 | 55168 | 0.7067 | NEI 2019
Orrville | 2935_B_10 | 2935 | B | 10 |  | Coal Steam | PJM_West | Ohio | Wayne | 11.5 | 1951 | 9999 | 2019 | 0.54225 | 894.3244 | 1.2127 | NEI 2019
Orrville | 2935_B_11 | 2935 | B | 11 |  | Coal Steam | PJM_West | Ohio | Wayne | 11.5 | 1956 | 9999 | 2019 | 1.0423 | 894.3244 | 2.331 | NEI 2019
Orrville | 2935_B_12 | 2935 | B | 12 |  | Coal Steam | PJM_West | Ohio | Wayne | 23 | 1963 | 9999 |  |  |  | 0.28221 | Default Emission Factor
Orrville | 2935_B_13 | 2935 | B | 13 |  | Coal Steam | PJM_West | Ohio | Wayne | 20 | 1969 | 9999 | 2019 | 0.25707 | 6074 | 0.08465 | NEI 2019
Painesville | 2936_B_3 | 2936 | B | 3 |  | Coal Steam | PJM_ATSI | Ohio | Lake | 9.8 | 1954 | 9999 |  |  |  | 0.28221 | Default Emission Factor
Painesville | 2936_B_4 | 2936 | B | 4 |  | Coal Steam | PJM_ATSI | Ohio | Lake | 18.6 | 1959 | 9999 | 2019 | 0.31954 | 1285.4992 | 0.49715 | NEI 2019
Painesville | 2936_B_5 | 2936 | B | 5 |  | Coal Steam | PJM_ATSI | Ohio | Lake | 18.6 | 1975 | 9999 |  |  |  | 0.28221 | Default Emission Factor
Horseshoe Lake | 2951_B_6 | 2951 | B | 6 | 2000 | O/G Steam | SPP_WEST | Oklahoma | Oklahoma | 163 | 1958 | 2024 | 2019 | 14.8026 | 342767 | 0.08637 | NEI 2019
Horseshoe Lake | 2951_B_7 | 2951 | B | 7 | 2001 | O/G Steam | SPP_WEST | Oklahoma | Oklahoma | 211 | 1963 | 9999 | 2019 | 18.6841 | 433915 | 0.08612 | NEI 2019
Horseshoe Lake | 2951_B_8 | 2951 | B | 8 | 2002 | O/G Steam | SPP_WEST | Oklahoma | Oklahoma | 403 | 1969 | 9999 | 2019 | 0.65033 | 14355 | 0.09061 | NEI 2019
Muskogee | 2952_B_4 | 2952 | B | 4 | 2005 | Coal Steam | SPP_WEST | Oklahoma | Muskogee | 493 | 1977 | 9999 |  |  |  | 0.28221 | Default Emission Factor
Muskogee | 2952_B_5 | 2952 | B | 5 | 2006 | Coal Steam | SPP_WEST | Oklahoma | Muskogee | 498 | 1978 | 9999 |  |  |  | 0.28221 | Default Emission Factor
Muskogee | 2952_B_6 | 2952 | B | 6 | 2007 | Coal Steam | SPP_WEST | Oklahoma | Muskogee | 503 | 1984 | 2049 |  |  |  | 0.28221 | Default Emission Factor
Seminole (OK) | 2956_B_1 | 2956 | B | 1 | 2012 | O/G Steam | SPP_WEST | Oklahoma | Seminole | 426 | 1971 | 9999 | 2019 | 23.8453 | 576726 | 0.08269 | NEI 2019
Northeastern | 2963_B_3302 | 2963 | B | 3302 | 2018 | O/G Steam | SPP_WEST | Oklahoma | Rogers | 462 | 1970 | 9999 |  |  |  | 0.15323 | Default Emission Factor
Northeastern | 2963_B_3313 | 2963 | B | 3313 | 2019 | Coal Steam | SPP_WEST | Oklahoma | Rogers | 313 | 1979 | 2025 | 2019 | 58.9326 | 2323967 | 0.05072 | NEI 2019
Southwestern | 2964_B_8003 | 2964 | B | 8003 | 2022 | O/G Steam | SPP_WEST | Oklahoma | Caddo | 295 | 1967 | 9999 | 2019 | 22.7506 | 462090 | 0.09847 | NEI 2019
Southwestern | 2964_B_801N | 2964 | B | 801N | 2023 | O/G Steam | SPP_WEST | Oklahoma | Caddo | 39 | 1952 | 2024 | 2019 | 0.79284 | 14272 | 0.1111 | NEI 2019
Southwestern | 2964_B_801S | 2964 | B | 801S | 2024 | O/G Steam | SPP_WEST | Oklahoma | Caddo | 39 | 1952 | 2024 | 2017 | 0.78665 | 2389.5 | 0.65843 | NEI 2019
Tulsa | 2965_B_1402 | 2965 | B | 1402 | 2025 | O/G Steam | SPP_WEST | Oklahoma | Tulsa | 150 | 1956 | 9999 | 2019 | 7.5221 | 155114 | 0.09699 | NEI 2019
Tulsa | 2965_B_1404 | 2965 | B | 1404 | 2027 | O/G Steam | SPP_WEST | Oklahoma | Tulsa | 155 | 1958 | 9999 | 2019 | 9.462 | 178143 | 0.10623 | NEI 2019
Limestone | 298_B_LIM1 | 298 | B | LIM1 | 176 | Coal Steam | ERC_REST | Texas | Limestone | 831 | 1985 | 2029 | 2019 | 264.7981 | 3907866 | 0.13552 | NEI 2019
Limestone | 298_B_LIM2 | 298 | B | LIM2 | 177 | Coal Steam | ERC_REST | Texas | Limestone | 858 | 1986 | 2029 | 2019 | 324.9764 | 4792523 | 0.13562 | NEI 2019
Barry | 3_B_1 | 3 | B | 1 | 1 | O/G Steam | S_SOU | Alabama | Mobile | 56 | 1954 | 9999 |  |  |  | 0.15323 | Default Emission Factor
Barry | 3_B_2 | 3 | B | 2 | 2 | O/G Steam | S_SOU | Alabama | Mobile | 56 | 1954 | 9999 |  |  |  | 0.15323 | Default Emission Factor
Barry | 3_B_4 | 3 | B | 4 | 4 | Coal Steam | S_SOU | Alabama | Mobile | 362 | 1969 | 9999 | 2019 | 38 | 503828 | 0.15085 | NEI 2019
Barry | 3_B_5 | 3 | B | 5 | 5 | Coal Steam | S_SOU | Alabama | Mobile | 756 | 1971 | 2028 | 2019 | 157 | 3797494 | 0.08269 | NEI 2019
Anadarko Plant | 3006_B_1 | 3006 | B | 1 |  | O/G Steam | SPP_WEST | Oklahoma | Caddo | 12 | 1953 | 9999 |  |  |  | 0.15323 | Default Emission Factor
Anadarko Plant | 3006_B_2 | 3006 | B | 2 |  | O/G Steam | SPP_WEST | Oklahoma | Caddo | 12 | 1953 | 9999 |  |  |  | 0.15323 | Default Emission Factor
Anadarko Plant | 3006_B_3 | 3006 | B | 3 | 2028 | O/G Steam | SPP_WEST | Oklahoma | Caddo | 44 | 1959 | 9999 | 2017 | 0.03477 | 474 | 0.14671 | NEI 2019
Mooreland | 3008_B_1 | 3008 | B | 1 | 2029 | O/G Steam | SPP_WEST | Oklahoma | Woodward | 50 | 1964 | 9999 | 2019 | 0.0228 | 445 | 0.10247 | NEI 2019
Mooreland | 3008_B_2 | 3008 | B | 2 | 2030 | O/G Steam | SPP_WEST | Oklahoma | Woodward | 132 | 1968 | 9999 | 2019 | 2.1218 | 45263 | 0.09375 | NEI 2019
Mooreland | 3008_B_3 | 3008 | B | 3 | 2031 | O/G Steam | SPP_WEST | Oklahoma | Woodward | 140 | 1975 | 9999 | 2019 | 1.6762 | 34631 | 0.0968 | NEI 2019
Conemaugh | 3118_B_1 | 3118 | B | 1 | 2065 | Coal Steam | PJM_PENE | Pennsylvania | Indiana | 850 | 1970 | 2028 | 2019 | 566.9205 | 5383004 | 0.21063 | NEI 2019
Conemaugh | 3118_B_2 | 3118 | B | 2 | 2066 | Coal Steam | PJM_PENE | Pennsylvania | Indiana | 850 | 1971 | 2028 | 2019 | 742.2853 | 5622512 | 0.26404 | NEI 2019
Homer City Generating Station | 3122_B_1 | 3122 | B | 1 | 2072 | Coal Steam | PJM_PENE | Pennsylvania | Indiana | 620 | 1969 | 9999 | 2019 | 86.84 | 2218271 | 0.0783 | NEI 2019
Homer City Generating Station | 3122_B_2 | 3122 | B | 2 | 2073 | Coal Steam | PJM_PENE | Pennsylvania | Indiana | 616 | 1969 | 9999 | 2019 | 126.12 | 1712338 | 0.14731 | NEI 2019
Homer City Generating Station | 3122_B_3 | 3122 | B | 3 | 2074 | Coal Steam | PJM_PENE | Pennsylvania | Indiana | 657 | 1977 | 9999 | 2019 | 766.63 | 2897273 | 0.52921 | NEI 2019
Seward (PA) | 3130_B_1 | 3130 | B | 1 | 88264 | Coal Steam | PJM_PENE | Pennsylvania | Indiana | 260 | 2004 | 9999 | 2019 | 26.26 | 933316.5 | 0.05627 | NEI 2019
Seward (PA) | 3130_B_2 | 3130 | B | 2 | 88265 | Coal Steam | PJM_PENE | Pennsylvania | Indiana | 260 | 2004 | 9999 | 2019 | 23.77 | 933316.5 | 0.05094 | NEI 2019
Shawville | 3131_B_1 | 3131 | B | 1 | 2078 | O/G Steam | PJM_PENE | Pennsylvania | Clearfield | 118 | 1954 | 9999 | 2019 | 1.9489 | 40614 | 0.09597 | NEI 2019
Shawville | 3131_B_2 | 3131 | B | 2 | 2079 | O/G Steam | PJM_PENE | Pennsylvania | Clearfield | 121 | 1954 | 9999 | 2019 | 3.8303 | 53198 | 0.144 | NEI 2019
Shawville | 3131_B_3 | 3131 | B | 3 | 2080 | O/G Steam | PJM_PENE | Pennsylvania | Clearfield | 163 | 1959 | 9999 | 2019 | 5.1051 | 90694 | 0.11258 | NEI 2019
Shawville | 3131_B_4 | 3131 | B | 4 | 2081 | O/G Steam | PJM_PENE | Pennsylvania | Clearfield | 163 | 1960 | 9999 | 2019 | 4.8402 | 86818 | 0.1115 | NEI 2019
Keystone | 3136_B_1 | 3136 | B | 1 | 2089 | Coal Steam | PJM_PENE | Pennsylvania | Armstrong | 850 | 1967 | 2028 | 2017 | 630.79 | 5354923 | 0.23559 | NEI 2019
Keystone | 3136_B_2 | 3136 | B | 2 | 2090 | Coal Steam | PJM_PENE | Pennsylvania | Armstrong | 850 | 1968 | 2028 | 2017 | 742.33 | 6463198 | 0.22971 | NEI 2019
New Castle Plant | 3138_B_3 | 3138 | B | 3 | 2093 | O/G Steam | PJM_ATSI | Pennsylvania | Lawrence | 88 | 1952 | 9999 | 2019 | 6.9349 | 99003 | 0.14009 | NEI 2019
New Castle Plant | 3138_B_4 | 3138 | B | 4 | 2094 | O/G Steam | PJM_ATSI | Pennsylvania | Lawrence | 87 | 1958 | 9999 | 2019 | 7.3569 | 107756 | 0.13655 | NEI 2019
New Castle Plant | 3138_B_5 | 3138 | B | 5 | 2095 | O/G Steam | PJM_ATSI | Pennsylvania | Lawrence | 130 | 1964 | 9999 | 2019 | 12.0434 | 141302 | 0.17046 | NEI 2019
Brunner Island | 3140_B_1 | 3140 | B | 1 | 2100 | Coal Steam | PJM_WMAC | Pennsylvania | York | 306 | 1961 | 9999 | 2019 | 45.8192 | 569449 | 0.16093 | NEI 2019
Brunner Island | 3140_B_2 | 3140 | B | 2 | 2101 | O/G Steam | PJM_WMAC | Pennsylvania | York | 363 | 1965 | 9999 | 2017 | 28.8002 | 947480 | 0.06079 | NEI 2019
Brunner Island | 3140_B_3 | 3140 | B | 3 | 2102 | O/G Steam | PJM_WMAC | Pennsylvania | York | 742 | 1969 | 9999 |  |  |  | 0.15323 | Default Emission Factor
TalenEnergy Martins Creek | 3148_B_3 | 3148 | B | 3 | 2117 | O/G Steam | PJM_WMAC | Pennsylvania | Northampton | 865 | 1975 | 9999 | 2017 | 13.6727 | 413106 | 0.0662 | NEI 2019
TalenEnergy Martins Creek | 3148_B_4 | 3148 | B | 4 | 2118 | O/G Steam | PJM_WMAC | Pennsylvania | Northampton | 859 | 1977 | 9999 | 2019 | 5.8504 | 111654 | 0.1048 | NEI 2019
TalenEnergy Montour | 3149_B_1 | 3149 | B | 1 | 2124 | Coal Steam | PJM_WMAC | Pennsylvania | Montour | 752 | 1972 | 9999 | 2019 | 34.1379 | 403025 | 0.16941 | NEI 2019
TalenEnergy Montour | 3149_B_2 | 3149 | B | 2 | 2125 | Coal Steam | PJM_WMAC | Pennsylvania | Montour | 752 | 1973 | 9999 | 2019 | 53.3214 | 652926 | 0.16333 | NEI 2019
Eddystone Generating Station | 3161_B_3 | 3161 | B | 3 | 2152 | O/G Steam | PJM_EMAC | Pennsylvania | Delaware | 380 | 1974 | 9999 | 2019 | 1.1673 | 5071 | 0.46039 | NEI 2019
Eddystone Generating Station | 3161_B_4 | 3161 | B | 4 | 2154 | O/G Steam | PJM_EMAC | Pennsylvania | Delaware | 380 | 1976 | 9999 | 2019 | 1.3736 | 7399 | 0.37131 | NEI 2019
W S Lee | 3264_B_3 | 3264 | B | 3 | 2218 | O/G Steam | S_VACA | South Carolina | Anderson | 170 | 1958 | 9999 |  |  |  | 0.15323 | Default Emission Factor
McMeekin | 3287_B_MCM1 | 3287 | B | MCM1 | 2226 | O/G Steam | S_VACA | South Carolina | Lexington | 125 | 1958 | 9999 | 2019 | 14.6747 | 383824 | 0.07647 | NEI 2019
McMeekin | 3287_B_MCM2 | 3287 | B | MCM2 | 2227 | O/G Steam | S_VACA | South Carolina | Lexington | 125 | 1958 | 9999 | 2019 | 13.9203 | 369018 | 0.07545 | NEI 2019
Urquhart | 3295_B_URQ3 | 3295 | B | URQ3 | 2230 | O/G Steam | S_VACA | South Carolina | Aiken | 95 | 1955 | 9999 | 2019 | 1.9679 | 45662 | 0.08619 | NEI 2019
Wateree | 3297_B_WAT1 | 3297 | B | WAT1 | 2232 | Coal Steam | S_VACA | South Carolina | Richland | 342 | 1970 | 2028 | 2017 | 17.1508 | 1784714 | 0.01922 | NEI 2019
Wateree | 3297_B_WAT2 | 3297 | B | WAT2 | 2233 | Coal Steam | S_VACA | South Carolina | Richland | 342 | 1971 | 2028 | 2019 | 17.3357 | 942060 | 0.0368 | NEI 2019
Williams | 3298_B_WIL1 | 3298 | B | WIL1 | 2234 | Coal Steam | S_VACA | South Carolina | Berkeley | 605 | 1973 | 2028 | 2019 | 0.40705 | 2557055 | 0.00032 | NEI 2019
Bull Run | 3396_B_1 | 3396 | B | 1 | 2251 | Coal Steam | S_C_TVA | Tennessee | Anderson | 870 | 1967 | 2024 | 2019 | 93.5739 | 1551288 | 0.12064 | NEI 2019
Cumberland (TN) | 3399_B_1 | 3399 | B | 1 | 2252 | Coal Steam | S_C_TVA | Tennessee | Stewart | 1239 | 1973 | 2029 | 2019 | 673.9099 | 5157053 | 0.26136 | NEI 2019
Cumberland (TN) | 3399_B_2 | 3399 | B | 2 | 2253 | Coal Steam | S_C_TVA | Tennessee | Stewart | 1231 | 1973 | 2025 | 2019 | 591.9972 | 4252208 | 0.27844 | NEI 2019
Gallatin (TN) | 3403_B_1 | 3403 | B | 1 | 2254 | Coal Steam | S_C_TVA | Tennessee | Sumner | 225 | 1956 | 2032 | 2019 | 68.4012 | 1130416 | 0.12102 | NEI 2019
Gallatin (TN) | 3403_B_2 | 3403 | B | 2 | 2255 | Coal Steam | S_C_TVA | Tennessee | Sumner | 225 | 1957 | 2032 | 2019 | 46.6296 | 1089121 | 0.08563 | NEI 2019
Gallatin (TN) | 3403_B_3 | 3403 | B | 3 | 2256 | Coal Steam | S_C_TVA | Tennessee | Sumner | 263 | 1959 | 2032 | 2019 | 29.6807 | 970732 | 0.06115 | NEI 2019
Gallatin (TN) | 3403_B_4 | 3403 | B | 4 | 2257 | Coal Steam | S_C_TVA | Tennessee | Sumner | 263 | 1959 | 2032 | 2019 | 52.4913 | 869864 | 0.12069 | NEI 2019
Kingston | 3407_B_1 | 3407 | B | 1 | 2280 | Coal Steam | S_C_TVA | Tennessee | Roane | 132 | 1954 | 2027 | 2019 | 45.0026 | 334495 | 0.26908 | NEI 2019
Kingston | 3407_B_2 | 3407 | B | 2 | 2281 | Coal Steam | S_C_TVA | Tennessee | Roane | 132 | 1954 | 2027 | 2019 | 50.2157 | 369993 | 0.27144 | NEI 2019
Kingston | 3407_B_3 | 3407 | B | 3 | 2282 | Coal Steam | S_C_TVA | Tennessee | Roane | 132 | 1954 | 2027 | 2019 | 25.5438 | 193747 | 0.26368 | NEI 2019
Kingston | 3407_B_4 | 3407 | B | 4 | 2283 | Coal Steam | S_C_TVA | Tennessee | Roane | 132 | 1954 | 2027 | 2019 | 41.7003 | 315673 | 0.2642 | NEI 2019
Kingston | 3407_B_5 | 3407 | B | 5 | 2284 | Coal Steam | S_C_TVA | Tennessee | Roane | 174 | 1955 | 2027 | 2019 | 52.9915 | 359289 | 0.29498 | NEI 2019
Kingston | 3407_B_6 | 3407 | B | 6 | 2285 | Coal Steam | S_C_TVA | Tennessee | Roane | 174 | 1955 | 2027 | 2019 | 51.9978 | 418794 | 0.24832 | NEI 2019
Kingston | 3407_B_7 | 3407 | B | 7 | 2286 | Coal Steam | S_C_TVA | Tennessee | Roane | 174 | 1955 | 2025 | 2019 | 49.4467 | 378630 | 0.26119 | NEI 2019
Kingston | 3407_B_8 | 3407 | B | 8 | 2287 | Coal Steam | S_C_TVA | Tennessee | Roane | 174 | 1955 | 2025 | 2019 | 56.1083 | 442840 | 0.2534 | NEI 2019
Kingston | 3407_B_9 | 3407 | B | 9 | 2288 | Coal Steam | S_C_TVA | Tennessee | Roane | 174 | 1955 | 2025 | 2019 | 69.0047 | 506545 | 0.27245 | NEI 2019
Lake Hubbard | 3452_B_1 | 3452 | B | 1 | 2313 | O/G Steam | ERC_REST | Texas | Dallas | 392 | 1970 | 9999 | 2017 | 5.8015 | 22635 | 0.51261 | NEI 2019
Lake Hubbard | 3452_B_2 | 3452 | B | 2 | 2314 | O/G Steam | ERC_REST | Texas | Dallas | 523 | 1973 | 9999 | 2019 | 8.3985 | 194481 | 0.08637 | NEI 2019
Mountain Creek | 3453_B_6 | 3453 | B | 6 | 2318 | O/G Steam | ERC_REST | Texas | Dallas | 122 | 1956 | 9999 | 2019 | 2.607 | 39071 | 0.13345 | NEI 2019
Mountain Creek | 3453_B_7 | 3453 | B | 7 | 2319 | O/G Steam | ERC_REST | Texas | Dallas | 118 | 1958 | 9999 | 2019 | 2.5514 | 47923 | 0.10648 | NEI 2019
Mountain Creek | 3453_B_8 | 3453 | B | 8 | 2320 | O/G Steam | ERC_REST | Texas | Dallas | 568 | 1967 | 9999 | 2019 | 15.1719 | 325983 | 0.09308 | NEI 2019
Newman | 3456_B_3 | 3456 | B | 3 | 2331 | O/G Steam | WECC_NM | Texas | El Paso | 97 | 1966 | 2025 | 2019 | 2.1584 | 346679 | 0.01245 | NEI 2019
Lewis Creek | 3457_B_1 | 3457 | B | 1 | 2332 | O/G Steam | MIS_WOTA | Texas | Montgomery | 252 | 1970 | 9999 | 2019 | 39.8684 | 1049475 | 0.07598 | NEI 2019
Lewis Creek | 3457_B_2 | 3457 | B | 2 | 2333 | O/G Steam | MIS_WOTA | Texas | Montgomery | 253 | 1971 | 9999 | 2019 | 41.671 | 1142689 | 0.07294 | NEI 2019
Sabine | 3459_B_3 | 3459 | B | 3 | 2340 | O/G Steam | MIS_WOTA | Texas | Orange | 411 | 1966 | 2025 | 2019 | 26.2302 | 685777 | 0.0765 | NEI 2019
Sabine | 3459_B_4 | 3459 | B | 4 | 2341 | O/G Steam | MIS_WOTA | Texas | Orange | 533 | 1974 | 2025 | 2019 | 59.6122 | 1612591 | 0.07393 | NEI 2019
Sabine | 3459_B_5 | 3459 | B | 5 | 2342 | O/G Steam | MIS_WOTA | Texas | Orange | 448 | 1979 | 9999 | 2019 | 28.3106 | 665499 | 0.08508 | NEI 2019
Cedar Bayou | 3460_B_CBY1 | 3460 | B | CBY1 | 2343 | O/G Steam | ERC_REST | Texas | Chambers | 746 | 1970 | 9999 | 2019 | 48.5361 | 1216575 | 0.07979 | NEI 2019
Cedar Bayou | 3460_B_CBY2 | 3460 | B | CBY2 | 2344 | O/G Steam | ERC_REST | Texas | Chambers | 749 | 1972 | 9999 | 2019 | 37.5795 | 968974 | 0.07757 | NEI 2019
W A Parish | 3470_B_WAP1 | 3470 | B | WAP1 | 2374 | O/G Steam | ERC_REST | Texas | Fort Bend | 169 | 1958 | 2025 |  |  |  | 0.15323 | Default Emission Factor
W A Parish | 3470_B_WAP2 | 3470 | B | WAP2 | 2375 | O/G Steam | ERC_REST | Texas | Fort Bend | 169 | 1958 | 2025 |  |  |  | 0.15323 | Default Emission Factor
W A Parish | 3470_B_WAP3 | 3470 | B | WAP3 | 2376 | O/G Steam | ERC_REST | Texas | Fort Bend | 273 | 1961 | 2025 |  |  |  | 0.15323 | Default Emission Factor
W A Parish | 3470_B_WAP4 | 3470 | B | WAP4 | 2377 | O/G Steam | ERC_REST | Texas | Fort Bend | 552 | 1968 | 2025 |  |  |  | 0.15323 | Default Emission Factor
W A Parish | 3470_B_WAP5 | 3470 | B | WAP5 | 2378 | Coal Steam | ERC_REST | Texas | Fort Bend | 659 | 1977 | 9999 | 2019 | 333.8731 | 2908535 | 0.22958 | NEI 2019
W A Parish | 3470_B_WAP6 | 3470 | B | WAP6 | 2379 | Coal Steam | ERC_REST | Texas | Fort Bend | 653 | 1978 | 9999 | 2019 | 430.7672 | 3285006 | 0.26226 | NEI 2019
W A Parish | 3470_B_WAP7 | 3470 | B | WAP7 | 2380 | Coal Steam | ERC_REST | Texas | Fort Bend | 577 | 1980 | 9999 | 2019 | 327.6889 | 3130721 | 0.20934 | NEI 2019
W A Parish | 3470_B_WAP8 | 3470 | B | WAP8 | 2381 | Coal Steam | ERC_REST | Texas | Fort Bend | 610 | 1982 | 9999 | 2019 | 179.5969 | 3959824 | 0.09071 | NEI 2019
Wilkes | 3478_B_1 | 3478 | B | 1 | 2390 | O/G Steam | SPP_WEST | Texas | Marion | 174 | 1964 | 9999 | 2019 | 12.96 | 282714 | 0.09168 | NEI 2019
Wilkes | 3478_B_2 | 3478 | B | 2 | 2391 | O/G Steam | SPP_WEST | Texas | Marion | 355 | 1970 | 9999 | 2019 | 6.84 | 157382 | 0.08692 | NEI 2019
Wilkes | 3478_B_3 | 3478 | B | 3 | 2392 | O/G Steam | SPP_WEST | Texas | Marion | 354 | 1971 | 9999 | 2019 | 8.01 | 190816 | 0.08396 | NEI 2019
Jones | 3482_B_151B | 3482 | B | 151B | 2394 | O/G Steam | SPP_SPS | Texas | Lubbock | 243 | 1971 | 2031 | 2019 | 48.5764 | 1220201 | 0.07962 | NEI 2019
Nichols | 3484_B_143B | 3484 | B | 143B | 2400 | O/G Steam | SPP_SPS | Texas | Potter | 244 | 1968 | 2031 | 2019 | 24.6146 | 579034 | 0.08502 | NEI 2019
Plant X | 3485_B_114B | 3485 | B | 114B | 2404 | O/G Steam | SPP_SPS | Texas | Lamb | 190 | 1964 | 2027 | 2019 | 17.575 | 434283 | 0.08094 | NEI 2019
Graham | 3490_B_1 | 3490 | B | 1 | 2408 | O/G Steam | ERC_WEST | Texas | Young | 234 | 1960 | 9999 | 2019 | 3.4886 | 96214 | 0.07252 | NEI 2019
Graham | 3490_B_2 | 3490 | B | 2 | 2409 | O/G Steam | ERC_WEST | Texas | Young | 390 | 1969 | 9999 | 2019 | 7.4957 | 181630 | 0.08254 | NEI 2019
Handley | 3491_B_3 | 3491 | B | 3 | 2413 | O/G Steam | ERC_REST | Texas | Tarrant | 395 | 1963 | 9999 | 2017 | 12.28 | 153783 | 0.15971 | NEI 2019
Handley | 3491_B_4 | 3491 | B | 4 | 2414 | O/G Steam | ERC_REST | Texas | Tarrant | 435 | 1976 | 9999 | 2019 | 8.4215 | 172784 | 0.09748 | NEI 2019
Handley | 3491_B_5 | 3491 | B | 5 | 2415 | O/G Steam | ERC_REST | Texas | Tarrant | 435 | 1977 | 9999 | 2019 | 9.6089 | 187535 | 0.10248 | NEI 2019
Stryker Creek | 3504_B_1 | 3504 | B | 1 | 2429 | O/G Steam | ERC_REST | Texas | Cherokee | 167 | 1958 | 9999 | 2019 | 3.0594 | 61045 | 0.10023 | NEI 2019
Stryker Creek | 3504_B_2 | 3504 | B | 2 | 2430 | O/G Steam | ERC_REST | Texas | Cherokee | 502 | 1965 | 9999 | 2019 | 7.17 | 192136 | 0.07464 | NEI 2019
Trinidad (TX) | 3507_B_9 | 3507 | B | 9 | 2435 | O/G Steam | ERC_REST | Texas | Henderson | 235 | 1965 | 9999 | 2019 | 3.7349 | 65586 | 0.11389 | NEI 2019
Decker Creek | 3548_B_2 | 3548 | B | 2 | 2455 | O/G Steam | ERC_REST | Texas | Travis | 404 | 1977 | 9999 |  |  |  | 0.15323 | Default Emission Factor
Ray Olinger | 3576_B_BW2 | 3576 | B | BW2 | 2464 | O/G Steam | ERC_REST | Texas | Collin | 107 | 1971 | 9999 | 2019 | 1.3865 | 27481 | 0.10091 | NEI 2019
Ray Olinger | 3576_B_BW3 | 3576 | B | BW3 | 2465 | O/G Steam | ERC_REST | Texas | Collin | 138 | 1975 | 9999 | 2019 | 2.1342 | 48333 | 0.08831 | NEI 2019
Ray Olinger | 3576_B_CE1 | 3576 | B | CE1 | 2466 | O/G Steam | ERC_REST | Texas | Collin | 75 | 1967 | 9999 | 2019 | 0.3539 | 6762 | 0.10467 | NEI 2019
Sim Gideon | 3601_B_1 | 3601 | B | 1 | 2468 | O/G Steam | ERC_REST | Texas | Bastrop | 136 | 1965 | 9999 | 2019 | 3.9919 | 122975 | 0.06492 | NEI 2019
Sim Gideon | 3601_B_2 | 3601 | B | 2 | 2469 | O/G Steam | ERC_REST | Texas | Bastrop | 136 | 1968 | 9999 | 2019 | 4.7529 | 126493 | 0.07515 | NEI 2019
Sim Gideon | 3601_B_3 | 3601 | B | 3 | 2470 | O/G Steam | ERC_REST | Texas | Bastrop | 335 | 1972 | 9999 | 2019 | 19.4323 | 493392 | 0.07877 | NEI 2019
Ty Cooke | 3602_B_1 | 3602 | B | 1 | 2471 | O/G Steam | SPP_SPS | Texas | Lubbock | 42 | 1965 | 9999 |  |  |  | 0.15323 | Default Emission Factor
Ty Cooke | 3602_B_2 | 3602 | B | 2 | 2472 | O/G Steam | SPP_SPS | Texas | Lubbock | 46 | 1978 | 9999 |  |  |  | 0.15323 | Default Emission Factor
O W Sommers | 3611_B_1 | 3611 | B | 1 | 2479 | O/G Steam | ERC_REST | Texas | Bexar | 420 | 1972 | 2025 | 2019 | 22.54 | 559747 | 0.08054 | NEI 2019
O W Sommers | 3611_B_2 | 3611 | B | 2 | 2480 | O/G Steam | ERC_REST | Texas | Bexar | 410 | 1974 | 9999 | 2019 | 24.35 | 548880 | 0.08873 | NEI 2019
V H Braunig | 3612_B_1 | 3612 | B | 1 | 2481 | O/G Steam | ERC_REST | Texas | Bexar | 217 | 1966 | 2024 | 2019 | 8.3 | 194983 | 0.08514 | NEI 2019
V H Braunig | 3612_B_2 | 3612 | B | 2 | 2482 | O/G Steam | ERC_REST | Texas | Bexar | 230 | 1968 | 2024 | 2019 | 5.9 | 134405 | 0.08779 | NEI 2019
V H Braunig | 3612_B_3 | 3612 | B | 3 | 2483 | O/G Steam | ERC_REST | Texas | Bexar | 412 | 1970 | 2024 | 2019 | 22.5 | 534270 | 0.08423 | NEI 2019
R W Miller | 3628_B_1 | 3628 | B | 1 | 2493 | O/G Steam | ERC_REST | Texas | Palo Pinto | 66 | 1968 | 9999 | 2017 | 1.5058 | 4044 | 0.74471 | NEI 2019
R W Miller | 3628_B_2 | 3628 | B | 2 | 2494 | O/G Steam | ERC_REST | Texas | Palo Pinto | 100 | 1972 | 9999 | 2019 | 4.3 | 94212 | 0.09128 | NEI 2019
R W Miller | 3628_B_3 | 3628 | B | 3 | 2495 | O/G Steam | ERC_REST | Texas | Palo Pinto | 200 | 1975 | 9999 | 2019 | 7.8733 | 168742 | 0.09332 | NEI 2019
Gadsby | 3648_B_1 | 3648 | B | 1 | 2498 | O/G Steam | WECC_UT | Utah | Salt Lake | 64 | 1951 | 9999 | 2019 | 0.94407 | 8951 | 0.21094 | NEI 2019
Gadsby | 3648_B_2 | 3648 | B | 2 | 2499 | O/G Steam | WECC_UT | Utah | Salt Lake | 69 | 1952 | 9999 | 2019 | 2.0006 | 24311 | 0.16458 | NEI 2019
Gadsby | 3648_B_3 | 3648 | B | 3 | 2500 | O/G Steam | WECC_UT | Utah | Salt Lake | 104 | 1955 | 9999 | 2019 | 4.3266 | 81690 | 0.10593 | NEI 2019
Grayson | 377_B_3 | 377 | B | 3 |  | Landfill Gas | WEC_LADW | California | Los Angeles | 18 | 1977 | 9999 |  |  |  | 0.61247 | Default Emission Factor
Grayson | 377_B_4 | 377 | B | 4 | 248 | O/G Steam | WEC_LADW | California | Los Angeles | 40 | 1959 | 9999 |  |  |  | 0.15323 | Default Emission Factor
Grayson | 377_B_5 | 377 | B | 5 | 249 | O/G Steam | WEC_LADW | California | Los Angeles | 40 | 1964 | 9999 |  |  |  | 0.15323 | Default Emission Factor
Clinch River | 3775_B_1 | 3775 | B | 1 | 2502 | O/G Steam | PJM_West | Virginia | Russell | 230 | 1958 | 9999 | 2017 | 11.74 | 226677 | 0.10358 | NEI 2019
Clinch River | 3775_B_2 | 3775 | B | 2 | 2503 | O/G Steam | PJM_West | Virginia | Russell | 230 | 1958 | 9999 |  |  |  | 0.10358 | NEI 2019
Joliet 29 | 384_B_71 | 384 | B | 71 | 250 | O/G Steam | PJM_COMD | Illinois | Will | 259 | 1965 | 2045 |  |  |  | 0.15323 | Default Emission Factor
Joliet 29 | 384_B_72 | 384 | B | 72 | 251 | O/G Steam | PJM_COMD | Illinois | Will | 259 | 1965 | 2045 |  |  |  | 0.15323 | Default Emission Factor
Joliet 29 | 384_B_81 | 384 | B | 81 | 252 | O/G Steam | PJM_COMD | Illinois | Will | 259 | 1965 | 2045 |  |  |  | 0.03042 | NEI 2019
Joliet 29 | 384_B_82 | 384 | B | 82 | 253 | O/G Steam | PJM_COMD | Illinois | Will | 259 | 1965 | 2045 | 2017 | 1.7812 | 117111 | 0.03042 | NEI 2019
Transalta Centralia Generation | 3845_B_BW22 | 3845 | B | BW22 | 2534 | Coal Steam | WECC_PNW | Washington | Lewis | 670 | 2002 | 2025 | 2019 | 230.3 | 3731262 | 0.12344 | NEI 2019
El Centro Hybrid | 389_B_4 | 389 | B | 4 | 257 | O/G Steam | WECC_IID | California | Imperial | 70 | 1968 | 9999 |  |  |  | 0.15323 | Default Emission Factor
John E Amos | 3935_B_1 | 3935 | B | 1 | 2538 | Coal Steam | PJM_West | West Virginia | Putnam | 800 | 1971 | 2040 | 2019 | 24.1612 | 2762957 | 0.01749 | NEI 2019
John E Amos | 3935_B_2 | 3935 | B | 2 | 2539 | Coal Steam | PJM_West | West Virginia | Putnam | 800 | 1972 | 2040 | 2019 | 11.583 | 3025324 | 0.00766 | NEI 2019
John E Amos | 3935_B_3 | 3935 | B | 3 | 2540 | Coal Steam | PJM_West | West Virginia | Putnam | 1300 | 1973 | 2040 | 2019 | 43.6392 | 4007926 | 0.02178 | NEI 2019
FirstEnergy Fort Martin Power Station | 3943_B_1 | 3943 | B | 1 | 2551 | Coal Steam | PJM_AP | West Virginia | Monongalia | 552 | 1967 | 2035 | 2019 | 381.4717 | 3318406 | 0.22991 | NEI 2019
FirstEnergy Fort Martin Power Station | 3943_B_2 | 3943 | B | 2 | 2552 | Coal Steam | PJM_AP | West Virginia | Monongalia | 546 | 1968 | 2035 | 2019 | 508.0934 | 3382620 | 0.30041 | NEI 2019
FirstEnergy Harrison Power Station | 3944_B_1 | 3944 | B | 1 | 2553 | Coal Steam | PJM_AP | West Virginia | Harrison | 652 | 1972 | 2040 | 2019 | 758.7605 | 4587926 | 0.33076 | NEI 2019
FirstEnergy Harrison Power Station | 3944_B_2 | 3944 | B | 2 | 2554 | Coal Steam | PJM_AP | West Virginia | Harrison | 651 | 1973 | 2040 | 2019 | 507.8355 | 3819575 | 0.26591 | NEI 2019
FirstEnergy Harrison Power Station | 3944_B_3 | 3944 | B | 3 | 2555 | Coal Steam | PJM_AP | West Virginia | Harrison | 651 | 1974 | 2040 | 2019 | 520.5541 | 4486704 | 0.23204 | NEI 2019
Mitchell (WV) | 3948_B_1 | 3948 | B | 1 | 2563 | Coal Steam | PJM_West | West Virginia | Marshall | 770 | 1971 | 2040 | 2017 | 35.2042 | 3135779 | 0.02245 | NEI 2019
Mitchell (WV) | 3948_B_2 | 3948 | B | 2 | 2564 | Coal Steam | PJM_West | West Virginia | Marshall | 790 | 1971 | 2040 | 2017 | 66.1504 | 4551068 | 0.02907 | NEI 2019
Mt Storm | 3954_B_1 | 3954 | B | 1 | 2565 | Coal Steam | PJM_AP | West Virginia | Grant | 554 | 1965 | 9999 | 2019 | 288.1938 | 1767893 | 0.32603 | NEI 2019
Mt Storm | 3954_B_2 | 3954 | B | 2 | 2566 | Coal Steam | PJM_AP | West Virginia | Grant | 555 | 1966 | 9999 | 2017 | 271.5444 | 2819752 | 0.1926 | NEI 2019
Mt Storm | 3954_B_3 | 3954 | B | 3 | 2567 | Coal Steam | PJM_AP | West Virginia | Grant | 520 | 1973 | 9999 | 2019 | 160.7695 | 1087086 | 0.29578 | NEI 2019
Bay Front | 3982_B_1 | 3982 | B | 1 | 2568 | Biomass | MIS_MNWI | Wisconsin | Ashland | 13.7 | 1959 | 9999 | 2019 | 0.69502 | 61864.6667 | 0.02247 | NEI 2019
Bay Front | 3982_B_2 | 3982 | B | 2 | 2569 | Biomass | MIS_MNWI | Wisconsin | Ashland | 13.7 | 1954 | 9999 | 2019 | 1.0342 | 61864.6667 | 0.03344 | NEI 2019
Bay Front | 3982_B_5 | 3982 | B | 5 | 2572 | Biomass | MIS_MNWI | Wisconsin | Ashland | 13.7 | 1959 | 9999 |  |  |  | 0.68393 | Default Emission Factor
Blount Street | 3992_B_8 | 3992 | B | 8 | 2578 | O/G Steam | MIS_WUMS | Wisconsin | Dane | 47 | 1957 | 9999 |  |  |  | 0.15323 | Default Emission Factor
Blount Street | 3992_B_9 | 3992 | B | 9 | 2579 | O/G Steam | MIS_WUMS | Wisconsin | Dane | 47 | 1961 | 9999 |  |  |  | 0.15323 | Default Emission Factor
Haynes | 400_B_1 | 400 | B | 1 | 271 | O/G Steam | WEC_LADW | California | Los Angeles | 222 | 1962 | 9999 | 2017 | 3.3 | 80541 | 0.08195 | NEI 2019
Haynes | 400_B_2 | 400 | B | 2 | 272 | O/G Steam | WEC_LADW | California | Los Angeles | 222 | 1963 | 9999 | 2017 | 4.18 | 114235 | 0.07318 | NEI 2019
French Island | 4005_B_1 | 4005 | B | 1 |  | Biomass | MIS_MNWI | Wisconsin | La Crosse | 8 | 1987 | 2024 |  |  |  | 0.70464 | Default Emission Factor
French Island | 4005_B_2 | 4005 | B | 2 |  | Biomass | MIS_MNWI | Wisconsin | La Crosse | 8 | 1987 | 2024 |  |  |  | 0.70464 | Default Emission Factor
Scattergood | 404_B_1 | 404 | B | 1 | 277 | O/G Steam | WEC_LADW | California | Los Angeles | 112 | 1959 | 2024 |  |  |  | 0.15323 | Default Emission Factor
Scattergood | 404_B_2 | 404 | B | 2 | 278 | O/G Steam | WEC_LADW | California | Los Angeles | 156 | 1959 | 2024 |  |  |  | 0.15323 | Default Emission Factor
South Oak Creek | 4041_B_5 | 4041 | B | 5 | 2590 | Coal Steam | MIS_WUMS | Wisconsin | Milwaukee | 241 | 1959 | 2024 | 2019 | 32.3588 | 816670 | 0.07925 | NEI 2019
South Oak Creek | 4041_B_6 | 4041 | B | 6 | 2591 | Coal Steam | MIS_WUMS | Wisconsin | Milwaukee | 245 | 1961 | 2024 | 2019 | 28.325 | 764700 | 0.07408 | NEI 2019
South Oak Creek | 4041_B_7 | 4041 | B | 7 | 2592 | Coal Steam | MIS_WUMS | Wisconsin | Milwaukee | 303 | 1965 | 2025 | 2019 | 45.1392 | 1153144 | 0.07829 | NEI 2019
South Oak Creek | 4041_B_8 | 4041 | B | 8 | 2593 | Coal Steam | MIS_WUMS | Wisconsin | Milwaukee | 309 | 1967 | 2025 | 2019 | 43.6037 | 1071498 | 0.08139 | NEI 2019
Valley (WI) | 4042_B_1 | 4042 | B | 1 | 2594 | O/G Steam | MIS_WUMS | Wisconsin | Milwaukee | 64 | 1968 | 9999 | 2019 | 3.9488 | 128806.5 | 0.06131 | NEI 2019
Valley (WI) | 4042_B_2 | 4042 | B | 2 | 2595 | O/G Steam | MIS_WUMS | Wisconsin | Milwaukee | 64 | 1968 | 9999 | 2019 | 3.7091 | 128806.5 | 0.05759 | NEI 2019
Valley (WI) | 4042_B_3 | 4042 | B | 3 | 2596 | O/G Steam | MIS_WUMS | Wisconsin | Milwaukee | 70 | 1969 | 9999 | 2019 | 1.8689 | 61094 | 0.06118 | NEI 2019
Valley (WI) | 4042_B_4 | 4042 | B | 4 | 2597 | O/G Steam | MIS_WUMS | Wisconsin | Milwaukee | 70 | 1969 | 9999 | 2019 | 2.1492 | 61094 | 0.07036 | NEI 2019
Weston | 4078_B_2 | 4078 | B | 2 | 2614 | O/G Steam | MIS_WUMS | Wisconsin | Marathon | 78 | 1960 | 2024 |  |  |  | 0.15323 | Default Emission Factor
Weston | 4078_B_3 | 4078 | B | 3 | 2615 | Coal Steam | MIS_WUMS | Wisconsin | Marathon | 327 | 1981 | 9999 | 2019 | 26.4492 | 1075031 | 0.04921 | NEI 2019
Weston | 4078_B_4 | 4078 | B | 4 | 89565 | Coal Steam | MIS_WUMS | Wisconsin | Marathon | 550 | 2008 | 9999 | 2019 | 183.3708 | 3330924 | 0.1101 | NEI 2019
Manitowoc | 4125_B_8 | 4125 | B | 8 | 2621 | Biomass | MIS_WUMS | Wisconsin | Manitowoc | 44 | 1990 | 9999 |  |  |  | 0.70464 | Default Emission Factor
Manitowoc | 4125_B_9 | 4125 | B | 9 | 2622 | Coal Steam | MIS_WUMS | Wisconsin | Manitowoc | 58 | 2005 | 9999 | 2019 | 11.477 | 128672 | 0.17839 | NEI 2019
Dave Johnston | 4158_B_BW41 | 4158 | B | BW41 | 2633 | Coal Steam | WECC_WY | Wyoming | Converse | 93 | 1959 | 9999 | 2017 | 17.62 | 693652 | 0.0508 | NEI 2019
Dave Johnston | 4158_B_BW42 | 4158 | B | BW42 | 2634 | Coal Steam | WECC_WY | Wyoming | Converse | 105 | 1961 | 9999 | 2019 | 35.16 | 757332 | 0.09285 | NEI 2019
Dave Johnston | 4158_B_BW43 | 4158 | B | BW43 | 2635 | Coal Steam | WECC_WY | Wyoming | Converse | 220 | 1964 | 9999 | 2019 | 72.31 | 1163624 | 0.12428 | NEI 2019
Dave Johnston | 4158_B_BW44 | 4158 | B | BW44 | 2636 | Coal Steam | WECC_WY | Wyoming | Converse | 330 | 1959 | 2027 | 2019 | 129.26 | 2076539 | 0.1245 | NEI 2019
Naughton | 4162_B_1 | 4162 | B | 1 | 2637 | Coal Steam | WECC_WY | Wyoming | Lincoln | 156 | 1963 | 9999 | 2019 | 50.63 | 1182784 | 0.08561 | NEI 2019
Naughton | 4162_B_2 | 4162 | B | 2 | 2638 | Coal Steam | WECC_WY | Wyoming | Lincoln | 201 | 1968 | 9999 | 2019 | 68.36 | 1478378 | 0.09248 | NEI 2019
Naughton | 4162_B_3 | 4162 | B | 3 | 2639 | Coal Steam | WECC_WY | Wyoming | Lincoln | 330 | 1963 | 2025 | 2019 | 23.84 | 179508 | 0.26562 | NEI 2019
Powerlane Plant | 4195_B_1 | 4195 | B | 1 |  | O/G Steam | ERC_REST | Texas | Hunt | 17.5 | 1965 | 9999 |  |  |  | 0.15323 | Default Emission Factor
Powerlane Plant | 4195_B_2 | 4195 | B | 2 | 2640 | O/G Steam | ERC_REST | Texas | Hunt | 24 | 1967 | 9999 | 2019 | 0.3135 | 4934 | 0.12708 | NEI 2019
Powerlane Plant | 4195_B_3 | 4195 | B | 3 | 2641 | O/G Steam | ERC_REST | Texas | Hunt | 41 | 1977 | 9999 | 2019 | 0.2025 | 3002 | 0.13491 | NEI 2019
Spencer | 4266_B_4 | 4266 | B | 4 | 2651 | O/G Steam | ERC_REST | Texas | Denton | 61 | 1966 | 9999 | 2019 | 0.7329 | 13239 | 0.11072 | NEI 2019
Spencer | 4266_B_5 | 4266 | B | 5 | 2652 | O/G Steam | ERC_REST | Texas | Denton | 61 | 1973 | 9999 | 2017 | 0.8182 | 2906 | 0.56311 | NEI 2019
John P Madgett | 4271_B_B1 | 4271 | B | B1 | 2653 | Coal Steam | MIS_MNWI | Wisconsin | Buffalo | 390 | 1979 | 9999 | 2019 | 39.7043 | 1534882 | 0.05174 | NEI 2019
Cherokee | 469_B_4 | 469 | B | 4 | 298 | O/G Steam | WECC_CO | Colorado | Adams | 310 | 1968 | 2027 | 2019 | 159.8682 | 943508 | 0.33888 | NEI 2019
Comanche (CO) | 470_B_2 | 470 | B | 2 | 300 | Coal Steam | WECC_CO | Colorado | Pueblo | 335 | 1975 | 2025 | 2019 | 9.051 | 1818763 | 0.00995 | NEI 2019
Comanche (CO) | 470_B_3 | 470 | B | 3 | 89734 | Coal Steam | WECC_CO | Colorado | Pueblo | 750 | 2010 | 2040 | 2019 | 139 | 4673496 | 0.05948 | NEI 2019
George Birdsall | 493_B_1 | 493 | B | 1 |  | O/G Steam | WECC_CO | Colorado | El Paso | 16 | 1953 | 9999 | 2017 | 0.08 | 1250 | 0.128 | NEI 2019
George Birdsall | 493_B_2 | 493 | B | 2 |  | O/G Steam | WECC_CO | Colorado | El Paso | 16 | 1954 | 9999 | 2017 | 0.067614 | 1174 | 0.11519 | NEI 2019
George Birdsall | 493_B_3 | 493 | B | 3 |  | O/G Steam | WECC_CO | Colorado | El Paso | 23 | 1957 | 9999 | 2017 | 0.12771 | 2207 | 0.11574 | NEI 2019
Barney M Davis | 4939_B_1 | 4939 | B | 1 | 2658 | O/G Steam | ERC_REST | Texas | Nueces | 300 | 1974 | 9999 | 2019 | 8.44 | 185939 | 0.09078 | NEI 2019
Riverside (OK) | 4940_B_1502 | 4940 | B | 1502 | 2661 | O/G Steam | SPP_WEST | Oklahoma | Tulsa | 455 | 1976 | 2024 | 2019 | 18.4286 | 410720 | 0.08974 | NEI 2019
Plant 31 Paper Mill | 50028_B_1FW | 50028 | B | 1FW |  | Non-Fossil Waste | MIS_LA | Louisiana | Ouachita | 8.3 | 1964 | 9999 |  |  |  | 0.81254 | Default Emission Factor
Plant 31 Paper Mill | 50028_B_1HP | 50028 | B | 1HP |  | Non-Fossil Waste | MIS_LA | Louisiana | Ouachita | 8.3 | 1977 | 9999 |  |  |  | 1.5136 | Default Emission Factor
Plant 31 Paper Mill | 50028_B_2FW | 50028 | B | 2FW |  | Non-Fossil Waste | MIS_LA | Louisiana | Ouachita | 8.3 | 1964 | 9999 |  |  |  | 0.81254 | Default Emission Factor
Plant 31 Paper Mill | 50028_B_4BW | 50028 | B | 4BW |  | Non-Fossil Waste | MIS_LA | Louisiana | Ouachita | 8.3 | 1975 | 9999 |  |  |  | 0.81254 | Default Emission Factor
Plant 31 Paper Mill | 50028_B_5CE | 50028 | B | 5CE |  | Non-Fossil Waste | MIS_LA | Louisiana | Ouachita | 8.3 | 1988 | 9999 |  |  |  | 0.81254 | Default Emission Factor
Plant 31 Paper Mill | 50028_B_HRSG | 50028 | B | HRSG |  | Non-Fossil Waste | MIS_LA | Louisiana | Ouachita | 3.3 | 1964 | 9999 |  |  |  | 0.81254 | Default Emission Factor
Humboldt Sawmill Company | 50049_B_BLRA | 50049 | B | BLRA |  | Biomass | WEC_CALN | California | Humboldt | 16.2 | 1988 | 9999 | 2017 | 21.1442 | 23043.1029 | 1.8352 | NEI 2019
Humboldt Sawmill Company | 50049_B_BLRB | 50049 | B | BLRB |  | Biomass | WEC_CALN | California | Humboldt | 8.7 | 1988 | 9999 | 2017 | 13.4399 | 23043.1029 | 1.1665 | NEI 2019
Humboldt Sawmill Company | 50049_B_BLRC | 50049 | B | BLRC |  | Biomass | WEC_CALN | California | Humboldt | 8.7 | 1988 | 9999 |  |  |  | 0.68393 | Default Emission Factor
Penobscot Energy Recovery | 50051_B_BLR A | 50051 | B | BLR A |  | Municipal Solid Waste | NENG_ME | Maine | Penobscot | 10.6 | 1987 | 9999 | 2017 | 1.3875 | 84660 | 0.03278 | NEI 2019
Penobscot Energy Recovery | 50051_B_BLR B | 50051 | B | BLR B |  | Municipal Solid Waste | NENG_ME | Maine | Penobscot | 10.6 | 1987 | 9999 | 2019 | 1.5968 | 42651.5 | 0.07488 | NEI 2019
Borger Plant | 50067_B_1 | 50067 | B | 1 |  | Fossil Waste | SPP_SPS | Texas | Hutchinson | 13.8 | 1974 | 9999 |  |  |  | 0.6381 | Default Emission Factor
Borger Plant | 50067_B_2 | 50067 | B | 2 |  | Fossil Waste | SPP_SPS | Texas | Hutchinson | 13.8 | 2009 | 9999 |  |  |  | 0.6381 | Default Emission Factor
Palm Beach Renewable Energy Facility 1 | 50071_B_BLR1 | 50071 | B | BLR1 |  | Municipal Solid Waste | FRCC | Florida | Palm Beach | 25 | 1989 | 9999 | 2019 | 9.6074 | 175689.5 | 0.10937 | NEI 2019
Palm Beach Renewable Energy Facility 1 | 50071_B_BLR2 | 50071 | B | BLR2 |  | Municipal Solid Waste | FRCC | Florida | Palm Beach | 25 | 1989 | 9999 | 2019 | 9.579 | 175689.5 | 0.10904 | NEI 2019
Sierra Pacific Burney Facility | 50110_B_BLR1 | 50110 | B | BLR1 |  | Biomass | WEC_CALN | California | Shasta | 18.9 | 1986 | 9999 | 2017 | 17.61 | 98421 | 0.35785 | NEI 2019
Sierra Pacific Quincy Facility | 50112_B_BLR1 | 50112 | B | BLR1 |  | Biomass | WEC_CALN | California | Plumas | 12 | 1986 | 9999 | 2017 | 10.2392 | 51729.5 | 0.39587 | NEI 2019
Sierra Pacific Quincy Facility | 50112_B_BLR2 | 50112 | B | BLR2 |  | Biomass | WEC_CALN | California | Plumas | 12 | 1998 | 9999 | 2017 | 9.4017 | 51729.5 | 0.3635 | NEI 2019
Columbus MS | 50184_B_PKG | 50184 | B | PKG |  | O/G Steam | S_C_TVA | Mississippi | Lowndes | 18.6 | 1993 | 9999 |  |  |  | 0.15323 | Default Emission Factor
Columbus MS | 50184_B_REC | 50184 | B | REC |  | Non-Fossil Waste | S_C_TVA | Mississippi | Lowndes | 64 | 1990 | 9999 | 2019 | 131.6 | 358363.36 | 0.73445 | NEI 2019
Domtar Paper Co LLC Plymouth NC | 50189_B_1HFB | 50189 | B | 1HFB |  | Biomass | PJM_Dom | North Carolina | Martin | 21.7 | 1977 | 9999 | 2019 | 69.94 | 46684.9193 | 2.9963 | NEI 2019
Domtar Paper Co LLC Plymouth NC | 50189_B_2HFB | 50189 | B | 2HFB |  | Biomass | PJM_Dom | North Carolina | Martin | 21.7 | 1982 | 9999 | 2019 | 59.74 | 46684.9193 | 2.5593 | NEI 2019
Domtar Paper Co LLC Plymouth NC | 50189_B_5REC | 50189 | B | 5REC |  | Non-Fossil Waste | PJM_Dom | North Carolina | Martin | 71 | 1965 | 9999 | 2019 | 103.6 | 261953.0014 | 0.79098 | NEI 2019
Multitrade Rabun Gap, LLC | 50201_B_WB1 | 50201 | B | WB1 |  | Biomass | S_SOU | Georgia | RABUN | 18 | 2010 | 9999 | 2017 | 11.064 | 116861 | 0.18935 | NEI 2019
Pinetree Power | 50208_B_B1 | 50208 | B | B1 |  | Biomass | NENGREST | New Hampshire | Grafton | 15 | 1986 | 9999 | 2017 | 19.7723 | 121438 | 0.32564 | NEI 2019
York County Resource Recovery | 50215_B_101 | 50215 | B | 101 |  | Municipal Solid Waste | PJM_WMAC | Pennsylvania | York | 9.6 | 1989 | 9999 | 2019 | 2.0921 | 85018.4831 | 0.04922 | NEI 2019
York County Resource Recovery | 50215_B_102 | 50215 | B | 102 |  | Municipal Solid Waste | PJM_WMAC | Pennsylvania | York | 9.6 | 1989 | 9999 | 2019 | 1.8719 | 85018.4831 | 0.04403 | NEI 2019
York County Resource Recovery | 50215_B_103 | 50215 | B | 103 |  | Municipal Solid Waste | PJM_WMAC | Pennsylvania | York | 9.6 | 1989 | 9999 | 2019 | 1.982 | 85018.4831 | 0.04663 | NEI 2019
Regional Waste Systems | 50225_B_1SG1A | 50225 | B | 1SG1A |  | Municipal Solid Waste | NENG_ME | Maine | Cumberland | 5.8 | 1988 | 9999 | 2019 | 6.6066 | 39707.5 | 0.33276 | NEI 2019
Regional Waste Systems | 50225_B_1SG1B | 50225 | B | 1SG1B |  | Municipal Solid Waste | NENG_ME | Maine | Cumberland | 5.8 | 1988 | 9999 | 2019 | 2.7417 | 39707.5 | 0.1381 | NEI 2019
Texas Petrochemicals | 50229_B_TPCBLR | 50229 | B | TPCBLR |  | O/G Steam | ERC_REST | Texas | Harris | 35 | 1972 | 9999 |  |  |  | 0.15323 | Default Emission Factor
Archbald Power Station | 50279_B_MAIN | 50279 | B | MAIN |  | Landfill Gas | PJM_WMAC | Pennsylvania | Lackawanna | 20 | 1998 | 9999 | 2019 | 14.274 | 129220 | 0.22093 | NEI 2019
SEMASS Resource Recovery | 50290_B_1 | 50290 | B | 1 |  | Municipal Solid Waste | NENGREST | Massachusetts | Plymouth | 27 | 1988 | 9999 | 2019 | 3.6506 | 194576.0542 | 0.03752 | NEI 2019
SEMASS Resource Recovery | 50290_B_2 | 50290 | B | 2 |  | Municipal Solid Waste | NENGREST | Massachusetts | Plymouth | 27 | 1988 | 9999 | 2019 | 2.8307 | 194576.0542 | 0.0291 | NEI 2019
SEMASS Resource Recovery | 50290_B_3 | 50290 | B | 3 |  | Municipal Solid Waste | NENGREST | Massachusetts | Plymouth | 27 | 1993 | 9999 | 2019 | 3.1209 | 194576.0542 | 0.03208 | NEI 2019
Wadham Energy LP | 50293_B_BLR100 | 50293 | B | BLR100 |  | Biomass | WEC_CALN | California | Colusa | 26 | 1989 | 9999 | 2017 | 20.01 | 187139 | 0.21385 | NEI 2019
University of Oklahoma | 50307_B_B1 | 50307 | B | B1 |  | O/G Steam | SPP_WEST | Oklahoma | Cleveland | 7.5 | 1964 | 9999 |  |  |  | 0.15323 | Default Emission Factor
University of Oklahoma | 50307_B_B2 | 50307 | B | B2 |  | O/G Steam | SPP_WEST | Oklahoma | Cleveland | 2.5 | 1964 | 9999 |  |  |  | 0.15323 | Default Emission Factor
University of Oklahoma | 50307_B_B3 | 50307 | B | B3 |  | O/G Steam | SPP_WEST | Oklahoma | Cleveland | 2.5 | 1964 | 9999 |  |  |  | 0.15323 | Default Emission Factor
University of Oklahoma | 50307_B_B4 | 50307 | B | B4 |  | O/G Steam | SPP_WEST | Oklahoma | Cleveland | 4.3 | 2001 | 9999 |  |  |  | 0.15323 | Default Emission Factor
University of Notre Dame | 50366_B_BLR1 | 50366 | B | BLR1 |  | O/G Steam | PJM_West | Indiana | St Joseph | 2.6 | 1961 | 9999 |  |  |  | 0.15323 | Default Emission Factor
University of Notre Dame | 50366_B_BLR2 | 50366 | B | BLR2 |  | Coal Steam | PJM_West | Indiana | St Joseph | 2.6 | 1952 | 9999 |  |  |  | 0.28221 | Default Emission Factor
University of Notre Dame | 50366_B_BLR3 | 50366 | B | BLR3 |  | Coal Steam | PJM_West | Indiana | St Joseph | 2.6 | 2007 | 9999 |  |  |  | 0.28221 | Default Emission Factor
University of Notre Dame | 50366_B_BLR4 | 50366 | B | BLR4 |  | O/G Steam | PJM_West | Indiana | St Joseph | 2.6 | 1967 | 9999 |  |  |  | 0.15323 | Default Emission Factor
University of Notre Dame | 50366_B_BLR5 | 50366 | B | BLR5 |  | O/G Steam | PJM_West | Indiana | St Joseph | 2.6 | 1973 | 9999 |  |  |  | 0.15323 | Default Emission Factor
University of Notre Dame | 50366_B_BLR6 | 50366 | B | BLR6 |  | O/G Steam | PJM_West | Indiana | St Joseph | 2.6 | 2007 | 9999 |  |  |  | 0.15323 | Default Emission Factor
University of Notre Dame | 50366_B_BLR7 | 50366 | B | BLR7 |  | O/G Steam | PJM_West | Indiana | St Joseph | 2.6 | 2019 | 9999 |  |  |  | 0.12902 | Default Emission Factor
University of Notre Dame | 50366_B_BLR8 | 50366 | B | BLR8 |  | O/G Steam | PJM_West | Indiana | St Joseph | 2.6 | 2019 | 9999 |  |  |  | 0.12902 | Default Emission Factor
Phillips 66 Carbon Plant | 50388_B_K1 | 50388 | B | K1 |  | Coal Steam | WEC_CALN | California | Contra Costa | 8.5 | 1983 | 9999 |  |  |  | 0.28221 | Default Emission Factor
Phillips 66 Carbon Plant | 50388_B_K2 | 50388 | B | K2 |  | Coal Steam | WEC_CALN | California | Contra Costa | 8.5 | 1983 | 9999 |  |  |  | 0.28221 | Default Emission Factor
Dillard Complex | 50396_B_BLR1 | 50396 | B | BLR1 |  | Biomass | WECC_PNW | Oregon | Douglas | 13.3 | 1974 | 9999 | 2019 | 87.474 | 44545.5545 | 3.9274 | NEI 2019
Dillard Complex | 50396_B_BLR2 | 50396 | B | BLR2 |  | Biomass | WECC_PNW | Oregon | Douglas | 13.3 | 1977 | 9999 | 2017 | 54.3 | 44631.5537 | 2.4333 | NEI 2019
Dillard Complex | 50396_B_BLR6 | 50396 | B | BLR6 |  | Biomass | WECC_PNW | Oregon | Douglas | 13.3 | 1974 | 9999 | 2019 | 125.074 | 44545.5545 | 5.6156 | NEI 2019
Pixelle Specialty Solutions LLC - Spring Grove Facility | 50397_B_5PB036 | 50397 | B | 5PB036 | 3656 | Coal Steam | PJM_WMAC | Pennsylvania | York | 53 | 1989 | 9999 |  |  |  | 0.22615 | Default Emission Factor
Pixelle Specialty Solutions LLC - Spring Grove Facility | 50397_B_6PB038 | 50397 | B | 6PB038 |  | O/G Steam | PJM_WMAC | Pennsylvania | York | 1.8 | 2017 | 9999 |  |  |  | 0.15323 | Default Emission Factor
Pixelle Specialty Solutions LLC - Spring Grove Facility | 50397_B_7PB039 | 50397 | B | 7PB039 |  | O/G Steam | PJM_WMAC | Pennsylvania | York | 11.7 | 2017 | 9999 |  |  |  | 0.15323 | Default Emission Factor
Pixelle Specialty Solutions LLC - Spring Grove Facility | 50397_B_REC037 | 50397 | B | REC037 |  | Non-Fossil Waste | PJM_WMAC | Pennsylvania | York | 18.4 | 1993 | 9999 | 2019 | 24.2406 | 112232.0811 | 0.43197 | NEI 2019
S D Warren Westbrook | 50447_B_17 | 50447 | B | 17 |  | Biomass | NENG_ME | Maine | Cumberland | 18.8 | 1948 | 9999 | 2019 | 0.87891 | 24415.0892 | 0.072 | NEI 2019
S D Warren Westbrook | 50447_B_18 | 50447 | B | 18 |  | Biomass | NENG_ME | Maine | Cumberland | 18.8 | 1948 | 9999 | 2017 | 0.26111 | 26358.0697 | 0.01981 | NEI 2019
S D Warren Westbrook | 50447_B_21 | 50447 | B | 21 |  | Biomass | NENG_ME | Maine | Cumberland | 18.8 | 1948 | 9999 | 2017 | 3.47 | 26358.0697 | 0.2633 | NEI 2019
Flint River Operations | 50465_B_PB | 50465 | B | PB |  | Biomass | S_SOU | Georgia | Macon | 39 | 1980 | 9999 | 2019 | 63.4222 | 221532.31 | 0.57258 | NEI 2019
Flint River Operations | 50465_B_RB | 50465 | B | RB |  | Non-Fossil Waste | S_SOU | Georgia | Macon | 39 | 1980 | 9999 | 2019 | 65.11 | 221532.31 | 0.58782 | NEI 2019
Buckeye Florida LP | 50466_B_1BB | 50466 | B | 1BB |  | Non-Fossil Waste | FRCC | Florida | Taylor | 5.7 | 1954 | 9999 |  |  |  | 1.5136 | Default Emission Factor
Buckeye Florida LP | 50466_B_1PB | 50466 | B | 1PB |  | Non-Fossil Waste | FRCC | Florida | Taylor | 5.7 | 1954 | 9999 |  |  |  | 0.81254 | Default Emission Factor
Buckeye Florida LP | 50466_B_2BB | 50466 | B | 2BB |  | Non-Fossil Waste | FRCC | Florida | Taylor | 5.7 | 1954 | 9999 |  |  |  | 0.81254 | Default Emission Factor
Buckeye Florida LP | 50466_B_2PB | 50466 | B | 2PB |  | Non-Fossil Waste | FRCC | Florida | Taylor | 5.7 | 1954 | 9999 |  |  |  | 0.81254 | Default Emission Factor
Buckeye Florida LP | 50466_B_2RB | 50466 | B | 2RB |  | Non-Fossil Waste | FRCC | Florida | Taylor | 5.7 | 1958 | 9999 |  |  |  | 0.81254 | Default Emission Factor
Buckeye Florida LP | 50466_B_3RB | 50466 | B | 3RB |  | Non-Fossil Waste | FRCC | Florida | Taylor | 5.7 | 1966 | 9999 |  |  |  | 0.81254 | Default Emission Factor
Buckeye Florida LP | 50466_B_4RB | 50466 | B | 4RB |  | Non-Fossil Waste | FRCC | Florida | Taylor | 5.7 | 1975 | 9999 |  |  |  | 0.81254 | Default Emission Factor
Covanta Niagara I, LLC | 50472_B_BLR1 | 50472 | B | BLR1 | 3667 | Municipal Solid Waste | NY_Z_A | New York | Niagara | 12 | 1981 | 9999 |  |  |  | 0.02167 | NEI 2019
Covanta Niagara I, LLC | 50472_B_BLR3 | 50472 | B | BLR3 |  | Municipal Solid Waste | NY_Z_A | New York | Niagara | 12 | 1996 | 9999 |  |  |  | 0.02167 | NEI 2019
Covanta Niagara I, LLC | 50472_B_BLR4 | 50472 | B | BLR4 |  | Municipal Solid Waste | NY_Z_A | New York | Niagara | 12 | 1981 | 9999 | 2019 | 1.7647 | 162839.3716 | 0.02167 | NEI 2019
Clewiston Sugar House | 50482_B_B7 | 50482 | B | B7 |  | Biomass | FRCC | Florida | Hendry | 20 | 1996 | 9999 | 2019 | 42.1306 | 106472.7336 | 0.79139 | NEI 2019
Clewiston Sugar House | 50482_B_B8 | 50482 | B | B8 |  | Biomass | FRCC | Florida | Hendry | 20 | 2005 | 9999 | 2019 | 65.4161 | 106472.7336 | 1.2288 | NEI 2019
Clewiston Sugar House | 50482_B_B9 | 50482 | B | B9 |  | Biomass | FRCC | Florida | Hendry | 4.7 | 2019 | 9999 |  |  |  | 0.39792 | Default Emission Factor
PPG Powerhouse C | 50489_B_C1 | 50489 | B | C1 |  | O/G Steam | MIS_WOTA | Louisiana | Calcasieu | 26 | 1977 | 9999 |  |  |  | 0.15323 | Default Emission Factor
PPG Powerhouse C | 50489_B_C2 | 50489 | B | C2 |  | O/G Steam | MIS_WOTA | Louisiana | Calcasieu | 26 | 1979 | 9999 |  |  |  | 0.15323 | Default Emission Factor
PPG Powerhouse C | 50489_B_C4 | 50489 | B | C4 |  | O/G Steam | MIS_WOTA | Louisiana | Calcasieu | 0.04 | 1986 | 9999 |  |  |  | 0.15323 | Default Emission Factor
PPG Powerhouse C | 50489_B_C5 | 50489 | B | C5 |  | O/G Steam | MIS_WOTA | Louisiana | Calcasieu | 0.04 | 1986 | 9999 |  |  |  | 0.15323 | Default Emission Factor
Pacific-Ultrapower Chinese Station | 50560_B_B101 | 50560 | B | B101 |  | Biomass | WEC_CALN | California | Tuolumne | 18 | 1986 | 9999 | 2017 | 28.47 | 118564 | 0.48025 | NEI 2019
Westwood Generation LLC | 50611_B_031 | 50611 | B | 031 | 3677 | Coal Steam | PJM_WMAC | Pennsylvania | Schuylkill | 30 | 1987 | 9999 | 2017 | 8.972 | 21492 | 0.83491 | NEI 2019
ExxonMobil Beaumont Refinery | 50625_B_24 | 50625 | B | 24 |  | O/G Steam | MIS_WOTA | Texas | Jefferson | 5.7 | 1993 | 9999 |  |  |  | 0.15323 | Default Emission Factor
ExxonMobil Beaumont Refinery | 50625_B_33 | 50625 | B | 33 |  | Fossil Waste | MIS_WOTA | Texas | Jefferson | 8.9 | 1965 | 9999 |  |  |  | 0.6381 | Default Emission Factor
ExxonMobil Beaumont Refinery | 50625_B_34 | 50625 | B | 34 |  | Fossil Waste | MIS_WOTA | Texas | Jefferson | 8.9 | 1966 | 9999 |  |  |  | 0.6381 | Default Emission Factor
ExxonMobil Beaumont Refinery | 50625_B_41 | 50625 | B | 41 | 3679 | O/G Steam | MIS_WOTA | Texas | Jefferson | 38 | 2005 | 9999 |  |  |  | 0.15323 | Default Emission Factor
ExxonMobil Beaumont Refinery | 50625_B_42 | 50625 | B | 42 | 3680 | O/G Steam | MIS_WOTA | Texas | Jefferson | 38 | 2005 | 9999 |  |  |  | 0.15323 | Default Emission Factor
ExxonMobil Beaumont Refinery | 50625_B_43 | 50625 | B | 43 | 3681 | O/G Steam | MIS_WOTA | Texas | Jefferson | 38 | 1954 | 9999 |  |  |  | 0.15323 | Default Emission Factor
Paulsboro Refinery | 50628_B_2A | 50628 | B | 2A |  | Fossil Waste | PJM_EMAC | New Jersey | Gloucester | 7.2 | 1990 | 9999 |  |  |  | 0.6381 | Default Emission Factor
Paulsboro Refinery | 50628_B_2B | 50628 | B | 2B |  | Fossil Waste | PJM_EMAC | New Jersey | Gloucester | 7.2 | 1990 | 9999 |  |  |  | 0.6381 | Default Emission Factor
Paulsboro Refinery | 50628_B_2C | 50628 | B | 2C |  | Fossil Waste | PJM_EMAC | New Jersey | Gloucester | 7.2 | 1990 | 9999 |  |  |  | 0.6381 | Default Emission Factor
Paulsboro Refinery | 50628_B_HRSG | 50628 | B | HRSG |  | Fossil Waste | PJM_EMAC | New Jersey | Gloucester | 7.2 | 1990 | 9999 |  |  |  | 0.6381 | Default Emission Factor
Covanta Lake County Energy | 50629_B_1 | 50629 | B | 1 |  | Municipal Solid Waste | FRCC | Florida | Lake | 6.2 | 1991 | 9999 | 2019 | 0.65979 | 38646.5 | 0.03415 | NEI 2019
Covanta Lake County Energy | 50629_B_2 | 50629 | B | 2 |  | Municipal Solid Waste | FRCC | Florida | Lake | 6.2 | 1991 | 9999 | 2019 | 0.68236 | 38646.5 | 0.03531 | NEI 2019
Covanta Marion Inc | 50630_B_BLR1 | 50630 | B | BLR1 |  | Municipal Solid Waste | WECC_PNW | Oregon | MARION | 5.8 | 1986 | 9999 | 2017 | 9.32 | 81145 | 0.22971 | NEI 2019
Covanta Marion Inc | 50630_B_BLR2 | 50630 | B | BLR2 |  | Municipal Solid Waste | WECC_PNW | Oregon | MARION | 5.8 | 1986 | 9999 |  |  |  | 0.22971 | NEI 2019
Covanta Stanislaus Energy | 50632_B_1 | 50632 | B | 1 |  | Municipal Solid Waste | WEC_CALN | California | Stanislaus | 10 | 1989 | 9999 |  |  |  | 0.20768 | NEI 2019
Covanta Stanislaus Energy | 50632_B_2 | 50632 | B | 2 |  | Municipal Solid Waste | WEC_CALN | California | Stanislaus | 10 | 1989 | 9999 | 2017 | 15.9294 | 153401 | 0.20768 | NEI 2019
Clearwater Paper IPP Lewiston | 50637_B_4PWR | 50637 | B | 4PWR |  | Biomass | WECC_PNW | Idaho | Nez Perce | 22.5 | 1981 | 9999 | 2019 | 28.4152 | 189070.0732 | 0.30058 | NEI 2019
Clearwater Paper IPP Lewiston | 50637_B_5REC | 50637 | B | 5REC |  | Non-Fossil Waste | WECC_PNW | Idaho | Nez Perce | 27 | 1987 | 9999 | 2019 | 20.3828 | 223881.9268 | 0.18209 | NEI 2019
Covanta Bristol Energy | 50648_B_UNIT1 | 50648 | B | UNIT1 |  | Municipal Solid Waste | NENG_CT | Connecticut | Hartford | 6.6 | 1988 | 9999 | 2019 | 0.83011 | 50900.5 | 0.03262 | NEI 2019
Covanta Bristol Energy | 50648_B_UNIT2 | 50648 | B | UNIT2 |  | Municipal Solid Waste | NENG_CT | Connecticut | Hartford | 6.6 | 1988 | 9999 | 2019 | 0.89236 | 50900.5 | 0.03506 | NEI 2019
Covanta Babylon Inc | 50649_B_1 | 50649 | B | 1 |  | Municipal Solid Waste | NY_Z_K | New York | Suffolk | 7.2 | 1989 | 9999 | 2019 | 0.42614 | 57648.5 | 0.01478 | NEI 2019
Covanta Babylon Inc | 50649_B_2 | 50649 | B | 2 |  | Municipal Solid Waste | NY_Z_K | New York | Suffolk | 7.2 | 1989 | 9999 |  |  |  | 0.14995 | Default Emission Factor
ReEnergy Stratton LLC | 50650_B_BLR1 | 50650 | B | BLR1 |  | Biomass | NENG_ME | Maine | Franklin | 46 | 1989 | 9999 | 2019 | 3.5364 | 208909 | 0.03386 | NEI 2019
Huntington Resource Recovery Facility | 50656_B_UNIT1 | 50656 | B | UNIT1 |  | Municipal Solid Waste | NY_Z_K | New York | Suffolk | 8.2 | 1991 | 9999 |  |  |  | 0.14995 | Default Emission Factor
Huntington Resource Recovery Facility | 50656_B_UNIT2 | 50656 | B | UNIT2 |  | Municipal Solid Waste | NY_Z_K | New York | Suffolk | 8.2 | 1991 | 9999 |  |  |  | 0.14995 | Default Emission Factor
Huntington Resource Recovery Facility | 50656_B_UNIT3 | 50656 | B | UNIT3 |  | Municipal Solid Waste | NY_Z_K | New York | Suffolk | 8.2 | 1991 | 9999 |  |  |  | 0.14995 | Default Emission Factor
Montgomery County Resource Recovery | 50657_B_1 | 50657 | B | 1 |  | Municipal Solid Waste | PJM_SMAC | Maryland | Montgomery | 18 | 1995 | 9999 | 2019 | 5.7792 | 91211.4212 | 0.12672 | NEI 2019
Montgomery County Resource Recovery | 50657_B_2 | 50657 | B | 2 |  | Municipal Solid Waste | PJM_SMAC | Maryland | Montgomery | 18 | 1995 | 9999 | 2019 | 6.5723 | 91211.4212 | 0.14411 | NEI 2019
Montgomery County Resource Recovery | 50657_B_3 | 50657 | B | 3 |  | Municipal Solid Waste | PJM_SMAC | Maryland | Montgomery | 18 | 1995 | 9999 | 2019 | 7.6752 | 91211.4212 | 0.1683 | NEI 2019
Covanta Fairfax Energy | 50658_B_1 | 50658 | B | 1 |  | Municipal Solid Waste | PJM_Dom | Virginia | Fairfax | 24.5 | 1990 | 9999 | 2017 | 4.6828 | 14391.25 | 0.65078 | NEI 2019
Covanta Fairfax Energy | 50658_B_2 | 50658 | B | 2 |  | Municipal Solid Waste | PJM_Dom | Virginia | Fairfax | 24.5 | 1990 | 9999 | 2017 | 5.5096 | 14391.25 | 0.76569 | NEI 2019
Covanta Fairfax Energy | 50658_B_3 | 50658 | B | 3 |  | Municipal Solid Waste | PJM_Dom | Virginia | Fairfax | 24.5 | 1990 | 9999 | 2019 | 10.8523 | 180821.5 | 0.12003 | NEI 2019
Covanta Fairfax Energy | 50658_B_4 | 50658 | B | 4 |  | Municipal Solid Waste | PJM_Dom | Virginia | Fairfax | 24.5 | 1990 | 9999 | 2019 | 8.4104 | 180821.5 | 0.09303 | NEI 2019
Covanta Tulsa Renewable Energy LLC | 50660_B_1 | 50660 | B | 1 |  | Municipal Solid Waste | SPP_WEST | Oklahoma | Tulsa | 5.2 | 1986 | 9999 |  |  |  | 0.14995 | Default Emission Factor
Covanta Tulsa Renewable Energy LLC | 50660_B_2 | 50660 | B | 2 |  | Municipal Solid Waste | SPP_WEST | Oklahoma | Tulsa | 5.2 | 1986 | 9999 |  |  |  | 0.14995 | Default Emission Factor
Covanta Tulsa Renewable Energy LLC | 50660_B_3 | 50660 | B | 3 |  | Municipal Solid Waste | SPP_WEST | Oklahoma | Tulsa | 5.2 | 1986 | 9999 |  |  |  | 0.14995 | Default Emission Factor
Covanta Haverhill | 50661_B_A | 50661 | B | A |  | Municipal Solid Waste | NENGREST | Massachusetts | Essex | 21.4 | 1989 | 9999 | 2019 | 5.0783 | 169123.5 | 0.06005 | NEI 2019
Covanta Haverhill | 50661_B_B | 50661 | B | B |  | Municipal Solid Waste | NENGREST | Massachusetts | Essex | 21.4 | 1989 | 9999 | 2019 | 5.1642 | 169123.5 | 0.06107 | NEI 2019
Onondaga County Resource Recovery | 50662_B_UNIT1 | 50662 | B | UNIT1 |  | Municipal Solid Waste | NY_Z_C&E | New York | Onondaga | 10 | 1995 | 9999 |  |  |  | 0.14995 | Default Emission Factor
Onondaga County Resource Recovery | 50662_B_UNIT2 | 50662 | B | UNIT2 |  | Municipal Solid Waste | NY_Z_C&E | New York | Onondaga | 10 | 1995 | 9999 |  |  |  | 0.14995 | Default Emission Factor
Onondaga County Resource Recovery | 50662_B_UNIT3 | 50662 | B | UNIT3 |  | Municipal Solid Waste | NY_Z_C&E | New York | Onondaga | 10 | 1995 | 9999 |  |  |  | 0.14995 | Default Emission Factor
Covanta Alexandria/Arlington Energy | 50663_B_B100 | 50663 | B | B100 |  | Municipal Solid Waste | PJM_Dom | Virginia | Alexandria City | 9.7 | 1987 | 9999 | 2019 | 2.0382 | 46580.2009 | 0.08751 | NEI 2019
Covanta Alexandria/Arlington Energy | 50663_B_B200 | 50663 | B | B200 |  | Municipal Solid Waste | PJM_Dom | Virginia | Alexandria City | 9.7 | 1987 | 9999 | 2019 | 3.0429 | 46580.2009 | 0.13065 | NEI 2019
Covanta Alexandria/Arlington Energy | 50663_B_B300 | 50663 | B | B300 |  | Municipal Solid Waste | PJM_Dom | Virginia | Alexandria City | 9.7 | 1987 | 9999 | 2019 | 4.2317 | 46580.2009 | 0.18169 | NEI 2019
Pasco Cnty Solid Waste Resource Recovery | 50666_B_B1 | 50666 | B | B1 |  | Municipal Solid Waste | FRCC | Florida | Pasco | 8.7 | 1991 | 9999 | 2019 | 1.4171 | 61840.3816 | 0.04583 | NEI 2019
Pasco Cnty Solid Waste Resource Recovery | 50666_B_B2 | 50666 | B | B2 |  | Municipal Solid Waste | FRCC | Florida | Pasco | 8.7 | 1991 | 9999 | 2019 | 2.2542 | 61840.3816 | 0.0729 | NEI 2019
Pasco Cnty Solid Waste Resource Recovery | 50666_B_B3 | 50666 | B | B3 |  | Municipal Solid Waste | FRCC | Florida | Pasco | 8.7 | 1991 | 9999 | 2019 | 2.1586 | 61840.3816 | 0.06981 | NEI 2019
Pinetree Power Tamworth | 50739_B_0100 | 50739 | B | 0100 |  | Biomass | NENGREST | New Hampshire | Carroll | 20 | 1987 | 9999 | 2017 | 23.931 | 155354 | 0.30808 | NEI 2019
Starrett City Cogen Facility | 50743_B_1 | 50743 | B | 1 |  | O/G Steam | NY_Z_J | New York | Kings | 2.8 | 1974 | 9999 |  |  |  | 0.15323 | Default Emission Factor
Starrett City Cogen Facility | 50743_B_2 | 50743 | B | 2 |  | O/G Steam | NY_Z_J | New York | Kings | 2.8 | 1974 | 9999 |  |  |  | 0.15323 | Default Emission Factor
Starrett City Cogen Facility | 50743_B_3 | 50743 | B | 3 |  | O/G Steam | NY_Z_J | New York | Kings | 2.8 | 1974 | 9999 |  |  |  | 0.15323 | Default Emission Factor
Starrett City Cogen Facility | 50743_B_4 | 50743 | B | 4 |  | O/G Steam | NY_Z_J | New York | Kings | 2.8 | 1974 | 9999 |  |  |  | 0.15323 | Default Emission Factor
Viking Energy of McBain | 50770_B_B1 | 50770 | B | B1 |  | Biomass | MIS_LMI | Michigan | Missaukee | 16.3 | 1989 | 9999 | 2019 | 13.8064 | 143482 | 0.19245 | NEI 2019
Viking Energy of Lincoln | 50772_B_B1 | 50772 | B | B1 |  | Biomass | MIS_LMI | Michigan | Alcona | 16.3 | 1989 | 9999 | 2019 | 22.2124 | 144027 | 0.30845 | NEI 2019
Panther Creek Energy Facility | 50776_B_BLR1 | 50776 | B | BLR1 | 3693 | Coal Steam | PJM_WMAC | Pennsylvania | Carbon | 42 | 1992 | 9999 | 2019 | 3.2392 | 52691.5 | 0.12295 | NEI 2019
Panther Creek Energy Facility | 50776_B_BLR2 | 50776 | B | BLR2 | 3694 | Coal Steam | PJM_WMAC | Pennsylvania | Carbon | 42 | 1992 | 9999 | 2019 | 3.3769 | 52691.5 | 0.12818 | NEI 2019
Port Wentworth Mill | 50804_B_4 | 50804 | B | 4 |  | Non-Fossil Waste | S_SOU | Georgia | Chatham | 29 | 1991 | 9999 |  |  |  | 0.81254 | Default Emission Factor
Port Wentworth Mill | 50804_B_RE01 | 50804 | B | RE01 |  | Non-Fossil Waste | S_SOU | Georgia | Chatham | 29 | 1979 | 9999 |  |  |  | 0.81254 | Default Emission Factor
Florence Mill | 50806_B_PB1 | 50806 | B | PB1 |  | O/G Steam | S_VACA | South Carolina | Florence | 3.3 | 1963 | 9999 |  |  |  | 0.15323 | Default Emission Factor
Florence Mill | 50806_B_PB3 | 50806 | B | PB3 | 88341 | Biomass | S_VACA | South Carolina | Florence | 7.2 | 1963 | 9999 | 2019 | 25.0174 | 28703.1332 | 1.7432 | NEI 2019
Florence Mill | 50806_B_PB4 | 50806 | B | PB4 | 88341 | Biomass | S_VACA | South Carolina | Florence | 74 | 1987 | 9999 | 2019 | 162.7563 | 292532.35 | 1.1127 | NEI 2019
Florence Mill | 50806_B_RBF | 50806 | B | RBF |  | Non-Fossil Waste | S_VACA | South Carolina | Florence | 14.3 | 1974 | 9999 | 2019 | 70.86 | 39140.1428 | 3.6208 | NEI 2019
Hopewell Mill | 50813_B_CB1 | 50813 | B | CB1 |  | Non-Fossil Waste | PJM_Dom | Virginia | Hopewell City | 20.4 | 1980 | 9999 | 2019 | 35.7521 | 262082 | 0.27283 | NEI 2019
Hopewell Mill | 50813_B_RB1 | 50813 | B | RB1 |  | Non-Fossil Waste | PJM_Dom | Virginia | Hopewell City | 20.4 | 1980 | 9999 |  |  |  | 0.27283 | NEI 2019
TES Filer City Station | 50835_B_1 | 50835 | B | 1 | 90183 | Coal Steam | MIS_LMI | Michigan | Manistee | 30 | 1990 | 9999 |  |  |  | 0.17866 | NEI 2019
TES Filer City Station | 50835_B_2 | 50835 | B | 2 | 90184 | Coal Steam | MIS_LMI | Michigan | Manistee | 30 | 1990 | 9999 | 2019 | 40.465 | 452985 | 0.17866 | NEI 2019
Southeast Resource Recovery | 50837_B_UNIT1 | 50837 | B | UNIT1 |  | Municipal Solid Waste | WECC_SCE | California | Los Angeles | 9.3 | 1988 | 9999 | 2017 | 3.784 | 61459.7187 | 0.12314 | NEI 2019
Southeast Resource Recovery | 50837_B_UNIT2 | 50837 | B | UNIT2 |  | Municipal Solid Waste | WECC_SCE | California | Los Angeles | 9.3 | 1988 | 9999 | 2019 | 4.89 | 61882.7145 | 0.15804 | NEI 2019
Southeast Resource Recovery | 50837_B_UNIT3 | 50837 | B | UNIT3 |  | Municipal Solid Waste | WECC_SCE | California | Los Angeles | 9.3 | 1988 | 9999 | 2017 | 4.386 | 61459.7187 | 0.14273 | NEI 2019
Hillsborough County Resource Recovery | 50858_B_MWC1B | 50858 | B | MWC1B |  | Municipal Solid Waste | FRCC | Florida | Hillsborough | 10.5 | 1987 | 9999 | 2019 | 0.94926 | 52075 | 0.03646 | NEI 2019
Hillsborough County Resource Recovery | 50858_B_MWC2C | 50858 | B | MWC2C |  | Municipal Solid Waste | FRCC | Florida | Hillsborough | 10.5 | 1987 | 9999 | 2019 | 0.84714 | 52075 | 0.03254 | NEI 2019
Hillsborough County Resource Recovery | 50858_B_MWC3D | 50858 | B | MWC3D |  | Municipal Solid Waste | FRCC | Florida | Hillsborough | 10.5 | 1987 | 9999 | 2019 | 2.1931 | 52075 | 0.08423 | NEI 2019
Hillsborough County Resource Recovery | 50858_B_MWC4E | 50858 | B | MWC4E |  | Municipal Solid Waste | FRCC | Florida | Hillsborough | 10.5 | 1987 | 9999 | 2019 | 1.3692 | 52075 | 0.05259 | NEI 2019
Lancaster County Resource Recovery | 50859_B_BLR1 | 50859 | B | BLR1 |  | Municipal Solid Waste | PJM_WMAC | Pennsylvania | Lancaster | 10.8 | 1991 | 9999 | 2019 | 4.5213 | 65464.6787 | 0.13813 | NEI 2019
Lancaster County Resource Recovery | 50859_B_BLR2 | 50859 | B | BLR2 |  | Municipal Solid Waste | PJM_WMAC | Pennsylvania | Lancaster | 10.8 | 1991 | 9999 | 2019 | 4.7031 | 65464.6787 | 0.14368 | NEI 2019
Lancaster County Resource Recovery | 50859_B_BLR3 | 50859 | B | BLR3 |  | Municipal Solid Waste | PJM_WMAC | Pennsylvania | Lancaster | 10.8 | 1991 | 9999 | 2019 | 2.1669 | 65464.6787 | 0.0662 | NEI 2019
Kent County Waste to Energy Facility | 50860_B_BLR1 | 50860 | B | BLR1 |  | Municipal Solid Waste | MIS_LMI | Michigan | Kent | 7.8 | 1990 | 9999 | 2019 | 0.2349 | 48024 | 0.00978 | NEI 2019
Kent County Waste to Energy Facility | 50860_B_BLR2 | 50860 | B | BLR2 |  | Municipal Solid Waste | MIS_LMI | Michigan | Kent | 7.8 | 1990 | 9999 | 2019 | 0.2393 | 48024 | 0.00997 | NEI 2019
Wheelabrator Concord Facility | 50873_B_B1 | 50873 | B | B1 |  | Municipal Solid Waste | NENGREST | New Hampshire | Merrimack | 6 | 1989 | 9999 | 2019 | 13.9721 | 49672 | 0.56258 | NEI 2019
Wheelabrator Concord Facility | 50873_B_B2 | 50873 | B | B2 |  | Municipal Solid Waste | NENGREST | New Hampshire | Merrimack | 6 | 1989 | 9999 | 2017 | 4.144 | 49679 | 0.16683 | NEI 2019
McKay Bay Facility | 50875_B_1 | 50875 | B | 1 |  | Municipal Solid Waste | FRCC | Florida | Hillsborough | 4.5 | 2001 | 9999 | 2019 | 3.7322 | 36150.25 | 0.20648 | NEI 2019
McKay Bay Facility | 50875_B_2 | 50875 | B | 2 |  | Municipal Solid Waste | FRCC | Florida | Hillsborough | 4.5 | 2001 | 9999 | 2019 | 3.8823 | 36150.25 | 0.21479 | NEI 2019
McKay Bay Facility | 50875_B_3 | 50875 | B | 3 |  | Municipal Solid Waste | FRCC | Florida | Hillsborough | 4.5 | 2001 | 9999 | 2019 | 3.8313 | 36150.25 | 0.21197 | NEI 2019
McKay Bay Facility | 50875_B_4 | 50875 | B | 4 |  | Municipal Solid Waste | FRCC | Florida | Hillsborough | 4.5 | 2001 | 9999 | 2019 | 3.7694 | 36150.25 | 0.20854 | NEI 2019
Wheelabrator North Andover | 50877_B_B1 | 50877 | B | B1 |  | Municipal Solid Waste | NENGREST | Massachusetts | Essex | 15 | 1985 | 9999 | 2019 | 1.7234 | 109187.5 | 0.03157 | NEI 2019
Wheelabrator North Andover | 50877_B_B2 | 50877 | B | B2 |  | Municipal Solid Waste | NENGREST | Massachusetts | Essex | 15 | 1985 | 9999 | 2019 | 6.445 | 109187.5 | 0.11805 | NEI 2019
Wheelabrator Millbury Facility | 50878_B_UNIT1 | 50878 | B | UNIT1 |  | Municipal Solid Waste | NENGREST | Massachusetts | Worcester | 20 | 1987 | 9999 | 2019 | 2.4364 | 155190.5 | 0.0314 | NEI 2019
Wheelabrator Millbury Facility | 50878_B_UNIT2 | 50878 | B | UNIT2 |  | Municipal Solid Waste | NENGREST | Massachusetts | Worcester | 20 | 1987 | 9999 | 2019 | 2.2662 | 155190.5 | 0.02921 | NEI 2019
Wheelabrator Saugus | 50880_B_UNIT1 | 50880 | B | UNIT1 |  | Municipal Solid Waste | NENGREST | Massachusetts | Essex | 16 | 1975 | 9999 | 2019 | 10.3488 | 90423.5 | 0.2289 | NEI 2019
Wheelabrator Saugus | 50880_B_UNIT2 | 50880 | B | UNIT2 |  | Municipal Solid Waste | NENGREST | Massachusetts | Essex | 16 | 1975 | 9999 | 2019 | 7.5317 | 90423.5 | 0.16659 | NEI 2019
Wheelabrator Shasta | 50881_B_BLR1 | 50881 | B | BLR1 |  | Biomass | WEC_CALN | California | Shasta | 18.8 | 1987 | 9999 | 2019 | 11.75 | 87073.1293 | 0.26989 | NEI 2019
Wheelabrator Shasta | 50881_B_BLR2 | 50881 | B | BLR2 |  | Biomass | WEC_CALN | California | Shasta | 18.8 | 1987 | 9999 | 2019 | 11.1 | 87073.1293 | 0.25496 | NEI 2019
Wheelabrator Shasta | 50881_B_BLR3 | 50881 | B | BLR3 |  | Biomass | WEC_CALN | California | Shasta | 18.8 | 1987 | 9999 | 2019 | 15.36 | 87073.1293 | 0.35281 | NEI 2019
Wheelabrator Westchester | 50882_B_1 | 50882 | B | 1 |  | Municipal Solid Waste | NY_Z_G-I | New York | Westchester | 17 | 1984 | 9999 | 2019 | 1.1736 | 125666.41 | 0.01868 | NEI 2019
Wheelabrator Westchester | 50882_B_2 | 50882 | B | 2 |  | Municipal Solid Waste | NY_Z_G-I | New York | Westchester | 17 | 1984 | 9999 | 2019 | 0.82996 | 125666.41 | 0.01321 | NEI 2019
Wheelabrator Westchester | 50882_B_3 | 50882 | B | 3 |  | Municipal Solid Waste | NY_Z_G-I | New York | Westchester | 17 | 1984 | 9999 | 2019 | 7.4108 | 125666.41 | 0.11794 | NEI 2019
Wheelabrator Bridgeport | 50883_B_BLR1 | 50883 | B | BLR1 |  | Municipal Solid Waste | NENG_CT | Connecticut | Fairfield | 19.3 | 1988 | 9999 | 2019 | 21.0746 | 156293.4371 | 0.26968 | NEI 2019
Wheelabrator Bridgeport | 50883_B_BLR2 | 50883 | B | BLR2 |  | Municipal Solid Waste | NENG_CT | Connecticut | Fairfield | 19.3 | 1988 | 9999 | 2019 | 11.9944 | 156293.4371 | 0.15349 | NEI 2019
Wheelabrator Bridgeport | 50883_B_BLR3 | 50883 | B | BLR3 |  | Municipal Solid Waste | NENG_CT | Connecticut | Fairfield | 19.3 | 1988 | 9999 | 2019 | 13.8796 | 156293.4371 | 0.17761 | NEI 2019
Pinellas County Resource Recovery | 50884_B_B101 | 50884 | B | B101 |  | Municipal Solid Waste | FRCC | Florida | Pinellas | 20.6 | 1983 | 9999 | 2019 | 11.9438 | 148204 | 0.16118 | NEI 2019
Pinellas County Resource Recovery | 50884_B_B102 | 50884 | B | B102 |  | Municipal Solid Waste | FRCC | Florida | Pinellas | 20.6 | 1983 | 9999 | 2019 | 6.6007 | 148204 | 0.08908 | NEI 2019
Pinellas County Resource Recovery | 50884_B_B103 | 50884 | B | B103 |  | Municipal Solid Waste | FRCC | Florida | Pinellas | 17 | 1986 | 9999 | 2019 | 5.3075 | 148539 | 0.07146 | NEI 2019
Wheelabrator Gloucester LP | 50885_B_BLR1 | 50885 | B | BLR1 |  | Municipal Solid Waste | PJM_EMAC | New Jersey | Gloucester | 6 | 1990 | 9999 |  |  |  | 0.35406 | NEI 2019
Wheelabrator Gloucester LP | 50885_B_BLR2 | 50885 | B | BLR2 |  | Municipal Solid Waste | PJM_EMAC | New Jersey | Gloucester | 6 | 1990 | 9999 | 2019 | 14.66 | 82810 | 0.35406 | NEI 2019
Spokane Waste to Energy | 50886_B_1-1A | 50886 | B | 1-1A |  | Municipal Solid Waste | WECC_PNW | Washington | Spokane | 11.4 | 1991 | 9999 | 2017 | 8.5 | 57937.5 | 0.29342 | NEI 2019
Spokane Waste to Energy | 50886_B_1-1B | 50886 | B | 1-1B |  | Municipal Solid Waste | WECC_PNW | Washington | Spokane | 11.4 | 1991 | 9999 | 2019 | 10.8 | 60515.5 | 0.35693 | NEI 2019
Wheelabrator South Broward | 50887_B_BLR1 | 50887 | B | BLR1 |  | Municipal Solid Waste | FRCC | Florida | Broward | 18 | 1991 | 9999 | 2019 | 12.5688 | 134788.6521 | 0.1865 | NEI 2019
Wheelabrator South Broward | 50887_B_BLR2 | 50887 | B | BLR2 |  | Municipal Solid Waste | FRCC | Florida | Broward | 18 | 1991 | 9999 | 2019 | 12.142 | 134788.6521 | 0.18016 | NEI 2019
Wheelabrator South Broward | 50887_B_BLR3 | 50887 | B | BLR3 |  | Municipal Solid Waste | FRCC | Florida | Broward | 18 | 1991 | 9999 | 2019 | 12.6154 | 134788.6521 | 0.18719 | NEI 2019
Northampton Generating Company LP | 50888_B_BLR1 | 50888 | B | BLR1 | 3702 | Coal Steam | PJM_WMAC | Pennsylvania | Northampton | 112 | 1995 | 9999 | 2019 | 11.0153 | 154377 | 0.14271 | NEI 2019
Covington Facility | 50900_B_10PB | 50900 | B | 10PB | 10098 | O/G Steam | PJM_Dom | Virginia | Covington City | 6.4 | 1962 | 9999 |  |  |  | 0.15323 | Default Emission Factor
Covington Facility | 50900_B_11PB | 50900 | B | 11PB | 10094 | O/G Steam | PJM_Dom | Virginia | Covington City | 6.7 | 1994 | 9999 |  |  |  | 0.15323 | Default Emission Factor
Covington Facility | 50900_B_1PB | 50900 | B | 1PB |  | Biomass | PJM_Dom | Virginia | Covington City | 37 | 2013 | 9999 | 2019 | 45.412 | 194905.7216 | 0.46599 | NEI 2019
Covington Facility | 50900_B_1RB | 50900 | B | 1RB |  | Non-Fossil Waste | PJM_Dom | Virginia | Covington City | 17.1 | 1972 | 9999 | 2019 | 52.3591 | 108773.5805 | 0.96272 | NEI 2019
Covington Facility | 50900_B_2RB | 50900 | B | 2RB |  | Non-Fossil Waste | PJM_Dom | Virginia | Covington City | 64 | 1992 | 9999 | 2019 | 28.0129 | 356349.7504 | 0.15722 | NEI 2019
Covington Facility | 50900_B_6PB | 50900 | B | 6PB | 10093 | O/G Steam | PJM_Dom | Virginia | Covington City | 10.7 | 1926 | 9999 |  |  |  | 0.15323 | Default Emission Factor
Covington Facility | 50900_B_9PB | 50900 | B | 9PB | 10097 | Coal Steam | PJM_Dom | Virginia | Covington City | 14.7 | 1962 | 9999 |  |  |  | 0.16462 | Default Emission Factor
Yellowstone Energy LP | 50931_B_BLR1 | 50931 | B | BLR1 |  | Coal Steam | WECC_MT | Montana | Yellowstone | 26 | 1995 | 9999 | 2017 | 3.8784 | 229721.5 | 0.03377 | NEI 2019
Yellowstone Energy LP | 50931_B_BLR2 | 50931 | B | BLR2 |  | Coal Steam | WECC_MT | Montana | Yellowstone | 26 | 1995 | 9999 |  |  |  | 0.22615 | Default Emission Factor
Sunnyside Cogen Associates | 50951_B_1 | 50951 | B | 1 | 90986 | Coal Steam | WECC_UT | Utah | Carbon | 51 | 1993 | 9999 | 2017 | 17.3192 | 414371 | 0.08359 | NEI 2019
Union County Resource Recovery | 50960_B_UNIT1 | 50960 | B | UNIT1 |  | Municipal Solid Waste | PJM_EMAC | New Jersey | Union | 12.5 | 1994 | 9999 |  |  |  | 0.0148 | NEI 2019
Union County Resource Recovery | 50960_B_UNIT2 | 50960 | B | UNIT2 |  | Municipal Solid Waste | PJM_EMAC | New Jersey | Union | 12.5 | 1994 | 9999 |  |  |  | 0.0148 | NEI 2019
Union County Resource Recovery | 50960_B_UNIT3 | 50960 | B | UNIT3 |  | Municipal Solid Waste | PJM_EMAC | New Jersey | Union | 12.5 | 1994 | 9999 | 2019 | 2.1781 | 294397.056 | 0.0148 | NEI 2019
Scrubgrass Generating Plant | 50974_B_UNIT 1 | 50974 | B | UNIT 1 | 3706 | Coal Steam | PJM_PENE | Pennsylvania | Venango | 43 | 1993 | 9999 | 2019 | 24.2894 | 120538.5 | 0.40302 | NEI 2019
Scrubgrass Generating Plant | 50974_B_UNIT 2 | 50974 | B | UNIT 2 | 3707 | Coal Steam | PJM_PENE | Pennsylvania | Venango | 43 | 1993 | 9999 | 2019 | 22.0054 | 120538.5 | 0.36512 | NEI 2019
Ryegate Power Station | 51026_B_BLR1 | 51026 | B | BLR1 |  | Biomass | NENGREST | Vermont | Caledonia | 20 | 1992 | 9999 | 2017 | 1.5595 | 165945 | 0.0188 | NEI 2019
MacArthur Waste to Energy Facility | 51038_B_B1 | 51038 | B | B1 |  | Municipal Solid Waste | NY_Z_K | New York | Suffolk | 5.5 | 1990 | 9999 |  |  |  | 0.14995 | Default Emission Factor
MacArthur Waste to Energy Facility | 51038_B_B2 | 51038 | B | B2 |  | Municipal Solid Waste | NY_Z_K | New York | Suffolk | 5.5 | 1990 | 9999 |  |  |  | 0.14995 | Default Emission Factor
Lee County Solid Waste Energy | 52010_B_BLR1 | 52010 | B | BLR1 |  | Municipal Solid Waste | FRCC | Florida | Lee | 19.5 | 1994 | 9999 | 2019 | 15.285 | 115490 | 0.2647 | NEI 2019
Lee County Solid Waste Energy | 52010_B_BLR2 | 52010 | B | BLR2 |  | Municipal Solid Waste | FRCC | Florida | Lee | 19.5 | 1994 | 9999 | 2019 | 14.694 | 115490 | 0.25446 | NEI 2019
Lee County Solid Waste Energy | 52010_B_BLR3 | 52010 | B | BLR3 |  | Municipal Solid Waste | FRCC | Florida | Lee | 16 | 2007 | 9999 | 2019 | 15.145 | 107512 | 0.28174 | NEI 2019
Riverbay | 52168_B_U00003 | 52168 | B | U00003 |  | O/G Steam | NY_Z_J | New York | Bronx | 4.6 | 2011 | 9999 |  |  |  | 0.15323 | Default Emission Factor
Riverbay | 52168_B_U00004 | 52168 | B | U00004 |  | O/G Steam | NY_Z_J | New York | Bronx | 4.6 | 2011 | 9999 |  |  |  | 0.15323 | Default Emission Factor
Riverbay | 52168_B_U00006 | 52168 | B | U00006 |  | O/G Steam | NY_Z_J | New York | Bronx | 4.6 | 2011 | 9999 |  |  |  | 0.15323 | Default Emission Factor
Delaware City Plant | 52193_B_BLR2 | 52193 | B | BLR2 |  | Fossil Waste | PJM_EMAC | Delaware | New Castle | 25 | 1956 | 9999 | 2019 | 8.596 | 60478.9864 | 0.28426 | NEI 2019
Delaware City Plant | 52193_B_BLR3 | 52193 | B | BLR3 |  | Fossil Waste | PJM_EMAC | Delaware | New Castle | 27 | 1956 | 9999 | 2019 | 4.46 | 63431.0632 | 0.14063 | NEI 2019
Delaware City Plant | 52193_B_BLR4 | 52193 | B | BLR4 | 3736 | Fossil Waste | PJM_EMAC | Delaware | New Castle | 33 | 1962 | 9999 | 2019 | 0.84864 | 79657.8387 | 0.02131 | NEI 2019
Delaware City Plant | 52193_B_HRSG 1 | 52193 | B | HRSG 1 |  | Fossil Waste | PJM_EMAC | Delaware | New Castle | 24.8 | 2000 | 9999 |  |  |  | 0.6381 | Default Emission Factor
Delaware City Plant | 52193_B_HRSG 2 | 52193 | B | HRSG 2 |  | Fossil Waste | PJM_EMAC | Delaware | New Castle | 24.8 | 2000 | 9999 |  |  |  | 0.6381 | Default Emission Factor
Hayden | 525_B_H1 | 525 | B | H1 | 317 | Coal Steam | WECC_CO | Colorado | Routt | 179 | 1976 | 2028 | 2017 | 194.8723 | 1189363 | 0.32769 | NEI 2019
Hayden | 525_B_H2 | 525 | B | H2 | 318 | Coal Steam | WECC_CO | Colorado | Routt | 262 | 1976 | 2027 | 2017 | 225.0329 | 1409488 | 0.31931 | NEI 2019
WestRock Southeast, LLC. | 54004_B_HRSG | 54004 | B | HRSG |  | Biomass | S_SOU | Georgia | Laurens | 22 | 1989 | 9999 |  |  |  | 0.68393 | Default Emission Factor
WestRock Southeast, LLC. | 54004_B_PB2 | 54004 | B | PB2 |  | Biomass | S_SOU | Georgia | Laurens | 22 | 1989 | 9999 | 2019 | 42.4524 | 97692 | 0.86911 | NEI 2019
Spruance Genco LLC | 54081_B_3A | 54081 | B | 3A | 88192 | O/G Steam | PJM_Dom | Virginia | Richmond City | 21.2 | 1992 | 9999 |  |  |  | 0.15323 | Default Emission Factor
Spruance Genco LLC | 54081_B_3B | 54081 | B | 3B | 88193 | O/G Steam | PJM_Dom | Virginia | Richmond City | 21.2 | 1992 | 9999 |  |  |  | 0.15323 | Default Emission Factor
Spruance Genco LLC | 54081_B_4A | 54081 | B | 4A | 88194 | O/G Steam | PJM_Dom | Virginia | Richmond City | 6.2 | 1992 | 9999 |  |  |  | 0.15323 | Default Emission Factor
Spruance Genco LLC | 54081_B_4B | 54081 | B | 4B | 88195 | O/G Steam | PJM_Dom | Virginia | Richmond City | 6.2 | 1992 | 9999 |  |  |  | 0.15323 | Default Emission Factor
ArcelorMittal Warren | 54207_B_1 | 54207 | B | 1 |  | Fossil Waste | PJM_ATSI | Ohio | Trumbull | 2.8 | 1965 | 9999 |  |  |  | 0.6381 | Default Emission Factor
ArcelorMittal Warren | 54207_B_2 | 54207 | B | 2 | 89332 | Fossil Waste | PJM_ATSI | Ohio | Trumbull | 7 | 1972 | 9999 |  |  |  | 0.6381 | Default Emission Factor
ArcelorMittal Warren | 54207_B_3 | 54207 | B | 3 | 9265 | Fossil Waste | PJM_ATSI | Ohio | Trumbull | 9.3 | 1981 | 9999 |  |  |  | 0.6381 | Default Emission Factor
Gillette SBMC | 54225_B_2 | 54225 | B | 2 |  | O/G Steam | NENGREST | Massachusetts | Suffolk | 2.5 | 1971 | 9999 |  |  |  | 0.15323 | Default Emission Factor
Gillette SBMC | 54225_B_3 | 54225 | B | 3 |  | O/G Steam | NENGREST | Massachusetts | Suffolk | 2.5 | 1971 | 9999 |  |  |  | 0.15323 | Default Emission Factor
Erving Paper Mills | 54228_B_2 | 54228 | B | 2 |  | O/G Steam | NENGREST | Massachusetts | Franklin | 0.3 | 2013 | 9999 |  |  |  | 0.15323 | Default Emission Factor
Stockton Biomass | 54238_B_BIOMS1 | 54238 | B | BIOMS1 | 90649 | Biomass | WEC_CALN | California | San Joaquin | 45 | 2014 | 9999 | 2017 | 8.5147 | 277873 | 0.06129 | NEI 2019
Goodyear Beaumont Chemical Plant | 54321_B_3B101 | 54321 | B | 3B101 |  | O/G Steam | MIS_WOTA | Texas | Jefferson | 1.6 | 1962 | 9999 | 2018 | 1.5776 | 9658.125 | 0.32668 | Texas Emissions Inventory
Goodyear Beaumont Chemical Plant | 54321_B_3B102 | 54321 | B | 3B102 |  | O/G Steam | MIS_WOTA | Texas | Jefferson | 1.6 | 1962 | 9999 | 2018 | 1.5776 | 9658.125 | 0.32668 | Texas Emissions Inventory
Goodyear Beaumont Chemical Plant | 54321_B_3B103 | 54321 | B | 3B103 |  | O/G Steam | MIS_WOTA | Texas | Jefferson | 1.6 | 1962 | 9999 | 2018 | 1.5776 | 9658.125 | 0.32668 | Texas Emissions Inventory
Goodyear Beaumont Chemical Plant | 54321_B_3B104 | 54321 | B | 3B104 |  | O/G Steam | MIS_WOTA | Texas | Jefferson | 1.6 | 1962 | 9999 | 2018 | 1.5776 | 9658.125 | 0.32668 | Texas Emissions Inventory
Goodyear Beaumont Chemical Plant | 54321_B_3B105 | 54321 | B | 3B105 |  | O/G Steam | MIS_WOTA | Texas | Jefferson | 1.6 | 1962 | 9999 | 2018 | 1.5776 | 9658.125 | 0.32668 | Texas Emissions Inventory
Goodyear Beaumont Chemical Plant | 54321_B_3B106 | 54321 | B | 3B106 |  | O/G Steam | MIS_WOTA | Texas | Jefferson | 1.6 | 1962 | 9999 | 2018 | 1.5776 | 9658.125 | 0.32668 | Texas Emissions Inventory
Goodyear Beaumont Chemical Plant | 54321_B_3B107 | 54321 | B | 3B107 |  | O/G Steam | MIS_WOTA | Texas | Jefferson | 1.6 | 1962 | 9999 | 2018 | 1.5776 | 9658.125 | 0.32668 | Texas Emissions Inventory
Goodyear Beaumont Chemical Plant | 54321_B_3B108 | 54321 | B | 3B108 |  | O/G Steam | MIS_WOTA | Texas | Jefferson | 1.6 | 1962 | 9999 | 2018 | 1.5776 | 9658.125 | 0.32668 | Texas Emissions Inventory
Rio Grande Valley Sugar Growers | 54338_B_1 | 54338 | B | 1 |  | Biomass | ERC_REST | Texas | Hidalgo | 3.5 | 1973 | 9999 |  |  |  | 0.68393 | Default Emission Factor
Rio Grande Valley Sugar Growers | 54338_B_2 | 54338 | B | 2 |  | Biomass | ERC_REST | Texas | Hidalgo | 3.5 | 1973 | 9999 |  |  |  | 0.68393 | Default Emission Factor
Rio Grande Valley Sugar Growers | 54338_B_3 | 54338 | B | 3 |  | Biomass | ERC_REST | Texas | Hidalgo | 3.5 | 1973 | 9999 |  |  |  | 0.68393 | Default Emission Factor
Rio Grande Valley Sugar Growers | 54338_B_4 | 54338 | B | 4 |  | Biomass | ERC_REST | Texas | Hidalgo | 3.5 | 1973 | 9999 |  |  |  | 0.68393 | Default Emission Factor
Rio Grande Valley Sugar Growers | 54338_B_6 | 54338 | B | 6 |  | Biomass | ERC_REST | Texas | Hidalgo | 3.5 | 2009 | 9999 |  |  |  | 0.68393 | Default Emission Factor
UW Madison Charter Street Plant | 54408_B_B05 | 54408 | B | B05 |  | O/G Steam | MIS_WUMS | Wisconsin | Dane | 1.9 | 2013 | 9999 |  |  |  | 0.15323 | Default Emission Factor
UW Madison Charter Street Plant | 54408_B_B06 | 54408 | B | B06 |  | O/G Steam | MIS_WUMS | Wisconsin | Dane | 1.9 | 2013 | 9999 |  |  |  | 0.15323 | Default Emission Factor
UW Madison Charter Street Plant | 54408_B_B07 | 54408 | B | B07 |  | O/G Steam | MIS_WUMS | Wisconsin | Dane | 1.9 | 2013 | 9999 |  |  |  | 0.15323 | Default Emission Factor
UW Madison Charter Street Plant | 54408_B_B08 | 54408 | B | B08 |  | O/G Steam | MIS_WUMS | Wisconsin | Dane | 1.9 | 2013 | 9999 |  |  |  | 0.15323 | Default Emission Factor
UW Madison Charter Street Plant | 54408_B_B09 | 54408 | B | B09 |  | O/G Steam | MIS_WUMS | Wisconsin | Dane | 1.9 | 2012 | 9999 |  |  |  | 0.15323 | Default Emission Factor
Cadillac Renewable Energy | 54415_B_101613 | 54415 | B | 101613 | 90201 | Biomass | MIS_LMI | Michigan | Wexford | 38 | 1993 | 9999 | 2019 | 3.2101 | 95712 | 0.06708 | NEI 2019
Alabama Pine Pulp | 54429_B_PB2 | 54429 | B | PB2 |  | Non-Fossil Waste | S_SOU | Alabama | Monroe | 34 | 1991 | 9999 | 2019 | 3.418 | 217245.31 | 0.03147 | NEI 2019
Alabama Pine Pulp | 54429_B_RB2 | 54429 | B | RB2 |  | Non-Fossil Waste | S_SOU | Alabama | Monroe | 34 | 1991 | 9999 | 2019 | 91.713 | 217245.31 | 0.84433 | NEI 2019
Riverwood International Macon Mill | 54464_B_B002 | 54464 | B | B002 |  | O/G Steam | S_SOU | Georgia | Bibb | 12.3 | 1948 | 9999 |  |  |  | 0.15323 | Default Emission Factor
Riverwood International Macon Mill | 54464_B_B003 | 54464 | B | B003 |  | Biomass | S_SOU | Georgia | Bibb | 12.3 | 1980 | 9999 | 2019 | 155.9183 | 81213.0929 | 3.8397 | NEI 2019
Riverwood International Macon Mill | 54464_B_B004 | 54464 | B | B004 |  | Biomass | S_SOU | Georgia | Bibb | 40 | 2013 | 9999 |  |  |  | 0.68393 | Default Emission Factor
Riverwood International Macon Mill | 54464_B_D001 | 54464 | B | D001 |  | Non-Fossil Waste | S_SOU | Georgia | Bibb | 12.3 | 1994 | 9999 | 2019 | 32.5802 | 81213.0929 | 0.80234 | NEI 2019
Formosa Plastics | 54518_B_HRSG2 | 54518 | B | HRSG2 |  | O/G Steam | MIS_LA | Louisiana | East Baton Rouge | 8 | 1990 | 9999 |  |  |  | 0.15323 | Default Emission Factor
Formosa Plastics | 54518_B_HRSG3 | 54518 | B | HRSG3 |  | O/G Steam | MIS_LA | Louisiana | East Baton Rouge | 8 | 1996 | 9999 |  |  |  | 0.15323 | Default Emission Factor
Ingredion Incorporated | 54556_B_BLR10 | 54556 | B | BLR10 | 89733 | Coal Steam | PJM_COMD | Illinois | Cook | 10.6 | 2006 | 2030 |  |  |  | 0.22615 | Default Emission Factor
Ingredion Incorporated | 54556_B_BLR6 | 54556 | B | BLR6 | 10116 | Coal Steam | PJM_COMD | Illinois | Cook | 10.6 | 2003 | 2030 | 2019 | 2.7681 | 60438 | 0.0916 | NEI 2019
Ingredion Incorporated | 54556_B_BLR7 | 54556 | B | BLR7 | 88140 | Coal Steam | PJM_COMD | Illinois | Cook | 10.6 | 2004 | 2030 | 2019 | 1.831 | 60438 | 0.06059 | NEI 2019
Ingredion Incorporated | 54556_B_BLR8 | 54556 | B | BLR8 | 88141 | Coal Steam | PJM_COMD | Illinois | Cook | 10.6 | 2018 | 2030 |  |  |  | 0.22615 | Default Emission Factor
Longview Fibre | 54562_B_PB20 | 54562 | B | PB20 |  | Non-Fossil Waste | WECC_PNW | Washington | Cowlitz | 15.7 | 1976 | 9999 | 2019 | 39.23 | 73668.2633 | 1.0651 | NEI 2019
Longview Fibre | 54562_B_RF19 | 54562 | B | RF19 |  | Non-Fossil Waste | WECC_PNW | Washington | Cowlitz | 15.7 | 1976 | 9999 | 2019 | 41.26 | 73668.2633 | 1.1202 | NEI 2019
Longview Fibre | 54562_B_RF22 | 54562 | B | RF22 |  | Non-Fossil Waste | WECC_PNW | Washington | Cowlitz | 15.7 | 1992 | 9999 | 2019 | 31.16 | 73668.2633 | 0.84596 | NEI 2019
Montville Station | 546_B_5 | 546 | B | 5 | 343 | O/G Steam | NENG_CT | Connecticut | New London | 81 | 1954 | 9999 | 2019 | 0.067534 | 7676 | 0.0176 | NEI 2019
Montville Station | 546_B_6 | 546 | B | 6 | 344 | O/G Steam | NENG_CT | Connecticut | New London | 410 | 1971 | 9999 | 2019 | 0.63154 | 2358 | 0.53566 | NEI 2019
Pinetree Power Fitchburg | 54620_B_B1 | 54620 | B | B1 |  | Biomass | NENGREST | Massachusetts | Worcester | 16 | 1992 | 9999 | 2019 | 4.8057 | 91658 | 0.10486 | NEI 2019
Covanta Plymouth Renewable Energy | 54625_B_1 | 54625 | B | 1 |  | Municipal Solid Waste | PJM_EMAC | Pennsylvania | Montgomery | 14 | 1992 | 9999 | 2019 | 3.1474 | 101493 | 0.06202 | NEI 2019
Covanta Plymouth Renewable Energy | 54625_B_2 | 54625 | B | 2 |  | Municipal Solid Waste | PJM_EMAC | Pennsylvania | Montgomery | 14 | 1992 | 9999 | 2019 | 5.5246 | 101493 | 0.10887 | NEI 2019
Mt Poso Cogeneration | 54626_B_BL01 | 54626 | B | BL01 |  | Biomass | WEC_CALN | California | Kern | 42 | 1989 | 9999 | 2017 | 22.1755 | 235234 | 0.18854 | NEI 2019
Okeelanta Cogeneration | 54627_B_A | 54627 | B | A |  | Biomass | FRCC | Florida | Palm Beach | 35 | 1995 | 9999 | 2019 | 13.1232 | 26290.6198 | 0.99832 | NEI 2019
Okeelanta Cogeneration | 54627_B_B | 54627 | B | B |  | Biomass | FRCC | Florida | Palm Beach | 35 | 1995 | 9999 | 2019 | 18.5626 | 26290.6198 | 1.4121 | NEI 2019
Okeelanta Cogeneration | 54627_B_C | 54627 | B | C |  | Biomass | FRCC | Florida | Palm Beach | 35 | 1995 | 9999 | 2019 | 13.9649 | 26290.6198 | 1.0623 | NEI 2019
St Nicholas Cogen Project | 54634_B_1 | 54634 | B | 1 | 3787 | Coal Steam | PJM_WMAC | Pennsylvania | Schuylkill | 86 | 1990 | 9999 | 2019 | 56.9769 | 600494 | 0.18977 | NEI 2019
CII Carbon LLC | 54677_B_HRB | 54677 | B | HRB |  | Non-Fossil Waste | MIS_AMSO | Louisiana | St Bernard | 46 | 1981 | 9999 |  |  |  | 1.5136 | Default Emission Factor
Wheelabrator Falls | 54746_B_1 | 54746 | B | 1 |  | Municipal Solid Waste | PJM_EMAC | Pennsylvania | Bucks | 22 | 1994 | 9999 | 2019 | 6.1675 | 146633.5 | 0.08412 | NEI 2019
Wheelabrator Falls | 54746_B_2 | 54746 | B | 2 |  | Municipal Solid Waste | PJM_EMAC | Pennsylvania | Bucks | 22 | 1994 | 9999 | 2019 | 6.5263 | 146633.5 | 0.08901 | NEI 2019
Genesee Power Station LP | 54751_B_BLR1 | 54751 | B | BLR1 | 90200 | Biomass | MIS_LMI | Michigan | Genesee | 35 | 1995 | 9999 | 2019 | 6.6184 | 86651 | 0.15276 | NEI 2019
Wheelabrator Lisbon | 54758_B_BW1 | 54758 | B | BW1 |  | Municipal Solid Waste | NENG_CT | Connecticut | New London | 7 | 1995 | 9999 | 2019 | 5.7756 | 50378 | 0.22929 | NEI 2019
Wheelabrator Lisbon | 54758_B_BW2 | 54758 | B | BW2 |  | Municipal Solid Waste | NENG_CT | Connecticut | New London | 7 | 1995 | 9999 | 2019 | 4.2044 | 50378 | 0.16691 | NEI 2019
University of Iowa Main Power Plant | 54775_B_BLR10 | 54775 | B | BLR10 |  | O/G Steam | MIS_MIDA | Iowa | Johnson | 7.7 | 1987 | 9999 | 2019 | 4.2698 | 13388.7427 | 0.63782 | NEI 2019
University of Iowa Main Power Plant | 54775_B_BLR11 | 54775 | B | BLR11 |  | O/G Steam | MIS_MIDA | Iowa | Johnson | 7.7 | 1987 | 9999 | 2019 | 6.903 | 13388.7427 | 1.0312 | NEI 2019
University of Iowa Main Power Plant | 54775_B_BLR7 | 54775 | B | BLR7 |  | O/G Steam | MIS_MIDA | Iowa | Johnson | 7.7 | 1991 | 9999 |  |  |  | 0.15323 | Default Emission Factor
University of Iowa Main Power Plant | 54775_B_BLR8 | 54775 | B | BLR8 |  | O/G Steam | MIS_MIDA | Iowa | Johnson | 7.7 | 1991 | 9999 |  |  |  | 0.15323 | Default Emission Factor
Grays Ferry Cogeneration | 54785_B_1CT | 54785 | B | 1CT | 3798 | Combined Cycle | PJM_EMAC | Pennsylvania | Philadelphia | 27 | 1997 | 9999 |  |  |  | 0.04609 | Default Emission Factor
Grays Ferry Cogeneration | 54785_B_B25 | 54785 | B | B25 |  | Combined Cycle | PJM_EMAC | Pennsylvania | Philadelphia | 30 | 1997 | 9999 |  |  |  | 0.04609 | Default Emission Factor
Indiana Harbor E 5 AC Station | 54995_B_501 | 54995 | B | 501 |  | Fossil Waste | MIS_INKY | Indiana | Lake | 22.5 | 1978 | 9999 |  |  |  | 0.6381 | Default Emission Factor
Indiana Harbor E 5 AC Station | 54995_B_502 | 54995 | B | 502 |  | Fossil Waste | MIS_INKY | Indiana | Lake | 22.5 | 1978 | 9999 |  |  |  | 0.6381 | Default Emission Factor
Indiana Harbor E 5 AC Station | 54995_B_503 | 54995 | B | 503 |  | Fossil Waste | MIS_INKY | Indiana | Lake | 22.5 | 1978 | 9999 |  |  |  | 0.6381 | Default Emission Factor
Indiana Harbor E 5 AC Station | 54995_B_504 | 54995 | B | 504 |  | Fossil Waste | MIS_INKY | Indiana | Lake | 22.5 | 2012 | 9999 |  |  |  | 0.6381 | Default Emission Factor
Wheelabrator Portsmouth | 54998_B_12300 | 54998 | B | 12300 |  | Municipal Solid Waste | PJM_Dom | Virginia | Portsmouth City | 11.6 | 1988 | 9999 | 2017 | 4.2975 | 64014.25 | 0.13427 | NEI 2019
Wheelabrator Portsmouth | 54998_B_12400 | 54998 | B | 12400 |  | Municipal Solid Waste | PJM_Dom | Virginia | Portsmouth City | 11.6 | 1988 | 9999 | 2019 | 1.7118 | 49134.75 | 0.06968 | NEI 2019
Wheelabrator Portsmouth | 54998_B_12500 | 54998 | B | 12500 |  | Municipal Solid Waste | PJM_Dom | Virginia | Portsmouth City | 11.6 | 1988 | 9999 | 2017 | 1.2279 | 64014.25 | 0.03836 | NEI 2019
Wheelabrator Portsmouth | 54998_B_12600 | 54998 | B | 12600 |  | Municipal Solid Waste | PJM_Dom | Virginia | Portsmouth City | 11.6 | 1988 | 9999 | 2017 | 4.2557 | 64014.25 | 0.13296 | NEI 2019
Kettle Falls Generating Station | 550_B_1 | 550 | B | 1 |  | Biomass | WECC_PNW | Washington | Stevens | 50 | 1984 | 9999 | 2019 | 35.33 | 316112 | 0.22353 | NEI 2019
Red Hills Generating Facility | 55076_B_AA001 | 55076 | B | AA001 | 3856 | Coal Steam | S_C_TVA | Mississippi | Choctaw | 220 | 2002 | 9999 | 2019 | 151.54 | 1183433 | 0.2561 | NEI 2019
Red Hills Generating Facility | 55076_B_AA002 | 55076 | B | AA002 | 3857 | Coal Steam | S_C_TVA | Mississippi | Choctaw | 220 | 2002 | 9999 | 2019 | 157.4 | 1183433 | 0.26601 | NEI 2019
Dearborn Industrial Generation | 55088_B_EUCTG1 | 55088 | B | EUCTG1 | 89291 | Fossil Waste | MIS_LMI | Michigan | Wayne | 83 | 2001 | 9999 | 2019 | 23.836 | 588803.1119 | 0.08096 | NEI 2019
Dearborn Industrial Generation | 55088_B_EUCTG2 | 55088 | B | EUCTG2 | 89292 | Fossil Waste | MIS_LMI | Michigan | Wayne | 83 | 2001 | 9999 | 2019 | 20.953 | 588803.1119 | 0.07117 | NEI 2019
Dearborn Industrial Generation | 55088_B_EUCTG3 | 55088 | B | EUCTG3 | 89293 | Fossil Waste | MIS_LMI | Michigan | Wayne | 83 | 2001 | 9999 | 2019 | 18.5695 | 588803.1119 | 0.06308 | NEI 2019
Portside Energy | 55096_B_HRSG1 | 55096 | B | HRSG1 |  | O/G Steam | MIS_INKY | Indiana | Porter | 19 | 1997 | 9999 | 2019 | 1.8409 | 32736 | 0.11247 | NEI 2019
Air Products Port Arthur | 55309_B_HRSG | 55309 | B | HRSG |  | Fossil Waste | MIS_WOTA | Texas | Jefferson | 20.5 | 2007 | 9999 |  |  |  | 0.6381 | Default Emission Factor
Wygen 1 | 55479_B_3 | 55479 | B | 3 | 4852 | Coal Steam | WECC_WY | Wyoming | Campbell | 85 | 2003 | 9999 |  |  |  | 0.16462 | Default Emission Factor
Nacogdoches Power | 55708_B_BLR1 | 55708 | B | BLR1 | 9227 | Biomass | ERC_REST | Texas | Nacogdoches | 100 | 2012 | 9999 | 2019 | 0.6318 | 71646 | 0.01764 | NEI 2019
Hardin Generator Project | 55749_B_PC1 | 55749 | B | PC1 | 9114 | Coal Steam | WECC_MT | Montana | Big Horn | 107 | 2006 | 9999 | 2017 | 7.7578 | 118345 | 0.13111 | NEI 2019
Prairie State Generating Station | 55856_B_PC1 | 55856 | B | PC1 | 90192 | Coal Steam | MIS_IL | Illinois | St Clair | 815 | 2012 | 2045 | 2017 | 418.4438 | 5078866 | 0.16478 | NEI 2019
Prairie State Generating Station | 55856_B_PC2 | 55856 | B | PC2 | 90193 | Coal Steam | MIS_IL | Illinois | St Clair | 815 | 2012 | 2045 | 2017 | 945.2287 | 5731826 | 0.32982 | NEI 2019
Sierra Pacific Aberdeen | 55882_B_BLR1 | 55882 | B | BLR1 |  | Biomass | WECC_PNW | Washington | Grays Harbor | 17.4 | 2003 | 9999 | 2019 | 6.7066 | 117831 | 0.11383 | NEI 2019
Elm Road Generating Station | 56068_B_18 | 56068 | B | 18 | 89796 | Coal Steam | MIS_WUMS | Wisconsin | Milwaukee | 633 | 2010 | 9999 | 2019 | 54.49 | 3988859 | 0.02732 | NEI 2019
Elm Road Generating Station | 56068_B_19 | 56068 | B | 19 | 89798 | Coal Steam | MIS_WUMS | Wisconsin | Milwaukee | 633 | 2011 | 9999 | 2019 | 64.564 | 3589037 | 0.03598 | NEI 2019
Riceland Foods Cogeneration Plant | 56079_B_North | 56079 | B | North |  | Biomass | MIS_AR | Arkansas | Arkansas | 4 | 1996 | 9999 |  |  |  | 0.3491 | NEI 2019
Riceland Foods Cogeneration Plant | 56079_B_South | 56079 | B | South |  | Biomass | MIS_AR | Arkansas | Arkansas | 4 | 1996 | 9999 | 2019 | 3.89 | 22286 | 0.3491 | NEI 2019
Middletown | 562_B_2 | 562 | B | 2 | 353 | O/G Steam | NENG_CT | Connecticut | Middlesex | 117 | 1958 | 9999 | 2019 | 0.73103 | 68228 | 0.02143 | NEI 2019
Middletown | 562_B_3 | 562 | B | 3 | 354 | O/G Steam | NENG_CT | Connecticut | Middlesex | 236 | 1964 | 9999 | 2019 | 4.3191 | 129494 | 0.06671 | NEI 2019
Middletown | 562_B_4 | 562 | B | 4 | 355 | O/G Steam | NENG_CT | Connecticut | Middlesex | 400 | 1973 | 9999 | 2017 | 0.6659 | 20729 | 0.06425 | NEI 2019
TS Power Plant | 56224_B_BLR100 | 56224 | B | BLR100 | 89529 | Coal Steam | WECC_NNV | Nevada | Eureka | 218 | 2008 | 9999 | 2019 | 107.453 | 1049081 | 0.20485 | NEI 2019
Trigen St. Louis | 56309_B_HRSG1 | 56309 | B | HRSG1 |  | O/G Steam | MIS_MO | Missouri | St Louis | 1.5 | 1999 | 9999 |  |  |  | 0.15323 | Default Emission Factor
Trigen St. Louis | 56309_B_HRSG2 | 56309 | B | HRSG2 |  | O/G Steam | MIS_MO | Missouri | St Louis | 1.5 | 1999 | 9999 |  |  |  | 0.15323 | Default Emission Factor
Wygen 2 | 56319_B_1 | 56319 | B | 1 | 89633 | Coal Steam | WECC_WY | Wyoming | Campbell | 90 | 2008 | 2048 |  |  |  | 0.16462 | Default Emission Factor
Stanton Energy Center | 564_B_1 | 564 | B | 1 | 368 | Coal Steam | FRCC | Florida | Orange | 460 | 1987 | 2025 | 2019 | 245.8222 | 2000950 | 0.24571 | NEI 2019
Stanton Energy Center | 564_B_2 | 564 | B | 2 | 369 | Coal Steam | FRCC | Florida | Orange | 466 | 1996 | 9999 | 2019 | 315.1563 | 2539309 | 0.24822 | NEI 2019
Sierra Pacific Burlington Facility | 56406_B_BLR1 | 56406 | B | BLR1 |  | Biomass | WECC_PNW | Washington | Skagit | 24.6 | 2007 | 9999 | 2017 | 5.5 | 159287 | 0.06906 | NEI 2019
Plum Point Energy Station | 56456_B_BLR1 | 56456 | B | BLR1 | 90208 | Coal Steam | MIS_AR | Arkansas | Mississippi | 680 | 2010 | 9999 | 2019 | 403.0822 | 3944609 | 0.20437 | NEI 2019
Roseburg Forest Products Biomass | 56469_B_FW-1 | 56469 | B | FW-1 |  | Biomass | WECC_PNW | California | Siskiyou | 9 | 1996 | 9999 |  |  |  | 0.68393 | Default Emission Factor
John W Turk Jr Power Plant | 56564_B_1 | 56564 | B | 1 | 90325 | Coal Steam | SPP_WEST | Arkansas | Hempstead | 609 | 2012 | 9999 | 2019 | 46.1685 | 4015020 | 0.023 | NEI 2019
Wygen III | 56596_B_1 | 56596 | B | 1 | 90109 | Coal Steam | WECC_WY | Wyoming | Campbell | 100 | 2010 | 9999 |  |  |  | 0.16462 | Default Emission Factor
Dry Fork Station | 56609_B_1 | 56609 | B | 1 | 90531 | Coal Steam | WECC_WY | Wyoming | Campbell | 380 | 2011 | 9999 | 2019 | 21.7728 | 2565548 | 0.01697 | NEI 2019
Sandy Creek Energy Station | 56611_B_S01 | 56611 | B | S01 | 90551 | Coal Steam | ERC_REST | Texas | McLennan | 933 | 2013 | 9999 | 2019 | 254.3324 | 5026547 | 0.1012 | NEI 2019
Novo BioPower Plant | 56616_B_4PB | 56616 | B | 4PB |  | Biomass | WECC_AZ | Arizona | Navajo | 22.2 | 2008 | 9999 | 2019 | 20.4847 | 200151 | 0.20469 | NEI 2019
St Paul Cogeneration | 56643_B_7 | 56643 | B | 7 |  | Biomass | MIS_MNWI | Minnesota | Ramsey | 33 | 2003 | 9999 | 2019 | 17.9915 | 148761 | 0.24189 | NEI 2019
Longview Power Plant | 56671_B_UHA01 | 56671 | B | UHA01 | 90398 | Coal Steam | PJM_AP | West Virginia | Monongalia | 700 | 2011 | 9999 | 2019 | 41.0555 | 5264653 | 0.0156 | NEI 2019
Ampersand Chowchilla Biomass LLC | 56706_B_SD200 | 56706 | B | SD200 |  | Biomass | WEC_CALN | California | Madera | 10.5 | 2008 | 9999 | 2018 | 3.7671 | 67181 | 0.11215 | California Air Resources Board
El Nido Facility | 56707_B_SD200 | 56707 | B | SD200 |  | Biomass | WEC_CALN | California | Merced | 10.5 | 2008 | 9999 | 2017 | 1.5422 | 75294 | 0.04096 | NEI 2019
CFB Power Plant | 56708_B_H1101 | 56708 | B | H1101 |  | O/G Steam | ERC_REST | Texas | Calhoun | 143 | 2012 | 9999 | 2019 | 5.7968 | 455232 | 0.02547 | NEI 2019
CFB Power Plant | 56708_B_H1201 | 56708 | B | H1201 |  | O/G Steam | ERC_REST | Texas | Calhoun | 143 | 2012 | 9999 | 2019 | 6.4969 | 493123 | 0.02635 | NEI 2019
Evergreen BioPower LLC | 56781_B_3 | 56781 | B | 3 |  | Biomass | WECC_PNW | Oregon | Linn | 10 | 2007 | 9999 |  |  |  | 0.68393 | Default Emission Factor
Spiritwood Station | 56786_B_1 | 56786 | B | 1 | 90511 | Coal Steam | MIS_MAPP | North Dakota | Stutsman | 92 | 2014 | 9999 | 2019 | 58.5127 | 181335 | 0.64535 | NEI 2019
Virginia City Hybrid Energy Center | 56808_B_1 | 56808 | B | 1 | 90448 | Coal Steam | PJM_West | Virginia | Wise | 305 | 2012 | 9999 | 2019 | 64.0052 | 592540 | 0.21604 | NEI 2019
Virginia City Hybrid Energy Center | 56808_B_2 | 56808 | B | 2 | 90449 | Coal Steam | PJM_West | Virginia | Wise | 305 | 2012 | 9999 | 2019 | 123.4836 | 592540 | 0.41679 | NEI 2019
Plainfield Renewable Energy LLC | 56847_B_Boil | 56847 | B | Boil |  | Biomass | NENG_CT | Connecticut | Windham | 38 | 2013 | 9999 | 2019 | 22.3097 | 269188 | 0.16576 | NEI 2019
Haverhill North Cogeneration Facility | 56848_B_HRSG10 | 56848 | B | HRSG10 |  | Fossil Waste | PJM_West | Ohio | Scioto | 10.6 | 2010 | 9999 |  |  |  | 0.6381 | Default Emission Factor
Haverhill North Cogeneration Facility | 56848_B_HRSG6 | 56848 | B | HRSG6 |  | Fossil Waste | PJM_West | Ohio | Scioto | 10.6 | 2010 | 9999 |  |  |  | 0.6381 | Default Emission Factor
Haverhill North Cogeneration Facility | 56848_B_HRSG7 | 56848 | B | HRSG7 |  | Fossil Waste | PJM_West | Ohio | Scioto | 10.6 | 2010 | 9999 |  |  |  | 0.6381 | Default Emission Factor
Haverhill North Cogeneration Facility | 56848_B_HRSG8 | 56848 | B | HRSG8 |  | Fossil Waste | PJM_West | Ohio | Scioto | 10.6 | 2010 | 9999 |  |  |  | 0.6381 | Default Emission Factor
Haverhill North Cogeneration Facility | 56848_B_HRSG9 | 56848 | B | HRSG9 |  | Fossil Waste | PJM_West | Ohio | Scioto | 10.6 | 2010 | 9999 |  |  |  | 0.6381 | Default Emission Factor
Archer Daniels Midland Columbus | 57046_B_CFB1 | 57046 | B | CFB1 | 88220 | Coal Steam | SPP_NEBR | Nebraska | Platte | 30 | 2009 | 9999 |  |  |  | 0.22615 | Default Emission Factor
Archer Daniels Midland Columbus | 57046_B_CFB2 | 57046 | B | CFB2 | 88221 | Coal Steam | SPP_NEBR | Nebraska | Platte | 30 | 2009 | 9999 |  |  |  | 0.22615 | Default Emission Factor
Granite City Works | 57072_B_PB-1 | 57072 | B | PB-1 |  | Non-Fossil Waste | MIS_IL | Illinois | Madison | 78 | 2010 | 9999 |  |  |  | 0.81254 | Default Emission Factor
WestRock (WA) | 57099_B_4RB | 57099 | B | 4RB |  | Non-Fossil Waste | WECC_PNW | Washington | Pierce | 28 | 1973 | 9999 | 2019 | 72.6 | 143894 | 1.0091 | NEI 2019
WestRock (WA) | 57099_B_7PB | 57099 | B | 7PB |  | Non-Fossil Waste | WECC_PNW | Washington | Pierce | 28 | 1991 | 9999 | 2019 | 37.2 | 143894 | 0.51705 | NEI 2019
Newark America Mill | 57103_B_2 | 57103 | B | 2 |  | O/G Steam | NENGREST | Massachusetts | Worcester | 3 | 2007 | 9999 |  |  |  | 0.15323 | Default Emission Factor
Koda Biomass Plant | 57119_B_1111 | 57119 | B | 1111 |  | Biomass | MIS_MNWI | Minnesota | Scott | 20.3 | 2009 | 9999 | 2017 | 19.7805 | 138304 | 0.28605 | NEI 2019
Savannah River Site Biomass Cogen | 57138_B_HRSG1 | 57138 | B | HRSG1 |  | Biomass | S_VACA | South Carolina | Aiken | 9.5 | 2012 | 9999 | 2017 | 15.7929 | 47610 | 0.66343 | NEI 2019
Savannah River Site Biomass Cogen | 57138_B_HRSG2 | 57138 | B | HRSG2 |  | Biomass | S_VACA | South Carolina | Aiken | 9.5 | 2012 | 9999 | 2017 | 17.5625 | 47610 | 0.73777 | NEI 2019
Deerhaven Renewable | 57241_B_BLR1 | 57241 | B | BLR1 | 90626 | Biomass | FRCC | Florida | Alachua | 102 | 2013 | 9999 | 2019 | 11.11 | 593693 | 0.03743 | NEI 2019
Seneca Sustainable Energy LLC | 57457_B_1 | 57457 | B | 1 |  | Biomass | WECC_PNW | Oregon | Lane | 19.8 | 2011 | 9999 | 2017 | 10.17 | 117961 | 0.17243 | NEI 2019
Westervelt Moundville Cogen | 57467_B_TE | 57467 | B | TE |  | Biomass | S_SOU | Alabama | Hale | 4.1 | 2011 | 9999 |  |  |  | 0.68393 | Default Emission Factor
Westervelt Moundville Cogen | 57467_B_WE | 57467 | B | WE |  | Biomass | S_SOU | Alabama | Hale | 4.1 | 2011 | 9999 |  |  |  | 0.68393 | Default Emission Factor
Marlboro Mill | 57470_B_RF-P1 | 57470 | B | RF-P1 | 88372 | Non-Fossil Waste | S_VACA | South Carolina | Marlboro | 17.1 | 1990 | 9999 |  |  |  | 0.81254 | Default Emission Factor
Marlboro Mill | 57470_B_UA-P2 | 57470 | B | UA-P2 | 88372 | Non-Fossil Waste | S_VACA | South Carolina | Marlboro | 17.1 | 1991 | 9999 |  |  |  | 0.81254 | Default Emission Factor
Goodsprings Waste Heat Recovery | 57684_B_1 | 57684 | B | 1 |  | Non-Fossil Waste | WECC_NNV | Nevada | Clark | 6.5 | 2010 | 9999 |  |  |  | 0.81254 | Default Emission Factor
Middletown Coke Company, LLC | 57822_B_HRSG1 | 57822 | B | HRSG1 |  | Fossil Waste | PJM_West | Ohio | Butler | 9.4 | 2011 | 9999 |  |  |  | 0.6381 | Default Emission Factor
Middletown Coke Company, LLC | 57822_B_HRSG2 | 57822 | B | HRSG2 |  | Fossil Waste | PJM_West | Ohio | Butler | 9.4 | 2011 | 9999 |  |  |  | 0.6381 | Default Emission Factor
Middletown Coke Company, LLC | 57822_B_HRSG3 | 57822 | B | HRSG3 |  | Fossil Waste | PJM_West | Ohio | Butler | 9.4 | 2011 | 9999 |  |  |  | 0.6381 | Default Emission Factor
Middletown Coke Company, LLC | 57822_B_HRSG4 | 57822 | B | HRSG4 |  | Fossil Waste | PJM_West | Ohio | Butler | 9.4 | 2011 | 9999 |  |  |  | 0.6381 | Default Emission Factor
Middletown Coke Company, LLC | 57822_B_HRSG5 | 57822 | B | HRSG5 |  | Fossil Waste | PJM_West | Ohio | Butler | 9.4 | 2011 | 9999 |  |  |  | 0.6381 | Default Emission Factor
Palm Beach Renewable Energy Facility 2 | 57898_B_BLR3 | 57898 | B | BLR3 |  | Municipal Solid Waste | FRCC | Florida | Palm Beach | 28 | 2015 | 9999 |  |  |  | 0.14995 | Default Emission Factor
Palm Beach Renewable Energy Facility 2 | 57898_B_BLR4 | 57898 | B | BLR4 |  | Municipal Solid Waste | FRCC | Florida | Palm Beach | 28 | 2015 | 9999 |  |  |  | 0.14995 | Default Emission Factor
Palm Beach Renewable Energy Facility 2 | 57898_B_BLR5 | 57898 | B | BLR5 |  | Municipal Solid Waste | FRCC | Florida | Palm Beach | 28 | 2015 | 9999 |  |  |  | 0.14995 | Default Emission Factor
Piedmont Green Power | 57909_B_BLR1 | 57909 | B | BLR1 |  | Biomass | S_SOU | Georgia | Lamar | 55 | 2013 | 9999 | 2017 | 33.33 | 420536 | 0.15851 | NEI 2019
Roquette America | 57953_B_COGEN | 57953 | B | COGEN |  | Coal Steam | MIS_MO | Iowa | Lee | 32 | 2007 | 9999 |  |  |  | 0.16462 | Default Emission Factor
Burgess BioPower | 58054_B_ST01 | 58054 | B | ST01 | 90824 | Biomass | NENGREST | New Hampshire | Coos | 68 | 2013 | 9999 | 2019 | 22.7724 | 538914 | 0.08451 | NEI 2019
Rothschild Biomass Cogen Facility | 58124_B_1 | 58124 | B | 1 | 90829 | Biomass | MIS_WUMS | Wisconsin | Marathon | 46 | 2013 | 9999 | 2019 | 4.0875 | 99233 | 0.08238 | NEI 2019
Grand Ave Plant | 58205_B_1 | 58205 | B | 1 |  | O/G Steam | SPP_N | Missouri | Jackson | 4.8 | 1991 | 9999 |  |  |  | 0.15323 | Default Emission Factor
Lake Charles Plant | 58310_B_B-1 | 58310 | B | B-1 |  | Non-Fossil Waste | MIS_WOTA | Louisiana | Calcasieu | 28 | 2012 | 9999 |  |  |  | 1.5136 | Default Emission Factor
Buena Vista Biomass Power | 58472_B_1 | 58472 | B | 1 |  | Biomass | WEC_CALN | California | Amador | 17.8 | 2012 | 9999 |  |  |  | 0.68393 | Default Emission Factor
Halifax County Biomass | 58560_B_BLR1 | 58560 | B | BLR1 |  | Biomass | PJM_Dom | Virginia | Halifax | 44 | 2013 | 9999 | 2019 | 38.8679 | 206566 | 0.37632 | NEI 2019
Eagle Valley Clean Energy LLC Biomass | 58574_B_01 | 58574 | B | 01 |  | Biomass | WECC_CO | Colorado | Eagle | 12.6 | 2013 | 9999 | 2017 | 17.0531 | 90994 | 0.37482 | NEI 2019
Allendale Biomass | 58706_B_B001 | 58706 | B | B001 |  | Biomass | S_VACA | South Carolina | Allendale | 20 | 2013 | 9999 | 2017 | 29.2693 | 159562 | 0.36687 | NEI 2019
Dorchester Biomass | 58707_B_B001 | 58707 | B | B001 |  | Biomass | S_VACA | South Carolina | Dorchester | 20 | 2013 | 9999 | 2017 | 92.1371 | 147461 | 1.2496 | NEI 2019
J C McNeil | 589_B_1 | 589 | B | 1 | 377 | Biomass | NENGREST | Vermont | Chittenden | 52 | 1984 | 9999 | 2019 | 39.9582 | 227247 | 0.35167 | NEI 2019
Platte | 59_B_1 | 59 | B | 1 | 56 | Coal Steam | SPP_NEBR | Nebraska | Hall | 100 | 1982 | 9999 |  |  |  | 0.16462 | Default Emission Factor
Cove Point LNG Terminal | 59073_B_5B921A | 59073 | B | 5B921A |  | O/G Steam | PJM_SMAC | Maryland | Calvert | 19 | 2018 | 9999 | 2019 | 7.7526 | 239218.7462 | 0.06482 | NEI 2019
Cove Point LNG Terminal | 59073_B_5B921B | 59073 | B | 5B921B |  | O/G Steam | PJM_SMAC | Maryland | Calvert | 19 | 2018 | 9999 |  |  |  | 0.06482 | NEI 2019
Cove Point LNG Terminal | 59073_B_5L501A | 59073 | B | 5L501A |  | O/G Steam | PJM_SMAC | Maryland | Calvert | 21 | 2018 | 9999 | 2019 | 18.6796 | 263130.5738 | 0.14198 | NEI 2019
Cove Point LNG Terminal | 59073_B_5L501B | 59073 | B | 5L501B |  | O/G Steam | PJM_SMAC | Maryland | Calvert | 21 | 2018 | 9999 |  |  |  | 0.14198 | NEI 2019
Edge Moor | 593_B_3 | 593 | B | 3 | 382 | O/G Steam | PJM_EMAC | Delaware | New Castle | 86 | 1957 | 9999 | 2019 | 0.061854 | 17920 | 0.0069 | NEI 2019
Edge Moor | 593_B_4 | 593 | B | 4 | 383 | O/G Steam | PJM_EMAC | Delaware | New Castle | 174 | 1966 | 9999 | 2019 | 0.14256 | 50229 | 0.00568 | NEI 2019
Edge Moor | 593_B_5 | 593 | B | 5 | 384 | O/G Steam | PJM_EMAC | Delaware | New Castle | 450 | 1973 | 9999 | 2019 | 1.642 | 69690 | 0.04712 | NEI 2019
Indian River Generating Station | 594_B_4 | 594 | B | 4 | 389 | Coal Steam | PJM_EMAC | Delaware | Sussex | 410 | 1980 | 2027 | 2019 | 11.6129 | 121015 | 0.19193 | NEI 2019
SPI Anderson 2 | 59658_B_BLR1 | 59658 | B | BLR1 |  | Biomass | WEC_CALN | California | Shasta | 27 | 2015 | 9999 | 2018 | 23.3617 | 150437 | 0.31058 | California Air Resources Board
Whelan Energy Center | 60_B_1 | 60 | B | 1 | 57 | Coal Steam | SPP_NEBR | Nebraska | Adams | 77 | 1981 | 9999 | 2019 | 17.4681 | 305259 | 0.11445 | NEI 2019
Whelan Energy Center | 60_B_2 | 60 | B | 2 | 90669 | Coal Steam | SPP_NEBR | Nebraska | Adams | 232 | 2011 | 9999 | 2017 | 48.68 | 821719 | 0.11848 | NEI 2019
James H Miller Jr | 6002_B_1 | 6002 | B | 1 | 2669 | Coal Steam | S_SOU | Alabama | Jefferson | 688 | 1978 | 9999 | 2019 | 312.6298 | 4841675 | 0.12914 | NEI 2019
James H Miller Jr | 6002_B_2 | 6002 | B | 2 | 2670 | Coal Steam | S_SOU | Alabama | Jefferson | 695 | 1985 | 9999 | 2017 | 197.9032 | 5539468 | 0.07145 | NEI 2019
James H Miller Jr | 6002_B_3 | 6002 | B | 3 | 2671 | Coal Steam | S_SOU | Alabama | Jefferson | 687 | 1989 | 9999 | 2019 | 215.8705 | 4559924 | 0.09468 | NEI 2019
James H Miller Jr | 6002_B_4 | 6002 | B | 4 | 2672 | Coal Steam | S_SOU | Alabama | Jefferson | 699 | 1991 | 9999 | 2019 | 199.211 | 4579211 | 0.08701 | NEI 2019
PCA-Valdosta Mill | 60084_B_1005 | 60084 | B | 1005 |  | Biomass | S_SOU | Georgia | Lowndes | 4.4 | 1964 | 9999 |  |  |  | 0.70464 | Default Emission Factor
PCA-Valdosta Mill | 60084_B_1006 | 60084 | B | 1006 |  | Biomass | S_SOU | Georgia | Lowndes | 4.4 | 1954 | 9999 |  |  |  | 0.70464 | Default Emission Factor
PCA-Valdosta Mill | 60084_B_7020A | 60084 | B | 7020A |  | Biomass | S_SOU | Georgia | Lowndes | 4.4 | 2014 | 9999 |  |  |  | 0.68393 | Default Emission Factor
PCA-Valdosta Mill | 60084_B_7040 | 60084 | B | 7040 |  | Non-Fossil Waste | S_SOU | Georgia | Lowndes | 57 | 2011 | 9999 | 2019 | 44.3992 | 245348.441 | 0.36193 | NEI 2019
White Bluff | 6009_B_1 | 6009 | B | 1 | 2675 | Coal Steam | MIS_AR | Arkansas | Jefferson | 818 | 1980 | 2029 | 2019 | 409.4133 | 3335772 | 0.24547 | NEI 2019
White Bluff | 6009_B_2 | 6009 | B | 2 | 2676 | Coal Steam | MIS_AR | Arkansas | Jefferson | 819 | 1981 | 2029 | 2017 | 242.6292 | 3143820 | 0.15435 | NEI 2019
Dinuba Energy | 60100_B_B-1 | 60100 | B | B-1 |  | Biomass | WECC_SCE | California | Tulare | 11.5 | 1985 | 9999 |  |  |  | 0.68393 | Default Emission Factor
Newton | 6017_B_1 | 6017 | B | 1 | 2680 | Coal Steam | MIS_IL | Illinois | Jasper | 595 | 1982 | 2027 | 2017 | 80.7231 | 3281532 | 0.0492 | NEI 2019
East Bend | 6018_B_2 | 6018 | B | 2 | 2682 | Coal Steam | PJM_West | Kentucky | Boone | 600 | 1981 | 2041 | 2019 | 38.1835 | 3165500 | 0.02413 | NEI 2019
Brandon Shores | 602_B_1 | 602 | B | 1 | 395 | Coal Steam | PJM_SMAC | Maryland | Anne Arundel | 635 | 1984 | 2025 | 2019 | 16.9125 | 726423 | 0.04656 | NEI 2019
Brandon Shores | 602_B_2 | 602 | B | 2 | 396 | Coal Steam | PJM_SMAC | Maryland | Anne Arundel | 638 | 1991 | 2025 | 2017 | 36.857 | 2247661 | 0.0328 | NEI 2019
Craig (CO) | 6021_B_C1 | 6021 | B | C1 | 2684 | Coal Steam | WECC_CO | Colorado | Moffat | 427 | 1979 | 2025 | 2017 | 48.2 | 2753744 | 0.03501 | NEI 2019
Craig (CO) | 6021_B_C2 | 6021 | B | C2 | 2685 | Coal Steam | WECC_CO | Colorado | Moffat | 410 | 1979 | 2028 | 2019 | 59.6 | 2537022 | 0.04698 | NEI 2019
Craig (CO) | 6021_B_C3 | 6021 | B | C3 | 2686 | Coal Steam | WECC_CO | Colorado | Moffat | 448 | 1984 | 2030 | 2019 | 17.6 | 2872057 | 0.01226 | NEI 2019
Belle River | 6034_B_1 | 6034 | B | 1 | 2695 | Coal Steam | MIS_LMI | Michigan | St Clair | 635 | 1984 | 2029 |  |  |  | 0.28221 | Default Emission Factor
Belle River | 6034_B_2 | 6034 | B | 2 | 2696 | Coal Steam | MIS_LMI | Michigan | St Clair | 635 | 1985 | 2029 | 2019 | 23.9303 | 3963792 | 0.01207 | NEI 2019
Albany Green Energy | 60340_B_1 | 60340 | B | 1 | 91192 | Biomass | S_SOU | Georgia | Dougherty | 54 | 2017 | 9999 | 2017 | 2.86 | 191308 | 0.0299 | NEI 2019
Greenwood (MI) | 6035_B_1 | 6035 | B | 1 | 2700 | O/G Steam | MIS_LMI | Michigan | St Clair | 785 | 1979 | 9999 | 2019 | 34.572 | 860902 | 0.08032 | NEI 2019
H L Spurlock | 6041_B_1 | 6041 | B | 1 | 2704 | Coal Steam | PJM_West | Kentucky | Mason | 300 | 1977 | 9999 | 2019 | 7.3 | 1255230 | 0.01163 | NEI 2019
H L Spurlock | 6041_B_2 | 6041 | B | 2 | 2705 | Coal Steam | PJM_West | Kentucky | Mason | 510 | 1981 | 9999 |  |  |  | 0.16462 | Default Emission Factor
H L Spurlock | 6041_B_3 | 6041 | B | 3 | 89571 | Coal Steam | PJM_West | Kentucky | Mason | 268 | 2005 | 9999 | 2017 | 162.4291 | 1560167 | 0.20822 | NEI 2019
H L Spurlock | 6041_B_4 | 6041 | B | 4 | 90241 | Coal Steam | PJM_West | Kentucky | Mason | 268 | 2009 | 9999 | 2019 | 15.2534 | 1252473 | 0.02436 | NEI 2019
Wansley | 6052_B_1 | 6052 | B | 1 | 2722 | Coal Steam | S_SOU | Georgia | Heard | 872 | 1976 | 2028 | 2019 | 50.299 | 1131332 | 0.08892 | NEI 2019
Wansley | 6052_B_2 | 6052 | B | 2 | 2723 | Coal Steam | S_SOU | Georgia | Heard | 872 | 1978 | 2028 | 2019 | 34.3305 | 684742 | 0.10027 | NEI 2019
Big Cajun 2 | 6055_B_2B1 | 6055 | B | 2B1 | 2724 | Coal Steam | MIS_LA | Louisiana | Pointe Coupee | 568 | 1981 | 2027 | 2019 | 15.5598 | 285351 | 0.10906 | NEI 2019
Big Cajun 2 | 6055_B_2B2 | 6055 | B | 2B2 | 2725 | O/G Steam | MIS_LA | Louisiana | Pointe Coupee | 575 | 1982 | 9999 |  |  |  | 0.15323 | Default Emission Factor
Big Cajun 2 | 6055_B_2B3 | 6055 | B | 2B3 | 2726 | Coal Steam | MIS_LA | Louisiana | Pointe Coupee | 580 | 1981 | 2027 | 2017 | 42.9702 | 3258883 | 0.02637 | NEI 2019
GRP Franklin Renewable Energy Facility | 60550_B_B001 | 60550 | B | B001 |  | Biomass | S_SOU | Georgia | Franklin | 58 | 2019 | 9999 |  |  |  | 0.39792 | Default Emission Factor
Nearman Creek | 6064_B_N1 | 6064 | B | N1 | 2731 | Coal Steam | SPP_N | Kansas | Wyandotte | 240 | 1981 | 9999 | 2017 | 116.9318 | 952612 | 0.2455 | NEI 2019
Iatan | 6065_B_1 | 6065 | B | 1 | 2733 | Coal Steam | SPP_N | Missouri | Platte | 700 | 1980 | 2039 | 2019 | 98.608 | 2598353 | 0.0759 | NEI 2019
Iatan | 6065_B_2 | 6065 | B | 2 | 2732 | Coal Steam | SPP_N | Missouri | Platte | 882 | 2010 | 9999 | 2019 | 163.7871 | 5963925 | 0.05493 | NEI 2019
Jeffrey Energy Center | 6068_B_1 | 6068 | B | 1 | 2734 | Coal Steam | SPP_N | Kansas | Pottawatomie | 728 | 1978 | 2039 | 2019 | 138.5515 | 1878911 | 0.14748 | NEI 2019
Jeffrey Energy Center | 6068_B_2 | 6068 | B | 2 | 2735 | Coal Steam | SPP_N | Kansas | Pottawatomie | 733 | 1980 | 2039 | 2019 | 234.7104 | 2141254 | 0.21923 | NEI 2019
Jeffrey Energy Center | 6068_B_3 | 6068 | B | 3 | 2736 | Coal Steam | SPP_N | Kansas | Pottawatomie | 728 | 1983 | 2030 | 2019 | 268.8158 | 2553463 | 0.21055 | NEI 2019
Trimble County | 6071_B_1 | 6071 | B | 1 | 2737 | Coal Steam | S_C_KY | Kentucky | Trimble | 511 | 1990 | 9999 | 2017 | 12.966 | 2857759 | 0.00907 | NEI 2019
Trimble County | 6071_B_2 | 6071 | B | 2 | 90433 | Coal Steam | S_C_KY | Kentucky | Trimble | 732 | 2011 | 9999 | 2019 | 27.0405 | 4695420 | 0.01152 | NEI 2019
Victor J Daniel Jr | 6073_B_1 | 6073 | B | 1 | 2744 | Coal Steam | S_SOU | Mississippi | Jackson | 502 | 1981 | 2027 | 2019 | 11.0813 | 940527 | 0.02356 | NEI 2019
Victor J Daniel Jr | 6073_B_2 | 6073 | B | 2 | 2745 | Coal Steam | S_SOU | Mississippi | Jackson | 502 | 1981 | 2027 | 2017 | 32.2687 | 987268 | 0.06537 | NEI 2019
Colstrip | 6076_B_3 | 6076 | B | 3 | 2752 | Coal Steam | WECC_MT | Montana | Rosebud | 740 | 1984 | 9999 | 2019 | 747.0891 | 5191392 | 0.28782 | NEI 2019
Colstrip | 6076_B_4 | 6076 | B | 4 | 2753 | Coal Steam | WECC_MT | Montana | Rosebud | 740 | 1986 | 9999 | 2019 | 708.1458 | 4839214 | 0.29267 | NEI 2019
Gerald Gentleman | 6077_B_1 | 6077 | B | 1 | 2754 | Coal Steam | SPP_NEBR | Nebraska | Lincoln | 665 | 1979 | 9999 | 2019 | 59.429 | 3911344 | 0.03039 | NEI 2019
Gerald Gentleman | 6077_B_2 | 6077 | B | 2 | 2755 | Coal Steam | SPP_NEBR | Nebraska | Lincoln | 700 | 1982 | 9999 | 2019 | 102.7434 | 4489211 | 0.04577 | NEI 2019
Sherburne County | 6090_B_1 | 6090 | B | 1 | 2767 | Coal Steam | MIS_MNWI | Minnesota | Sherburne | 680 | 1987 | 2025 | 2017 | 215.233 | 4060479 | 0.10601 | NEI 2019
Sherburne County | 6090_B_3 | 6090 | B | 3 | 2769 | Coal Steam | MIS_MNWI | Minnesota | Sherburne | 876 | 1987 | 2030 | 2017 | 180.3772 | 3619740 | 0.09966 | NEI 2019
Sooner | 6095_B_1 | 6095 | B | 1 | 2773 | Coal Steam | SPP_WEST | Oklahoma | Noble | 520 | 1979 | 2044 | 2019 | 208.3721 | 1840282 | 0.22646 | NEI 2019
Sooner | 6095_B_2 | 6095 | B | 2 | 2774 | Coal Steam | SPP_WEST | Oklahoma | Noble | 520 | 1980 | 2045 | 2019 | 418.437 | 1769645 | 0.47291 | NEI 2019
Nebraska City | 6096_B_1 | 6096 | B | 1 | 2775 | Coal Steam | SPP_NEBR | Nebraska | Otoe | 654 | 1979 | 9999 | 2017 | 114.6518 | 4433835 | 0.05172 | NEI 2019
Nebraska City | 6096_B_2 | 6096 | B | 2 | 90278 | Coal Steam | SPP_NEBR | Nebraska | Otoe | 691 | 2009 | 9999 | 2019 | 140.8576 | 3752227 | 0.07508 | NEI 2019
Big Stone | 6098_B_1 | 6098 | B | 1 | 2776 | Coal Steam | MIS_MAPP | South Dakota | Grant | 474 | 1975 | 9999 | 2017 | 51.71 | 2064617 | 0.05009 | NEI 2019
Wyodak | 6101_B_BW91 | 6101 | B | BW91 | 2777 | Coal Steam | WECC_WY | Wyoming | Campbell | 332 | 1978 | 2039 | 2019 | 127.7 | 1850871 | 0.13799 | NEI 2019
Gibson | 6113_B_1 | 6113 | B | 1 | 2782 | Coal Steam | MIS_INKY | Indiana | Gibson | 630 | 1975 | 2038 | 2017 | 395.3638 | 4302062 | 0.1838 | NEI 2019
Gibson | 6113_B_2 | 6113 | B | 2 | 2783 | Coal Steam | MIS_INKY | Indiana | Gibson | 630 | 1975 | 2038 | 2017 | 412.3727 | 3494773 | 0.23599 | NEI 2019
Gibson | 6113_B_3 | 6113 | B | 3 | 2784 | Coal Steam | MIS_INKY | Indiana | Gibson | 630 | 1978 | 2034 | 2019 | 363.1101 | 2170644 | 0.33456 | NEI 2019
Gibson | 6113_B_4 | 6113 | B | 4 | 2785 | Coal Steam | MIS_INKY | Indiana | Gibson | 622 | 1979 | 2034 | 2019 | 316.0167 | 2132904 | 0.29633 | NEI 2019
Gibson | 6113_B_5 | 6113 | B | 5 | 2786 | Coal Steam | MIS_INKY | Indiana | Gibson | 620 | 1982 | 2025 | 2019 | 415.77 | 2229273 | 0.37301 | NEI 2019
GRP Madison Renewable Energy Facility | 61213_B_B001 | 61213 | B | B001 |  | Biomass | S_SOU | Georgia | Madison | 58 | 2019 | 9999 |  |  |  | 0.39792 | Default Emission Factor
A B Brown | 6137_B_1 | 6137 | B | 1 | 2797 | Coal Steam | MIS_INKY | Indiana | Posey | 245 | 1979 | 2024 | 2019 | 204.6667 | 1148536 | 0.3564 | NEI 2019
A B Brown | 6137_B_2 | 6137 | B | 2 | 2798 | Coal Steam | MIS_INKY | Indiana | Posey | 245 | 1986 | 2024 | 2019 | 246.212 | 1299561 | 0.37892 | NEI 2019
Flint Creek | 6138_B_1 | 6138 | B | 1 | 2800 | Coal Steam | SPP_WEST | Arkansas | Benton | 528 | 1978 | 2038 | 2019 | 16.9566 | 2376855 | 0.01427 | NEI 2019
Welsh | 6139_B_1 | 6139 | B | 1 | 2801 | Coal Steam | SPP_WEST | Texas | Titus | 528 | 1977 | 2038 | 2019 | 61.7506 | 2276225 | 0.05426 | NEI 2019
Welsh | 6139_B_3 | 6139 | B | 3 | 2803 | Coal Steam | SPP_WEST | Texas | Titus | 528 | 1982 | 2038 | 2019 | 26.8324 | 2268469 | 0.02366 | NEI 2019
Martin Lake | 6146_B_1 | 6146 | B | 1 | 2804 | Coal Steam | ERC_REST | Texas | Rusk | 800 | 1977 | 9999 | 2019 | 489.1873 | 3831764 | 0.25533 | NEI 2019
Martin Lake | 6146_B_2 | 6146 | B | 2 | 2805 | Coal Steam | ERC_REST | Texas | Rusk | 805 | 1978 | 9999 | 2019 | 570.7808 | 3877738 | 0.29439 | NEI 2019
Martin Lake | 6146_B_3 | 6146 | B | 3 | 2806 | Coal Steam | ERC_REST | Texas | Rusk | 805 | 1979 | 9999 | 2019 | 520.8391 | 4440528 | 0.23458 | NEI 2019
Rush Island | 6155_B_1 | 6155 | B | 1 | 2813 | Coal Steam | MIS_MO | Missouri | Jefferson | 589 | 1976 | 2024 | 2019 | 198.6946 | 2621080 | 0.15161 | NEI 2019
Rush Island | 6155_B_2 | 6155 | B | 2 | 2814 | Coal Steam | MIS_MO | Missouri | Jefferson | 589 | 1977 | 2024 | 2019 | 222.4852 | 2924312 | 0.15216 | NEI 2019
New Haven Harbor | 6156_B_NHB1 | 6156 | B | NHB1 | 2815 | O/G Steam | NENG_CT | Connecticut | New Haven | 448 | 1975 | 9999 |  |  |  | 0.15323 | Default Emission Factor
Hunter | 6165_B_1 | 6165 | B | 1 | 2816 | Coal Steam | WECC_UT | Utah | Emery | 471 | 1978 | 2042 | 2019 | 91.9662 | 2983239 | 0.06166 | NEI 2019
Hunter | 6165_B_2 | 6165 | B | 2 | 2817 | Coal Steam | WECC_UT | Utah | Emery | 430 | 1980 | 2042 | 2019 | 104.0345 | 2815434 | 0.0739 | NEI 2019
Hunter | 6165_B_3 | 6165 | B | 3 | 2818 | Coal Steam | WECC_UT | Utah | Emery | 460 | 1978 | 2042 | 2019 | 61.196 | 2883125 | 0.04245 | NEI 2019
Rockport | 6166_B_MB1 | 6166 | B | MB1 | 2819 | Coal Steam | PJM_West | Indiana | Spencer | 1300 | 1984 | 2029 | 2017 | 340.5593 | 4701213 | 0.14488 | NEI 2019
Rockport | 6166_B_MB2 | 6166 | B | MB2 | 2820 | Coal Steam | PJM_West | Indiana | Spencer | 1300 | 1989 | 2029 | 2019 | 348.9351 | 4146992 | 0.16828 | NEI 2019
Coronado | 6177_B_U1B | 6177 | B | U1B | 2823 | Coal Steam | WECC_AZ | Arizona | Apache | 380 | 1979 | 2032 | 2019 | 136.6878 | 898260 | 0.30434 | NEI 2019
Coronado | 6177_B_U2B | 6177 | B | U2B | 2824 | Coal Steam | WECC_AZ | Arizona | Apache | 382 | 1980 | 2032 | 2019 | 192.964 | 1176675 | 0.32798 | NEI 2019
Coleto Creek | 6178_B_1 | 6178 | B | 1 | 2826 | Coal Steam | ERC_REST | Texas | Goliad | 648 | 1980 | 2027 | 2019 | 332.163 | 3225780 | 0.20594 | NEI 2019
Fayette Power Project | 6179_B_1 | 6179 | B | 1 | 2827 | Coal Steam | ERC_REST | Texas | Fayette | 590 | 1979 | 9999 | 2019 | 200.99 | 2713416 | 0.14815 | NEI 2019
Fayette Power Project | 6179_B_2 | 6179 | B | 2 | 2828 | Coal Steam | ERC_REST | Texas | Fayette | 590 | 1980 | 9999 | 2019 | 316.4 | 3838120 | 0.16487 | NEI 2019
Fayette Power Project | 6179_B_3 | 6179 | B | 3 | 2829 | Coal Steam | ERC_REST | Texas | Fayette | 435 | 1988 | 9999 | 2019 | 271.8696 | 3054954 | 0.17799 | NEI 2019
Oak Grove (TX) | 6180_B_1 | 6180 | B | 1 | 2830 | Coal Steam | ERC_REST | Texas | Robertson | 855 | 2010 | 9999 | 2019 | 665.417 | 5843936 | 0.22773 | NEI 2019
Oak Grove (TX) | 6180_B_2 | 6180 | B | 2 | 2831 | Coal Steam | ERC_REST | Texas | Robertson | 855 | 2011 | 9999 | 2017 | 571.4395 | 6589250 | 0.17345 | NEI 2019
J T Deely | 6181_B_1 | 6181 | B | 1 | 2832 | Coal Steam | ERC_REST | Texas | Bexar | 420 | 1977 | 2024 |  |  |  | 0.28221 | Default Emission Factor
J T Deely | 6181_B_2 | 6181 | B | 2 | 2833 | Coal Steam | ERC_REST | Texas | Bexar | 420 | 1977 | 2024 |  |  |  | 0.28221 | Default Emission Factor
San Miguel | 6183_B_SM-1 | 6183 | B | SM-1 | 2835 | Coal Steam | ERC_REST | Texas | Atascosa | 391 | 1982 | 9999 | 2017 | 328.9199 | 2556977 | 0.25727 | NEI 2019
Brame Energy Center | 6190_B_1 | 6190 | B | 1 | 2836 | O/G Steam | MIS_LA | Louisiana | Rapides | 416 | 1975 | 9999 |  |  |  | 0.15323 | Default Emission Factor
Brame Energy Center | 6190_B_2 | 6190 | B | 2 | 2837 | Coal Steam | MIS_LA | Louisiana | Rapides | 493 | 1982 | 9999 | 2019 | 403.09 | 2043206 | 0.39457 | NEI 2019
Brame Energy Center | 6190_B_3-1 | 6190 | B | 3-1 | 90034 | Coal Steam | MIS_LA | Louisiana | Rapides | 313 | 2010 | 2027 | 2017 | 21.38 | 1832195 | 0.02334 | NEI 2019
Brame Energy Center | 6190_B_3-2 | 6190 | B | 3-2 | 90035 | Coal Steam | MIS_LA | Louisiana | Rapides | 313 | 2010 | 2027 | 2019 | 50.84 | 1221571 | 0.08324 | NEI 2019
Harrington | 6193_B_061B | 6193 | B | 061B | 2838 | Coal Steam | SPP_SPS | Texas | Potter | 339 | 1976 | 2037 | 2019 | 234.3015 | 900534 | 0.52036 | NEI 2019
Harrington | 6193_B_062B | 6193 | B | 062B | 2839 | Coal Steam | SPP_SPS | Texas | Potter | 339 | 1978 | 2039 | 2019 | 81.8932 | 1340012 | 0.12223 | NEI 2019
Harrington | 6193_B_063B | 6193 | B | 063B | 2840 | Coal Steam | SPP_SPS | Texas | Potter | 340 | 1980 | 2041 | 2019 | 107.3513 | 1494693 | 0.14364 | NEI 2019
Tolk | 6194_B_171B | 6194 | B | 171B | 2841 | Coal Steam | SPP_SPS | Texas | Lamb | 532 | 1982 | 2032 | 2019 | 43.179 | 1112769 | 0.07761 | NEI 2019
Tolk | 6194_B_172B | 6194 | B | 172B | 2842 | Coal Steam | SPP_SPS | Texas | Lamb | 535 | 1985 | 2032 | 2019 | 96.4766 | 1628984 | 0.11845 | NEI 2019
John Twitty Energy Center | 6195_B_1 | 6195 | B | 1 | 2843 | Coal Steam | SPP_N | Missouri | Greene | 184 | 1976 | 9999 | 2019 | 28.2669 | 391585 | 0.14437 | NEI 2019
John Twitty Energy Center | 6195_B_2 | 6195 | B | 2 | 90438 | Coal Steam | SPP_N | Missouri | Greene | 275 | 1976 | 9999 | 2019 | 114.2225 | 1356212 | 0.16844 | NEI 2019
Laramie River Station | 6204_B_1 | 6204 | B | 1 | 2844 | Coal Steam | WECC_WY | Wyoming | Platte | 570 | 1980 | 9999 | 2019 | 98.5646 | 1617986 | 0.12184 | NEI 2019
Laramie River Station | 6204_B_2 | 6204 | B | 2 | 2845 | Coal Steam | WECC_WY | Wyoming | Platte | 570 | 1981 | 9999 | 2019 | 133.6101 | 3342989 | 0.07993 | NEI 2019
Laramie River Station | 6204_B_3 | 6204 | B | 3 | 2846 | Coal Steam | WECC_WY | Wyoming | Platte | 570 | 1982 | 9999 | 2019 | 279.6138 | 4071158 | 0.13736 | NEI 2019
Dansby | 6243_B_1 | 6243 | B | 1 | 2860 | O/G Steam | ERC_REST | Texas | Brazos | 110 | 1978 | 9999 | 2019 | 5.928 | 102071 | 0.11615 | NEI 2019
Pawnee | 6248_B_1 | 6248 | B | 1 | 2866 | Coal Steam | WECC_CO | Colorado | Morgan | 505 | 1981 | 9999 | 2017 | 215.6958 | 3521113 | 0.12252 | NEI 2019
Winyah | 6249_B_1 | 6249 | B | 1 | 2867 | Coal Steam | S_VACA | South Carolina | Georgetown | 275 | 1975 | 2029 | 2017 | 9.0316 | 468980 | 0.03852 | NEI 2019
Winyah | 6249_B_2 | 6249 | B | 2 | 2868 | Coal Steam | S_VACA | South Carolina | Georgetown | 285 | 1977 | 2029 | 2019 | 9.599 | 280465 | 0.06845 | NEI 2019
Winyah | 6249_B_3 | 6249 | B | 3 | 2869 | Coal Steam | S_VACA | South Carolina | Georgetown | 285 | 1980 | 2029 | 2019 | 4.1596 | 115416 | 0.07208 | NEI 2019
Winyah | 6249_B_4 | 6249 | B | 4 | 2870 | Coal Steam | S_VACA | South Carolina | Georgetown | 285 | 1981 | 2029 | 2019 | 4.2249 | 114981 | 0.07349 | NEI 2019
Mayo | 6250_B_1A | 6250 | B | 1A | 2871 | Coal Steam | S_VACA | North Carolina | Person | 364 | 1983 | 2028 |  |  |  | 0.22477 | NEI 2019
Mayo | 6250_B_1B | 6250 | B | 1B | 2872 | Coal Steam | S_VACA | North Carolina | Person | 364 | 1983 | 2028 | 2019 | 171.45 | 1525530 | 0.22477 | NEI 2019
Ottumwa | 6254_B_1 | 6254 | B | 1 | 2874 | Coal Steam | MIS_IA | Iowa | Wapello | 725 | 1981 | 9999 | 2019 | 57.9037 | 3790697 | 0.03055 | NEI 2019
Scherer | 6257_B_2 | 6257 | B | 2 | 2876 | Coal Steam | S_SOU | Georgia | Monroe | 860 | 1984 | 9999 | 2019 | 33.6902 | 2896648 | 0.02326 | NEI 2019
Scherer | 6257_B_3 | 6257 | B | 3 | 2877 | Coal Steam | S_SOU | Georgia | Monroe | 860 | 1987 | 2028 | 2019 | 28.1553 | 2636047 | 0.02136 | NEI 2019
Mountaineer | 6264_B_1 | 6264 | B | 1 | 2879 | Coal Steam | PJM_West | West Virginia | Mason | 1299 | 1980 | 2040 | 2019 | 83.39 | 8255230 | 0.0202 | NEI 2019
Crystal River | 628_B_4 | 628 | B | 4 | 442 | Coal Steam | FRCC | Florida | Citrus | 712 | 1982 | 2034 | 2017 | 346.1516 | 3917790 | 0.17671 | NEI 2019
Crystal River | 628_B_5 | 628 | B | 5 | 443 | Coal Steam | FRCC | Florida | Citrus | 710 | 1984 | 2034 | 2019 | 209.6614 | 1588324 | 0.264 | NEI 2019
Crist | 641_B_4 | 641 | B | 4 | 459 | Coal Steam | S_SOU | Florida | Escambia | 75 | 1959 | 2024 | 2019 | 1.3747 | 20617 | 0.13336 | NEI 2019
Crist | 641_B_5 | 641 | B | 5 | 460 | Coal Steam | S_SOU | Florida | Escambia | 75 | 1961 | 2025 | 2019 | 1.6284 | 23180 | 0.14051 | NEI 2019
Crist | 641_B_6 | 641 | B | 6 | 461 | Coal Steam | S_SOU | Florida | Escambia | 299 | 1970 | 9999 | 2019 | 60.8422 | 565192 | 0.2153 | NEI 2019
Crist | 641_B_7 | 641 | B | 7 | 462 | Coal Steam | S_SOU | Florida | Escambia | 475 | 1973 | 9999 | 2019 | 228.0788 | 2059021 | 0.22154 | NEI 2019
Big Bend | 645_B_BB04 | 645 | B | BB04 | 470 | Coal Steam | FRCC | Florida | Hillsborough | 437 | 1985 | 9999 | 2019 | 51.6 | 1297823 | 0.07952 | NEI 2019
Antelope Valley | 6469_B_B1 | 6469 | B | B1 | 2885 | Coal Steam | SPP_WAUE | North Dakota | Mercer | 450 | 1984 | 9999 | 2017 | 191.1 | 2879792 | 0.13272 | NEI 2019
Antelope Valley | 6469_B_B2 | 6469 | B | B2 | 2886 | Coal Steam | SPP_WAUE | North Dakota | Mercer | 450 | 1986 | 9999 | 2019 | 184.8 | 2906335 | 0.12717 | NEI 2019
Intermountain Power Project | 6481_B_1SGA | 6481 | B | 1SGA | 2887 | Coal Steam | WECC_UT | Utah | Millard | 900 | 1986 | 2025 | 2019 | 447.6529 | 3839177 | 0.2332 | NEI 2019
Intermountain Power Project | 6481_B_2SGA | 6481 | B | 2SGA | 2888 | Coal Steam | WECC_UT | Utah | Millard | 900 | 1987 | 2025 | 2019 | 422.6331 | 3722667 | 0.22706 | NEI 2019
Deerhaven Generating Station | 663_B_B2 | 663 | B | B2 | 487 | Coal Steam | FRCC | Florida | Alachua | 232 | 1981 | 2031 | 2019 | 115.4878 | 649767 | 0.35548 | NEI 2019
R D Green | 6639_B_G1 | 6639 | B | G1 | 2896 | Coal Steam | MIS_INKY | Kentucky | Webster | 231 | 1979 | 9999 | 2019 | 58.942 | 1257655 | 0.09373 | NEI 2019
R D Green | 6639_B_G2 | 6639 | B | G2 | 2897 | Coal Steam | MIS_INKY | Kentucky | Webster | 223 | 1981 | 9999 | 2019 | 45.9907 | 1086871 | 0.08463 | NEI 2019
Independence Steam Electric Station | 6641_B_1 | 6641 | B | 1 | 2898 | Coal Steam | MIS_AR | Arkansas | Independence | 809 | 1983 | 2031 | 2017 | 155.4134 | 3172418 | 0.09798 | NEI 2019
Independence Steam Electric Station | 6641_B_2 | 6641 | B | 2 | 2899 | Coal Steam | MIS_AR | Arkansas | Independence | 842 | 1985 | 2031 | 2019 | 122.6962 | 2995458 | 0.08192 | NEI 2019
Louisa | 6664_B_101 | 6664 | B | 101 | 2901 | Coal Steam | MIS_MIDA | Iowa | Louisa | 746 | 1983 | 9999 | 2019 | 298.3916 | 3346358 | 0.17834 | NEI 2019
Northside Generating Station | 667_B_1 | 667 | B | 1 | 497 | Coal Steam | FRCC | Florida | Duval | 293 | 2002 | 9999 |  |  |  | 0.16462 | Default Emission Factor
Northside Generating Station | 667_B_2 | 667 | B | 2 | 499 | Coal Steam | FRCC | Florida | Duval | 293 | 2002 | 9999 |  |  |  | 0.16462 | Default Emission Factor
Warrick | 6705_B_1 | 6705 | B | 1 | 2902 | Coal Steam | MIS_INKY | Indiana | Warrick | 154 | 1960 | 9999 | 2019 | 146.5658 | 1056581 | 0.27743 | NEI 2019
Warrick | 6705_B_2 | 6705 | B | 2 | 2903 | Coal Steam | MIS_INKY | Indiana | Warrick | 146 | 1964 | 9999 | 2019 | 92.2282 | 583779 | 0.31597 | NEI 2019
Warrick | 6705_B_3 | 6705 | B | 3 | 2904 | Coal Steam | MIS_INKY | Indiana | Warrick | 149 | 1965 | 9999 | 2019 | 201.6356 | 1049526 | 0.38424 | NEI 2019
Warrick | 6705_B_4 | 6705 | B | 4 | 2905 | Coal Steam | MIS_INKY | Indiana | Warrick | 295 | 1970 | 9999 | 2019 | 149.3888 | 1524641 | 0.19597 | NEI 2019
Tom G Smith | 673_B_S-3 | 673 | B | S-3 | 507 | O/G Steam | FRCC | Florida | Palm Beach | 26 | 1967 | 9999 | 2019 | 0.20742 | 631 | 0.65743 | NEI 2019
Rawhide | 6761_B_101 | 6761 | B | 101 | 2906 | Coal Steam | WECC_CO | Colorado | Larimer | 280 | 1984 | 2030 | 2017 | 139.9356 | 2195574 | 0.12747 | NEI 2019
Sikeston Power Station | 6768_B_1 | 6768 | B | 1 | 2907 | Coal Steam | SPP_WEST | Missouri | Scott | 240 | 1981 | 9999 | 2019 | 383.2217 | 1618677 | 0.4735 | NEI 2019
Hugo | 6772_B_1 | 6772 | B | 1 | 2908 | Coal Steam | SPP_WEST | Oklahoma | Choctaw | 440 | 1982 | 9999 | 2019 | 21.1444 | 576152 | 0.0734 | NEI 2019
D B Wilson | 6823_B_W1 | 6823 | B | W1 | 2910 | Coal Steam | MIS_INKY | Kentucky | Ohio | 417 | 1984 | 9999 | 2017 | 12.5733 | 2649783 | 0.00949 | NEI 2019
Gadsden | 7_B_1 | 7 | B | 1 | 11 | O/G Steam | S_SOU | Alabama | Etowah | 64 | 1949 | 9999 | 2019 | 10.99 | 171160 | 0.12842 | NEI 2019
Gadsden | 7_B_2 | 7 | B | 2 | 12 | O/G Steam | S_SOU | Alabama | Etowah | 66 | 1949 | 9999 |  |  |  | 0.15323 | Default Emission Factor
East 12th Street | 7013_B_4 | 7013 | B | 4 | 2915 | O/G Steam | SPP_N | Kansas | Cowley | 26 | 1971 | 9999 | 2019 | 0.52891 | 10592 | 0.09987 | NEI 2019
Bowen | 703_B_1BLR | 703 | B | 1BLR | 534 | Coal Steam | S_SOU | Georgia | Bartow | 724 | 1971 | 2028 | 2019 | 120.768 | 3342955 | 0.07225 | NEI 2019
Bowen | 703_B_2BLR | 703 | B | 2BLR | 535 | Coal Steam | S_SOU | Georgia | Bartow | 724 | 1972 | 2028 | 2017 | 83.1055 | 2112726 | 0.07867 | NEI 2019
Bowen | 703_B_3BLR | 703 | B | 3BLR | 536 | Coal Steam | S_SOU | Georgia | Bartow | 892 | 1974 | 2035 | 2019 | 68.6735 | 1873360 | 0.07332 | NEI 2019
Bowen | 703_B_4BLR | 703 | B | 4BLR | 537 | Coal Steam | S_SOU | Georgia | Bartow | 892 | 1975 | 2035 | 2017 | 123.1745 | 3990632 | 0.06173 | NEI 2019
Major Oak Power | 7030_B_U1 | 7030 | B | U1 | 2920 | Coal Steam | ERC_REST | Texas | Robertson | 152 | 1990 | 9999 | 2017 | 178.066 | 1140979 | 0.31213 | NEI 2019
Major Oak Power | 7030_B_U2 | 7030 | B | U2 | 2921 | Coal Steam | ERC_REST | Texas | Robertson | 153 | 1991 | 9999 | 2019 | 250.342 | 1246316 | 0.40173 | NEI 2019
J K Spruce | 7097_B_BLR1 | 7097 | B | BLR1 | 2939 | Coal Steam | ERC_REST | Texas | Bexar | 560 | 1992 | 9999 | 2019 | 65.54 | 2136593 | 0.06135 | NEI 2019
J K Spruce | 7097_B_BLR2 | 7097 | B | BLR2 | 2940 | Coal Steam | ERC_REST | Texas | Bexar | 785 | 2010 | 9999 | 2019 | 87.41 | 4555704 | 0.03837 | NEI 2019
Cope | 7210_B_COP1 | 7210 | B | COP1 | 3006 | Coal Steam | S_VACA | South Carolina | Orangeburg | 415 | 1996 | 9999 | 2019 | 79.9166 | 1851609 | 0.08632 | NEI 2019
Clover | 7213_B_1 | 7213 | B | 1 | 3007 | Coal Steam | PJM_Dom | Virginia | Halifax | 440 | 1995 | 2045 | 2019 | 124.2049 | 665820 | 0.37309 | NEI 2019
Clover | 7213_B_2 | 7213 | B | 2 | 3008 | Coal Steam | PJM_Dom | Virginia | Halifax | 437 | 1996 | 9999 | 2017 | 89.6281 | 1421418 | 0.12611 | NEI 2019
Yates | 728_B_Y6BR | 728 | B | Y6BR | 556 | O/G Steam | S_SOU | Georgia | Coweta | 356 | 1974 | 9999 | 2019 | 40.7239 | 993662 | 0.08197 | NEI 2019
Yates | 728_B_Y7BR | 728 | B | Y7BR | 557 | O/G Steam | S_SOU | Georgia | Coweta | 358 | 1974 | 9999 | 2017 | 41.7173 | 318498 | 0.26196 | NEI 2019
George Neal South | 7343_B_4 | 7343 | B | 4 | 3101 | Coal Steam | MIS_MIDA | Iowa | Woodbury | 645 | 1979 | 9999 | 2019 | 129.7453 | 1543516 | 0.16812 | NEI 2019
Neil Simpson II | 7504_B_2 | 7504 | B | 2 | 3120 | Coal Steam | WECC_WY | Wyoming | Campbell | 80 | 1995 | 9999 | 2019 | 4.27 | 664557 | 0.01285 | NEI 2019
Crisp Plant | 753_B_ST | 753 | B | ST |  | O/G Steam | S_SOU | Georgia | Worth | 10 | 1957 | 9999 |  |  |  | 0.15323 | Default Emission Factor
Ponca | 762_B_2 | 762 | B | 2 | 565 | O/G Steam | SPP_WEST | Oklahoma | Kay | 34 | 1975 | 2025 |  |  |  | 0.15323 | Default Emission Factor
Kapstone | 7737_B_B001 | 7737 | B | B001 | 88328 | Biomass | S_VACA | South Carolina | Charleston | 42 | 1998 | 9999 | 2019 | 289.332 | 238975.5 | 2.4214 | NEI 2019
Kapstone | 7737_B_RB01 | 7737 | B | RB01 | 88328 | Biomass | S_VACA | South Carolina | Charleston | 42 | 1998 | 9999 |  |  |  | 0.68393 | Default Emission Factor
Bonanza | 7790_B_1-1 | 7790 | B | 1-1 | 3228 | Coal Steam | WECC_UT | Utah | Uintah | 458 | 1986 | 2030 | 2017 | 624.7356 | 3400612 | 0.36743 | NEI 2019
Newington | 8002_B_1 | 8002 | B | 1 | 3399 | O/G Steam | NENGREST | New Hampshire | Rockingham | 400 | 1974 | 9999 | 2019 | 0.34311 | 5780 | 0.11872 | NEI 2019
Roseton Generating Facility | 8006_B_1 | 8006 | B | 1 | 3400 | O/G Steam | NY_Z_G-I | New York | Orange | 584 | 1974 | 9999 | 2019 | 1.2606 | 59150 | 0.04263 | NEI 2019
Roseton Generating Facility | 8006_B_2 | 8006 | B | 2 | 3401 | O/G Steam | NY_Z_G-I | New York | Orange | 600 | 1974 | 9999 | 2019 | 1.8494 | 84525 | 0.04376 | NEI 2019
Columbia (WI) | 8023_B_1 | 8023 | B | 1 | 3431 | Coal Steam | MIS_WUMS | Wisconsin | Columbia | 575 | 1975 | 2025 | 2019 | 35.3483 | 2606737 | 0.02712 | NEI 2019
Columbia (WI) | 8023_B_2 | 8023 | B | 2 | 3432 | Coal Steam | MIS_WUMS | Wisconsin | Columbia | 570 | 1978 | 2025 | 2019 | 90.9585 | 2759826 | 0.06592 | NEI 2019
Belews Creek | 8042_B_1 | 8042 | B | 1 | 3433 | Coal Steam | S_VACA | North Carolina | Stokes | 1110 | 1974 | 2038 | 2019 | 320.26 | 3014832 | 0.21246 | NEI 2019
Belews Creek | 8042_B_2 | 8042 | B | 2 | 3434 | Coal Steam | S_VACA | North Carolina | Stokes | 1110 | 1975 | 2038 | 2019 | 433 | 4108810 | 0.21077 | NEI 2019
Anclote | 8048_B_1 | 8048 | B | 1 | 3438 | O/G Steam | FRCC | Florida | Pasco | 498 | 1974 | 9999 | 2019 | 39.8287 | 993714 | 0.08016 | NEI 2019
Anclote | 8048_B_2 | 8048 | B | 2 | 3439 | O/G Steam | FRCC | Florida | Pasco | 505 | 1974 | 9999 | 2019 | 53.7903 | 1284784 | 0.08373 | NEI 2019
Gerald Andrus | 8054_B_1 | 8054 | B | 1 | 3449 | O/G Steam | MIS_MS | Mississippi | Washington | 736 | 1975 | 9999 | 2017 | 17 | 386478 | 0.08797 | NEI 2019
Waterford 1 & 2 | 8056_B_1 | 8056 | B | 1 | 3450 | O/G Steam | MIS_AMSO | Louisiana | St Charles | 411 | 1975 | 9999 | 2019 | 3.96 | 226750 | 0.03493 | NEI 2019
Waterford 1 & 2 | 8056_B_2 | 8056 | B | 2 | 3451 | O/G Steam | MIS_AMSO | Louisiana | St Charles | 428 | 1975 | 2024 | 2019 | 4.72 | 437633 | 0.02157 | NEI 2019
Jim Bridger | 8066_B_BW71 | 8066 | B | BW71 | 3455 | Coal Steam | WECC_WY | Wyoming | Sweetwater | 531 | 1974 | 2037 | 2019 | 171.64 | 2689749 | 0.12763 | NEI 2019
Jim Bridger | 8066_B_BW72 | 8066 | B | BW72 | 3456 | Coal Steam | WECC_WY | Wyoming | Sweetwater | 527 | 1975 | 2037 | 2017 | 156.2 | 2528930 | 0.12353 | NEI 2019
Jim Bridger | 8066_B_BW73 | 8066 | B | BW73 | 3457 | Coal Steam | WECC_WY | Wyoming | Sweetwater | 523 | 1976 | 2037 | 2019 | 165.3 | 2705204 | 0.12221 | NEI 2019
Jim Bridger | 8066_B_BW74 | 8066 | B | BW74 | 3458 | Coal Steam | WECC_WY | Wyoming | Sweetwater | 530 | 1979 | 2037 | 2019 | 234.1 | 3036097 | 0.15421 | NEI 2019
Huntington | 8069_B_1 | 8069 | B | 1 | 3459 | Coal Steam | WECC_UT | Utah | Emery | 459 | 1977 | 2036 | 2019 | 111.3153 | 2835301 | 0.07852 | NEI 2019
Huntington | 8069_B_2 | 8069 | B | 2 | 3460 | Coal Steam | WECC_UT | Utah | Emery | 450 | 1977 | 2036 | 2019 | 201.6806 | 2062224 | 0.1956 | NEI 2019
Gavin Power, LLC | 8102_B_1 | 8102 | B | 1 | 3461 | Coal Steam | PJM_West | Ohio | Gallia | 1348 | 1974 | 9999 | 2017 | 286.83 | 8342768 | 0.06876 | NEI 2019
Gavin Power, LLC | 8102_B_2 | 8102 | B | 2 | 3462 | Coal Steam | PJM_West | Ohio | Gallia | 1361 | 1975 | 9999 | 2019 | 456.78 | 7055072 | 0.12949 | NEI 2019
Ray D Nixon | 8219_B_1 | 8219 | B | 1 | 3466 | Coal Steam | WECC_CO | Colorado | El Paso | 208 | 1980 | 2029 | 2017 | 85.4594 | 1344748 | 0.1271 | NEI 2019
Coyote | 8222_B_B1 | 8222 | B | B1 | 3469 | Coal Steam | MIS_MAPP | North Dakota | Mercer | 429 | 1981 | 9999 | 2019 | 409.76 | 2061731 | 0.39749 | NEI 2019
Springerville | 8223_B_1 | 8223 | B | 1 | 3470 | Coal Steam | WECC_AZ | Arizona | Apache | 387 | 1985 | 2027 | 2019 | 108.4242 | 2377109 | 0.09122 | NEI 2019
Springerville | 8223_B_2 | 8223 | B | 2 | 3471 | Coal Steam | WECC_AZ | Arizona | Apache | 406 | 1990 | 2032 | 2019 | 97.6352 | 2384718 | 0.08188 | NEI 2019
Springerville | 8223_B_3 | 8223 | B | 3 | 89514 | Coal Steam | WECC_AZ | Arizona | Apache | 417 | 2006 | 9999 | 2019 | 241.6131 | 1743875 | 0.2771 | NEI 2019
Springerville | 8223_B_4 | 8223 | B | 4 | 90132 | Coal Steam | WECC_AZ | Arizona | Apache | 415 | 2009 | 9999 | 2019 | 111.3037 | 1420535 | 0.15671 | NEI 2019
North Valmy | 8224_B_2 | 8224 | B | 2 | 3474 | Coal Steam | WECC_NNV | Nevada | Humboldt | 268 | 1985 | 2025 | 2019 | 33.0168 | 622850 | 0.10602 | NEI 2019
Joliet 9 | 874_B_5 | 874 | B | 5 | 590 | O/G Steam | PJM_COMD | Illinois | Will | 314 | 1959 | 2045 |  |  |  | 0.15323 | Default Emission Factor
Kincaid Generation LLC | 876_B_1 | 876 | B | 1 | 591 | Coal Steam | PJM_COMD | Illinois | Christian | 554 | 1967 | 2027 | 2019 | 20.2671 | 1632600 | 0.02483 | NEI 2019
Kincaid Generation LLC | 876_B_2 | 876 | B | 2 | 592 | Coal Steam | PJM_COMD | Illinois | Christian | 554 | 1968 | 2027 | 2017 | 17.9535 | 2491273 | 0.01441 | NEI 2019
Powerton | 879_B_51 | 879 | B | 51 | 593 | Coal Steam | PJM_COMD | Illinois | Tazewell | 384 | 1972 | 2030 |  |  |  | 0.11421 | NEI 2019
Powerton | 879_B_52 | 879 | B | 52 | 594 | Coal Steam | PJM_COMD | Illinois | Tazewell | 384 | 1972 | 2030 | 2017 | 107.4509 | 1881620 | 0.11421 | NEI 2019
Powerton | 879_B_61 | 879 | B | 61 | 595 | Coal Steam | PJM_COMD | Illinois | Tazewell | 384 | 1975 | 2030 |  |  |  | 0.04816 | NEI 2019
Powerton | 879_B_62 | 879 | B | 62 | 596 | Coal Steam | PJM_COMD | Illinois | Tazewell | 384 | 1975 | 2030 | 2017 | 73.0204 | 3032180 | 0.04816 | NEI 2019
Baldwin Energy Complex | 889_B_1 | 889 | B | 1 | 611 | Coal Steam | MIS_IL | Illinois | Randolph | 576 | 1973 | 2025 | 2017 | 22.7959 | 3954327 | 0.01153 | NEI 2019
Baldwin Energy Complex | 889_B_2 | 889 | B | 2 | 612 | Coal Steam | MIS_IL | Illinois | Randolph | 581 | 1973 | 2025 | 2019 | 23.7455 | 3183429 | 0.01492 | NEI 2019
Astoria Generating Station | 8906_B_20 | 8906 | B | 20 | 3485 | O/G Steam | NY_Z_J | New York | Queens | 173 | 1954 | 9999 | 2019 | 0.56773 | 7278 | 0.15601 | NEI 2019
Astoria Generating Station | 8906_B_30 | 8906 | B | 30 | 90457 | O/G Steam | NY_Z_J | New York | Queens | 377 | 1958 | 9999 | 2019 | 18.9301 | 402815 | 0.09399 | NEI 2019
Astoria Generating Station | 8906_B_50 | 8906 | B | 50 | 90461 | O/G Steam | NY_Z_J | New York | Queens | 378 | 1962 | 9999 | 2019 | 11.9621 | 254075 | 0.09416 | NEI 2019
Dallman | 963_B_41 | 963 | B | 41 | 89910 | Coal Steam | MIS_IL | Illinois | Sangamon | 208 | 2009 | 2050 | 2019 | 6.1936 | 986799 | 0.01255 | NEI 2019
Winnetka | 972_B_4 | 972 | B | 4 |  | O/G Steam | PJM_COMD | Illinois | Cook | 7 | 1958 | 2045 |  |  |  | 0.15323 | Default Emission Factor
Winnetka | 972_B_5 | 972 | B | 5 |  | O/G Steam | PJM_COMD | Illinois | Cook | 7 | 1938 | 2045 | 2019 | 0.072049 | 683.25 | 0.2109 | NEI 2019
Winnetka | 972_B_7 | 972 | B | 7 |  | O/G Steam | PJM_COMD | Illinois | Cook | 7 | 1948 | 2045 |  |  |  | 0.15323 | Default Emission Factor
Winnetka | 972_B_8 | 972 | B | 8 |  | O/G Steam | PJM_COMD | Illinois | Cook | 7 | 1958 | 2045 |  |  |  | 0.15323 | Default Emission Factor
Marion | 976_B_123 | 976 | B | 123 | 9173 | Coal Steam | MIS_IL | Illinois | Williamson | 120 | 1978 | 2030 | 2017 | 29.1781 | 622751 | 0.09371 | NEI 2019
Clifty Creek | 983_B_1 | 983 | B | 1 | 658 | Coal Steam | MIS_INKY | Indiana | Jefferson | 196 | 1955 | 9999 | 2019 | 32.7903 | 943442 | 0.06951 | NEI 2019
Clifty Creek | 983_B_2 | 983 | B | 2 | 659 | Coal Steam | MIS_INKY | Indiana | Jefferson | 196 | 1955 | 9999 | 2019 | 36.7018 | 1082374 | 0.06782 | NEI 2019
Clifty Creek | 983_B_3 | 983 | B | 3 | 660 | Coal Steam | MIS_INKY | Indiana | Jefferson | 196 | 1955 | 9999 | 2019 | 33.7644 | 1025017 | 0.06588 | NEI 2019
Clifty Creek | 983_B_4 | 983 | B | 4 | 661 | Coal Steam | MIS_INKY | Indiana | Jefferson | 196 | 1955 | 9999 | 2019 | 34.5138 | 1053890 | 0.0655 | NEI 2019
Clifty Creek | 983_B_5 | 983 | B | 5 | 662 | Coal Steam | MIS_INKY | Indiana | Jefferson | 196 | 1955 | 9999 | 2019 | 32.5117 | 984046 | 0.06608 | NEI 2019
Clifty Creek | 983_B_6 | 983 | B | 6 | 663 | Coal Steam | MIS_INKY | Indiana | Jefferson | 196 | 1956 | 9999 | 2019 | 20.407 | 634210 | 0.06435 | NEI 2019
Harding Street | 990_B_50 | 990 | B | 50 | 675 | O/G Steam | MIS_INKY | Indiana | Marion | 101 | 1958 | 9999 |  |  |  | 0.15323 | Default Emission Factor
Harding Street | 990_B_60 | 990 | B | 60 | 677 | O/G Steam | MIS_INKY | Indiana | Marion | 99 | 1961 | 9999 |  |  |  | 0.15323 | Default Emission Factor
Harding Street | 990_B_70 | 990 | B | 70 | 679 | O/G Steam | MIS_INKY | Indiana | Marion | 418 | 1973 | 9999 | 2019 | 28.8078 | 688323 | 0.0837 | NEI 2019
CC Perry K | 992_B_11 | 992 | B | 11 | 691 | O/G Steam | MIS_INKY | Indiana | Marion | 2.1 | 1938 | 9999 |  |  |  | 0.15323 | Default Emission Factor
CC Perry K | 992_B_12 | 992 | B | 12 | 9090 | O/G Steam | MIS_INKY | Indiana | Marion | 2.1 | 1938 | 9999 |  |  |  | 0.15323 | Default Emission Factor
CC Perry K | 992_B_13 | 992 | B | 13 | 9091 | O/G Steam | MIS_INKY | Indiana | Marion | 0.38 | 1938 | 9999 |  |  |  | 0.15323 | Default Emission Factor
CC Perry K | 992_B_14 | 992 | B | 14 | 9092 | O/G Steam | MIS_INKY | Indiana | Marion | 0.38 | 1938 | 9999 |  |  |  | 0.15323 | Default Emission Factor
CC Perry K | 992_B_15 | 992 | B | 15 | 9091 | O/G Steam | MIS_INKY | Indiana | Marion | 0.38 | 1938 | 9999 |  |  |  | 0.15323 | Default Emission Factor
CC Perry K | 992_B_16 | 992 | B | 16 | 9094 | O/G Steam | MIS_INKY | Indiana | Marion | 0.38 | 1938 | 9999 | 2019 | 0.3021 | 2240.4575 | 0.26968 | NEI 2019
CC Perry K | 992_B_17 | 992 | B | 17 | 9091 | O/G Steam | MIS_INKY | Indiana | Marion | 0.38 | 1938 | 9999 | 2019 | 0.21401 | 2240.4575 | 0.19104 | NEI 2019
CC Perry K | 992_B_18 | 992 | B | 18 | 9091 | O/G Steam | MIS_INKY | Indiana | Marion | 0.38 | 1938 | 9999 | 2019 | 0.15368 | 2240.4575 | 0.13719 | NEI 2019
AES Petersburg | 994_B_3 | 994 | B | 3 | 694 | Coal Steam | MIS_INKY | Indiana | Pike | 528 | 1977 | 9999 | 2019 | 283.5225 | 2406077 | 0.23567 | NEI 2019
AES Petersburg | 994_B_4 | 994 | B | 4 | 695 | Coal Steam | MIS_INKY | Indiana | Pike | 530 | 1986 | 9999 | 2017 | 74.1763 | 2760929 | 0.05373 | NEI 2019
Michigan City | 997_B_12 | 997 | B | 12 | 702 | Coal Steam | MIS_INKY | Indiana | LaPorte | 469 | 1974 | 2028 | 2019 | 121.1731 | 1072965 | 0.22587 | NEI 2019
Fourche Creek Wastewater | 10050_G_4 | 10050 | G | 4 |  | Non-Fossil Waste | MIS_AR | Arkansas | Pulaski | 1.3 | 2009 | 9999 |  |  |  | 0.81254 | Default Emission Factor
Mars Wrigley Confectionery US, LLC | 10061_G_GEN1 | 10061 | G | GEN1 |  | Combined Cycle | PJM_EMAC | New Jersey | WARREN | 8.8 | 1989 | 9999 | 2019 | 5.53 | 57470 | 0.19245 | NEI 2019
Noblesville | 1007_G_1 | 1007 | G | 1 | 8288 | Combined Cycle | MIS_INKY | Indiana | Hamilton | 43 | 1950 | 9999 |  |  |  | 0.05946 | NEI 2019
Noblesville | 1007_G_2 | 1007 | G | 2 | 8288 | Combined Cycle | MIS_INKY | Indiana | Hamilton | 44 | 1950 | 9999 |  |  |  | 0.05946 | NEI 2019
Noblesville | 1007_G_3 | 1007 | G | 3 | 8288 | Combined Cycle | MIS_INKY | Indiana | Hamilton | 59 | 2003 | 9999 | 2019 | 12.7829 | 474267 | 0.05946 | NEI 2019
Noblesville | 1007_G_4 | 1007 | G | 4 | 8290 | Combined Cycle | MIS_INKY | Indiana | Hamilton | 60 | 2003 | 9999 | 2017 | 13.1283 | 188192 | 0.05946 | NEI 2019
Noblesville | 1007_G_5 | 1007 | G | 5 | 8292 | Combined Cycle | MIS_INKY | Indiana | Hamilton | 58 | 2003 | 9999 | 2019 | 7.8842 | 474267 | 0.05946 | NEI 2019
Total Energy Facilities | 10091_G_G2 | 10091 | G | G2 |  | Non-Fossil Waste | WEC_LADW | California | Los Angeles | 8 | 2003 | 9999 |  |  |  | 0.81254 | Default Emission Factor
Total Energy Facilities | 10091_G_G3 | 10091 | G | G3 |  | Non-Fossil Waste | WEC_LADW | California | Los Angeles | 8 | 2001 | 9999 |  |  |  | 0.81254 | Default Emission Factor
Greene County | 10_G_GT10 | 10 | G | GT10 | 21 | Combustion Turbine | S_SOU | Alabama | Greene | 85 | 1996 | 9999 | 2017 | 0.0546 | 7257.0473 | 0.01505 | NEI 2019
Greene County | 10_G_GT2 | 10 | G | GT2 | 22 | Combustion Turbine | S_SOU | Alabama | Greene | 84 | 1996 | 9999 | 2019 | 0.0546 | 4950.3243 | 0.02206 | NEI 2019
Greene County | 10_G_GT3 | 10 | G | GT3 | 23 | Combustion Turbine | S_SOU | Alabama | Greene | 82 | 1995 | 9999 | 2019 | 0.0546 | 4832.4595 | 0.0226 | NEI 2019
Greene County | 10_G_GT4 | 10 | G | GT4 | 24 | Combustion Turbine | S_SOU | Alabama | Greene | 81 | 1995 | 9999 | 2019 | 0.0364 | 4773.527 | 0.01525 | NEI 2019
Greene County | 10_G_GT5 | 10 | G | GT5 | 25 | Combustion Turbine | S_SOU | Alabama | Greene | 82 | 1995 | 9999 | 2019 | 0.0546 | 4832.4595 | 0.0226 | NEI 2019
Greene County | 10_G_GT6 | 10 | G | GT6 | 26 | Combustion Turbine | S_SOU | Alabama | Greene | 81 | 1995 | 9999 | 2019 | 0.0546 | 4773.527 | 0.02288 | NEI 2019
Greene County | 10_G_GT7 | 10 | G | GT7 | 27 | Combustion Turbine | S_SOU | Alabama | Greene | 80 | 1995 | 9999 | 2019 | 0.0546 | 4714.5946 | 0.02316 | NEI 2019
Greene County | 10_G_GT8 | 10 | G | GT8 | 28 | Combustion Turbine | S_SOU | Alabama | Greene | 83 | 1996 | 9999 | 2019 | 0.0364 | 4891.3919 | 0.01488 | NEI 2019
Greene County | 10_G_GT9 | 10 | G | GT9 | 29 | Combustion Turbine | S_SOU | Alabama | Greene | 82 | 1996 | 9999 | 2019 | 0.0364 | 4832.4595 | 0.01507 | NEI 2019
Mosaic South Pierce Operations | 10004_G_TG1 | 10004 | G | TG1 |  | Non-Fossil Waste | FRCC | Florida | Polk | 4 | 1978 | 9999 |  |  |  | 0.81254 | Default Emission Factor
Mosaic South Pierce Operations | 10004_G_TG2 | 10004 | G | TG2 |  | Non-Fossil Waste | FRCC | Florida | Polk | 33 | 1992 | 9999 |  |  |  | 0.81254 | Default Emission Factor
Baptist Medical Center | 10008_G_TG-2 | 10008 | G | TG-2 |  | Combustion Turbine | FRCC | Florida | Duval | 2.2 | 1983 | 9999 |  |  |  | 0.155 | Default Emission Factor
Baptist Medical Center | 10008_G_TG-3 | 10008 | G | TG-3 |  | Combustion Turbine | FRCC | Florida | Duval | 2.7 | 1986 | 9999 |  |  |  | 0.155 | Default Emission Factor
Baptist Medical Center | 10008_G_TG-4 | 10008 | G | TG-4 |  | Combustion Turbine | FRCC | Florida | Duval | 3.2 | 1993 | 9999 |  |  |  | 0.155 | Default Emission Factor
Cayuga | 1001_G_31 | 1001 | G | 31 |  | Combustion Turbine | MIS_INKY | Indiana | Vermillion | 3 | 1972 | 9999 |  |  |  | 0.86775 | Default Emission Factor
Cayuga | 1001_G_32 | 1001 | G | 32 |  | Combustion Turbine | MIS_INKY | Indiana | Vermillion | 3 | 1972 | 9999 |  |  |  | 0.86775 | Default Emission Factor
Cayuga | 1001_G_33 | 1001 | G | 33 |  | Combustion Turbine | MIS_INKY | Indiana | Vermillion | 2 | 1972 | 9999 |  |  |  | 0.86775 | Default Emission Factor
Cayuga | 1001_G_34 | 1001 | G | 34 |  | Combustion Turbine | MIS_INKY | Indiana | Vermillion | 2 | 1972 | 9999 |  |  |  | 0.86775 | Default Emission Factor
Cayuga | 1001_G_4 | 1001 | G | 4 | 708 | Combustion Turbine | MIS_INKY | Indiana | Vermillion | 80 | 1993 | 9999 | 2019 | 0.038248 | 8417 | 0.00909 | NEI 2019
RED-Rochester, LLC | 10025_G_75TG | 10025 | G | 75TG |  | O/G Steam | NY_Z_B | New York | Monroe | 2.2 | 2015 | 9999 |  |  |  | 0.15323 | Default Emission Factor
Energy Center Dover | 10030_G_COG1 | 10030 | G | COG1 |  | Combined Cycle | PJM_EMAC | Delaware | Kent | 15 | 1985 | 9999 |  |  |  | 0.0567 | NEI 2019
Energy Center Dover | 10030_G_KD-1 | 10030 | G | KD-1 | 5046 | Combined Cycle | PJM_EMAC | Delaware | Kent | 44 | 2001 | 9999 | 2019 | 2.34 | 70077 | 0.0567 | NEI 2019
Energy Center Dover | 10030_G_KD-2 | 10030 | G | KD-2 | 5047 | Combustion Turbine | PJM_EMAC | Delaware | Kent | 44 | 2001 | 9999 | 2019 | 0.69749 | 20835 | 0.06695 | NEI 2019
Gilroy Power Plant | 10034_G_GEN1 | 10034 | G | GEN1 | 89552 | Combined Cycle | WEC_CALN | California | Santa Clara | 85 | 1987 | 9999 | 2017 | 3.3933 | 82916 | 0.06501 | NEI 2019
Gilroy Power Plant | 10034_G_GEN2 | 10034 | G | GEN2 | 89552 | Combined Cycle | WEC_CALN | California | Santa Clara | 30 | 1987 | 9999 | 2017 | 0.36218 | 32620 | 0.06501 | NEI 2019
Edwardsport | 1004_G_CT1 | 1004 | G | CT1 | 90673 | IGCC | MIS_INKY | Indiana | Knox | 174.9 | 2013 | 9999 | 2019 | 13.3621 | 2936135 | 0.0091 | NEI 2019
Edwardsport | 1004_G_CT2 | 1004 | G | CT2 | 90674 | IGCC | MIS_INKY | Indiana | Knox | 174.9 | 2013 | 9999 | 2019 | 16.9127 | 1045767 | 0.03235 | NEI 2019
Edwardsport | 1004_G_ST | 1004 | G | ST | 90673 | IGCC | MIS_INKY | Indiana | Knox | 245.2 | 2013 | 9999 |  |  |  | 0.0091 | NEI 2019
Kaweah Delta District Hospital | 10042_G_KDHT1 | 10042 | G | KDHT1 |  | Combustion Turbine | WECC_SCE | California | Tulare | 3.5 | 2008 | 9999 | 2018 | 0.32222 | 19060.02 | 0.03381 | California Air Resources Board
Total Energy Facilities | 10091_G_GEN1 | 10091 | G | GEN1 |  | Non-Fossil Waste | WEC_LADW | California | Los Angeles | 8 | 1986 | 9999 |  |  |  | 0.81254 | Default Emission Factor
Total Energy Facilities | 10091_G_GEN4 | 10091 | G | GEN4 |  | Non-Fossil Waste | WEC_LADW | California | Los Angeles | 7.4 | 1986 | 9999 |  |  |  | 0.81254 | Default Emission Factor
Frito-Lay Cogen Plant | 10110_G_GEN1 | 10110 | G | GEN1 |  | Combustion Turbine | WEC_CALN | California | Kern | 5.5 | 1986 | 9999 |  |  |  | 0.155 | Default Emission Factor
Grossmont Hospital | 10115_G_GEN3 | 10115 | G | GEN3 |  | Combustion Turbine | WEC_SDGE | California | San Diego | 4.2 | 2016 | 9999 | 2018 | 0.92844 | 29556 | 0.06283 | California Air Resources Board
Indiana University of Pennsylvania | 10129_G_GEN1 | 10129 | G | GEN1 |  | Combustion Turbine | PJM_PENE | Pennsylvania | Indiana | 6 | 1988 | 9999 | 2019 | 1.0779 | 3510.25 | 0.61415 | NEI 2019
Indiana University of Pennsylvania | 10129_G_GEN2 | 10129 | G | GEN2 |  | Combustion Turbine | PJM_PENE | Pennsylvania | Indiana | 6 | 1988 | 9999 | 2019 | 1.1382 | 3510.25 | 0.64849 | NEI 2019
Indiana University of Pennsylvania | 10129_G_GEN3 | 10129 | G | GEN3 |  | Combustion Turbine | PJM_PENE | Pennsylvania | Indiana | 6 | 1988 | 9999 | 2019 | 1.2323 | 3510.25 | 0.70209 | NEI 2019
Indiana University of Pennsylvania | 10129_G_GEN4 | 10129 | G | GEN4 |  | Combustion Turbine | PJM_PENE | Pennsylvania | Indiana | 6 | 1988 | 9999 | 2019 | 1.2258 | 3510.25 | 0.69839 | NEI 2019
Fresno Cogen Partners | 10156_G_GEN2 | 10156 | G | GEN2 | 89509 | Combined Cycle | WEC_CALN | California | Fresno | 6 | 1990 | 9999 |  |  |  | 0.06546 | NEI 2019
Fresno Cogen Partners | 10156_G_GEN3 | 10156 | G | GEN3 |  | Combustion Turbine | WEC_CALN | California | Fresno | 21.9 | 2001 | 9999 | 2017 | 0.24191 | 4845 | 0.09986 | NEI 2019
Fresno Cogen Partners | 10156_G_GEN4 | 10156 | G | GEN4 | 89509 | Combined Cycle | WEC_CALN | California | Fresno | 45 | 2004 | 9999 | 2017 | 0.6178 | 16519 | 0.06546 | NEI 2019
Butler-Warner Generation Plant | 1016_G_1 | 1016 | G | 1 | 9622 | Combined Cycle | S_VACA | North Carolina | Cumberland | 20 | 1976 | 9999 |  |  |  | 0.12138 | NEI 2019
Butler-Warner Generation Plant | 1016_G_2 | 1016 | G | 2 | 9623 | Combined Cycle | S_VACA | North Carolina | Cumberland | 20 | 1976 | 9999 |  |  |  | 0.12138 | NEI 2019
Butler-Warner Generation Plant | 1016_G_3 | 1016 | G | 3 | 9624 | Combined Cycle | S_VACA | North Carolina | Cumberland | 20 | 1976 | 9999 |  |  |  | 0.12138 | NEI 2019
Butler-Warner Generation Plant | 1016_G_4 | 1016 | G | 4 | 9625 | Combustion Turbine | S_VACA | North Carolina | Cumberland | 20 | 1976 | 9999 |  |  |  | 0.12166 | NEI 2019
Butler-Warner Generation Plant | 1016_G_5 | 1016 | G | 5 | 9626 | Combustion Turbine | S_VACA | North Carolina | Cumberland | 20 | 1977 | 9999 | 2019 | 0.1 | 1644 | 0.12166 | NEI 2019
Butler-Warner Generation Plant | 1016_G_6 | 1016 | G | 6 | 9627 | Combined Cycle | S_VACA | North Carolina | Cumberland | 20 | 1978 | 9999 |  |  |  | 0.12138 | NEI 2019
Butler-Warner Generation Plant | 1016_G_7 | 1016 | G | 7 | 9628 | Combined Cycle | S_VACA | North Carolina | Cumberland | 20 | 1979 | 9999 | 2019 | 0.44 | 5813 | 0.12138 | NEI 2019
Butler-Warner Generation Plant | 1016_G_8 | 1016 | G | 8 | 88321 | Combined Cycle | S_VACA | North Carolina | Cumberland | 20 | 1980 | 9999 | 2019 | 0.1 | 1635 | 0.12138 | NEI 2019
Butler-Warner Generation Plant | 1016_G_9 | 1016 | G | 9 | 9622 | Combined Cycle | S_VACA | North Carolina | Cumberland | 65 | 1988 | 9999 |  |  |  | 0.12138 | NEI 2019
Seadrift Coke LP | 10167_G_GEN1 | 10167 | G | GEN1 |  | Coal Steam | ERC_REST | Texas | Calhoun | 7.6 | 1983 | 9999 | 2019 | 8.79 | 26073 | 0.67426 | NEI 2019
Carson Cogeneration | 10169_G_GEN1 | 10169 | G | GEN1 | 89366 | Combined Cycle | WECC_SCE | California | Los Angeles | 41.3 | 1989 | 9999 |  |  |  | 0.04609 | Default Emission Factor
Carson Cogeneration | 10169_G_GEN2 | 10169 | G | GEN2 | 89366 | Combined Cycle | WECC_SCE | California | Los Angeles | 8 | 1990 | 9999 |  |  |  | 0.04609 | Default Emission Factor
Childrens Hospital | 10175_G_0799 | 10175 | G | 0799 |  | Combustion Turbine | WEC_SDGE | California | San Diego | 2 | 2000 | 9999 |  |  |  | 0.86775 | Default Emission Factor
Childrens Hospital | 10175_G_1711 | 10175 | G | 1711 |  | Combustion Turbine | WEC_SDGE | California | San Diego | 4.8 | 2004 | 9999 |  |  |  | 0.155 | Default Emission Factor
Childrens Hospital | 10175_G_5083 | 10175 | G | 5083 |  | Combustion Turbine | WEC_SDGE | California | San Diego | 1.5 | 2010 | 9999 |  |  |  | 0.86775 | Default Emission Factor
Childrens Hospital | 10175_G_5084 | 10175 | G | 5084 |  | Combustion Turbine | WEC_SDGE | California | San Diego | 1.5 | 2010 | 9999 |  |  |  | 0.86775 | Default Emission Factor
Childrens Hospital | 10175_G_5085 | 10175 | G | 5085 |  | Combustion Turbine | WEC_SDGE | California | San Diego | 1.5 | 2010 | 9999 |  |  |  | 0.86775 | Default Emission Factor
M Street Jet | 10176_G_NO.6 | 10176 | G | NO.6 | 3530 | Combustion Turbine | NENGREST | Massachusetts | Suffolk | 50 | 1979 | 9999 | 2019 | 0.012279 | 309 | 0.07947 | NEI 2019
Metro Wastewater Reclamation District | 10180_G_1 | 10180 | G | 1 |  | Non-Fossil Waste | WECC_CO | Colorado | Denver | 1.2 | 1985 | 9999 |  |  |  | 0.81254 | Default Emission Factor
Metro Wastewater Reclamation District | 10180_G_2 | 10180 | G | 2 |  | Non-Fossil Waste | WECC_CO | Colorado | Denver | 1.2 | 1985 | 9999 |  |  |  | 0.81254 | Default Emission Factor
Metro Wastewater Reclamation District | 10180_G_3 | 10180 | G | 3 |  | Non-Fossil Waste | WECC_CO | Colorado | Denver | 1.2 | 1985 | 9999 |  |  |  | 0.81254 | Default Emission Factor
Metro Wastewater Reclamation District | 10180_G_4 | 10180 | G | 4 |  | Non-Fossil Waste | WECC_CO | Colorado | Denver | 1.2 | 1985 | 9999 |  |  |  | 0.81254 | Default Emission Factor
Metro Wastewater Reclamation District | 10180_G_5 | 10180 | G | 5 |  | Non-Fossil Waste | WECC_CO | Colorado | Denver | 2.5 | 2000 | 9999 |  |  |  | 0.81254 | Default Emission Factor
Metro Wastewater Reclamation District | 10180_G_6 | 10180 | G | 6 |  | Non-Fossil Waste | WECC_CO | Colorado | Denver | 2.5 | 2000 | 9999 |  |  |  | 0.81254 | Default Emission Factor
Central Utility Plant | 10184_G_EG1 | 10184 | G | EG1 |  | Combustion Turbine | ERC_REST | Texas | Travis | 3.6 | 1988 | 9999 |  |  |  | 0.86775 | Default Emission Factor
Central Utility Plant | 10184_G_EG2 | 10184 | G | EG2 |  | Combustion Turbine | ERC_REST | Texas | Travis | 2.5 | 1988 | 9999 |  |  |  | 0.86775 | Default Emission Factor
Central Utility Plant | 10184_G_TG1 | 10184 | G | TG1 |  | O/G Steam | ERC_REST | Texas | Travis | 2.2 | 1988 | 9999 |  |  |  | 0.15323 | Default Emission Factor
Castleton Energy Center | 10190_G_GEN1 | 10190 | G | GEN1 | 3532 | Combined Cycle | NY_Z_F | New York | Rensselaer | 45.8 | 1992 | 9999 | 2019 | 1.4957 | 92787 | 0.02333 | NEI 2019
Castleton Energy Center | 10190_G_GEN2 | 10190 | G | GEN2 | 3532 | Combined Cycle | NY_Z_F | New York | Rensselaer | 24.4 | 1992 | 9999 | 2019 | 0.01445 | 36688 | 0.02333 | NEI 2019
Mosaic Phosphates Uncle Sam | 10198_G_GEN2 | 10198 | G | GEN2 |  | Non-Fossil Waste | MIS_AMSO | Louisiana | St James | 11 | 1968 | 9999 |  |  |  | 0.81254 | Default Emission Factor
Mosaic Phosphates Uncle Sam | 10198_G_GEN3 | 10198 | G | GEN3 |  | Non-Fossil Waste | MIS_AMSO | Louisiana | St James | 15 | 2016 | 9999 |  |  |  | 0.81254 | Default Emission Factor
Mosaic Co Tampa Facility | 10204_G_GEN1 | 10204 | G | GEN1 |  | Non-Fossil Waste | FRCC | Florida | Hillsborough | 34.4 | 1988 | 9999 |  |  |  | 0.81254 | Default Emission Factor
El Segundo Cogen | 10213_G_GEN1 | 10213 | G | GEN1 |  | Combined Cycle | WEC_LADW | California | Los Angeles | 38.7 | 1987 | 9999 | 2018 | 1.6988 | 267720 | 0.0118 | California Air Resources Board
El Segundo Cogen | 10213_G_GEN2 | 10213 | G | GEN2 |  | Combined Cycle | WEC_LADW | California | Los Angeles | 38.7 | 1987 | 9999 | 2018 | 1.6988 | 275117 | 0.0118 | California Air Resources Board
El Segundo Cogen | 10213_G_GEN5 | 10213 | G | GEN5 |  | Combined Cycle | WEC_LADW | California | Los Angeles | 39.2 | 1996 | 9999 | 2018 | 1.7208 | 336366 | 0.0118 | California Air Resources Board
El Segundo Cogen | 10213_G_GEN6 | 10213 | G | GEN6 |  | Combined Cycle | WEC_LADW | California | Los Angeles | 9.1 | 1996 | 9999 |  |  |  | 0.04609 | Default Emission Factor
El Segundo Cogen | 10213_G_GEN7 | 10213 | G | GEN7 |  | Combined Cycle | WEC_LADW | California | Los Angeles | 40.7 | 2013 | 9999 | 2018 | 1.7866 | 307134 | 0.01221 | California Air Resources Board
El Segundo Cogen | 10213_G_GEN8 | 10213 | G | GEN8 |  | Combined Cycle | WEC_LADW | California | Los Angeles | 5.2 | 2013 | 9999 |  |  |  | 0.04609 | Default Emission Factor
Crawfordsville Power Plant | 1024_G_D1 | 1024 | G | D1 |  | Combustion Turbine | MIS_INKY | Indiana | Montgomery | 0.9 | 1994 | 9999 |  |  |  | 0.86775 | Default Emission Factor
Ticona Polymers Inc | 10243_G_GEN5 | 10243 | G | GEN5 |  | Combustion Turbine | ERC_REST | Texas | Nueces | 32.5 | 1989 | 9999 | 2019 | 13.4238 | 269498 | 0.09962 | NEI 2019
King City Power Plant | 10294_G_GTG | 10294 | G | GTG | 91323 | Combined Cycle | WEC_CALN | California | Monterey | 73 | 1989 | 9999 |  |  |  | 0.04609 | Default Emission Factor
King City Power Plant | 10294_G_STG | 10294 | G | STG | 8434 | Combined Cycle | WEC_CALN | California | Monterey | 38 | 1989 | 9999 |  |  |  | 0.04609 | Default Emission Factor
Bayou Cogen Plant | 10298_G_GT1 | 10298 | G | GT1 | 88564 | Combustion Turbine | ERC_REST | Texas | Harris | 75 | 2014 | 9999 | 2019 | 15.14 | 591915.256 | 0.05116 | NEI 2019
Bayou Cogen Plant | 10298_G_GT2 | 10298 | G | GT2 | 88564 | Combustion Turbine | ERC_REST | Texas | Harris | 75 | 2015 | 9999 | 2019 | 2.69 | 591915.256 | 0.00909 | NEI 2019
Bayou Cogen Plant | 10298_G_GT3 | 10298 | G | GT3 | 88565 | Combustion Turbine | ERC_REST | Texas | Harris | 75 | 2015 | 9999 | 2019 | 16.76 | 591915.256 | 0.05663 | NEI 2019
Dutchess Cnty Resource Recovery Facility | 10305_G_GEN1 | 10305 | G | GEN1 |  | Municipal Solid Waste | NY_Z_G-I | New York | Dutchess | 7.2 | 1987 | 9999 | 2019 | 0.07166 | 42299 | 0.00339 | NEI 2019
Bellingham Cogeneration Facility | 10307_G_CT1 | 10307 | G | CT1 | 3537 | Combined Cycle | NENGREST | Massachusetts | Norfolk | 102 | 1991 | 9999 | 2019 | 0.70236 | 29602 | 0.05203 | NEI 2019
Bellingham Cogeneration Facility | 10307_G_CT2 | 10307 | G | CT2 | 3538 | Combined Cycle | NENGREST | Massachusetts | Norfolk | 102 | 1991 | 9999 | 2019 | 0.66811 | 23082 | 0.05203 | NEI 2019
Bellingham Cogeneration Facility | 10307_G_ST1 | 10307 | G | ST1 | 3537 | Combined Cycle | NENGREST | Massachusetts | Norfolk | 60 | 1991 | 9999 |  |  |  | 0.05203 | NEI 2019
Sayreville Cogeneration Facility | 10308_G_CT1 | 10308 | G | CT1 | 3539 | Combined Cycle | PJM_EMAC | New Jersey | Middlesex | 112 | 1991 | 9999 | 2019 | 1.94 | 152892 | 0.01796 | NEI 2019
Sayreville Cogeneration Facility | 10308_G_CT2 | 10308 | G | CT2 | 3540 | Combined Cycle | PJM_EMAC | New Jersey | Middlesex | 112 | 1991 | 9999 | 2019 | 1.58 | 133944 | 0.01796 | NEI 2019
Sayreville Cogeneration Facility | 10308_G_ST1 | 10308 | G | ST1 | 3539 | Combined Cycle | PJM_EMAC | New Jersey | Middlesex | 68 | 1991 | 9999 |  |  |  | 0.01796 | NEI 2019
T B Simon Power Plant | 10328_G_GEN6 | 10328 | G | GEN6 |  | Combustion Turbine | MIS_LMI | Michigan | Ingham | 12.6 | 2006 | 9999 | 2019 | 1.0465 | 28026.04 | 0.07468 | NEI 2019
Southside Water Reclamation Plant | 10339_G_GEN1 | 10339 | G | GEN1 |  | Combustion Turbine | WECC_NM | New Mexico | Bernalillo | 2.1 | 2002 | 9999 |  |  |  | 0.86775 | Default Emission Factor
Southside Water Reclamation Plant | 10339_G_GEN2 | 10339 | G | GEN2 |  | Combustion Turbine | WECC_NM | New Mexico | Bernalillo | 2.1 | 2002 | 9999 |  |  |  | 0.86775 | Default Emission Factor
Southside Water Reclamation Plant | 10339_G_GEN3 | 10339 | G | GEN3 |  | Non-Fossil Waste | WECC_NM | New Mexico | Bernalillo | 1.1 | 1987 | 9999 |  |  |  | 0.81254 | Default Emission Factor
Southside Water Reclamation Plant | 10339_G_GEN4 | 10339 | G | GEN4 |  | Non-Fossil Waste | WECC_NM | New Mexico | Bernalillo | 1.1 | 1987 | 9999 |  |  |  | 0.81254 | Default Emission Factor
Foster Wheeler Martinez | 10342_G_TG1 | 10342 | G | TG1 |  | Combined Cycle | WEC_CALN | California | Contra Costa | 35 | 1987 | 9999 | 2019 | 8.5424 | 290685 | 0.04874 | NEI 2019
Foster Wheeler Martinez | 10342_G_TG2 | 10342 | G | TG2 |  | Combined Cycle | WEC_CALN | California | Contra Costa | 35 | 1987 | 9999 | 2017 | 8.4183 | 299609 | 0.04874 | NEI 2019
Foster Wheeler Martinez | 10342_G_TG3 | 10342 | G | TG3 |  | Combined Cycle | WEC_CALN | California | Contra Costa | 33.5 | 1987 | 9999 |  |  |  | 0.04874 | NEI 2019
Peru (IN) | 1037_G_D1 | 1037 | G | D1 |  | Combustion Turbine | MIS_INKY | Indiana | Miami | 1.8 | 2002 | 9999 |  |  |  | 0.86775 | Default Emission Factor
Rensselaer City Light Plant | 1038_G_10 | 1038 | G | 10 |  | Combustion Turbine | MIS_INKY | Indiana | Jasper | 1.9 | 1971 | 9999 |  |  |  | 0.86775 | Default Emission Factor
Rensselaer City Light Plant | 1038_G_11 | 1038 | G | 11 |  | Combustion Turbine | MIS_INKY | Indiana | Jasper | 1.9 | 1971 | 9999 |  |  |  | 0.86775 | Default Emission Factor
Rensselaer City Light Plant | 1038_G_14 | 1038 | G | 14 |  | Combustion Turbine | MIS_INKY | Indiana | Jasper | 4.8 | 1994 | 9999 |  |  |  | 0.86775 | Default Emission Factor
Rensselaer City Light Plant | 1038_G_15 | 1038 | G | 15 |  | Combustion Turbine | MIS_INKY | Indiana | Jasper | 8.3 | 2006 | 9999 |  |  |  | 0.86775 | Default Emission Factor
Rensselaer City Light Plant | 1038_G_5 | 1038 | G | 5 |  | Combustion Turbine | MIS_INKY | Indiana | Jasper | 1.8 | 1950 | 9999 |  |  |  | 0.86775 | Default Emission Factor
Rensselaer City Light Plant | 1038_G_6 | 1038 | G | 6 |  | Combustion Turbine | MIS_INKY | Indiana | Jasper | 2.4 | 1957 | 9999 |  |  |  | 0.86775 | Default Emission Factor
Sycamore Energy 1 | 10387_G_1A | 10387 | G | 1A |  | Landfill Gas | WEC_SDGE | California | San Diego | 1.2 | 2011 | 9999 |  |  |  | 0.61247 | Default Emission Factor
Sycamore Energy 1 | 10387_G_2A | 10387 | G | 2A |  | Landfill Gas | WEC_SDGE | California | San Diego | 1.2 | 2011 | 9999 |  |  |  | 0.61247 | Default Emission Factor
Sycamore Energy 1 | 10387_G_3 | 10387 | G | 3 |  | Landfill Gas | WEC_SDGE | California | San Diego | 2.8 | 2004 | 9999 |  |  |  | 0.61247 | Default Emission Factor
Kingsburg Cogen | 10405_G_GEN1 | 10405 | G | GEN1 | 90775 | Combined Cycle | WEC_CALN | California | Fresno | 22 | 1990 | 9999 | 2019 | 0.0317 | 2620 | 0.01829 | NEI 2019
Kingsburg Cogen | 10405_G_GEN2 | 10405 | G | GEN2 | 90775 | Combined Cycle | WEC_CALN | California | Fresno | 11.8 | 1990 | 9999 |  |  |  | 0.01829 | NEI 2019
Pensacola Florida Plant | 10416_G_GEN4 | 10416 | G | GEN4 |  | Combustion Turbine | S_SOU | Florida | Escambia | 82 | 1993 | 9999 | 2019 | 46.917 | 605723 | 0.15491 | NEI 2019
New-Indy Ontario Mill | 10427_G_GEN2 | 10427 | G | GEN2 |  | Combustion Turbine | WECC_SCE | California | San Bernardino | 14.7 | 2019 | 9999 |  |  |  | 0.06931 | Default Emission Factor
New-Indy Ontario Mill | 10427_G_GEN3 | 10427 | G | GEN3 |  | Combustion Turbine | WECC_SCE | California | San Bernardino | 14.7 | 2019 | 9999 |  |  |  | 0.06931 | Default Emission Factor
Mosaic New Wales Operations | 10434_G_TG2 | 10434 | G | TG2 |  | Non-Fossil Waste | FRCC | Florida | Polk | 48 | 1984 | 9999 |  |  |  | 0.81254 | Default Emission Factor
Mosaic New Wales Operations | 10434_G_TG3 | 10434 | G | TG3 |  | Non-Fossil Waste | FRCC | Florida | Polk | 32 | 1982 | 9999 |  |  |  | 0.81254 | Default Emission Factor
Mosaic New Wales Operations | 10434_G_TG4 | 10434 | G | TG4 |  | Non-Fossil Waste | FRCC | Florida | Polk | 24 | 2014 | 9999 |  |  |  | 0.81254 | Default Emission Factor
ExxonMobil Baytown Refinery | 10436_G_GT38 | 10436 | G | GT38 |  | Combustion Turbine | ERC_REST | Texas | Harris | 28 | 1989 | 9999 | 2019 | 13.2416 | 222231.8438 | 0.11917 | NEI 2019
ExxonMobil Baytown Refinery | 10436_G_GT41 | 10436 | G | GT41 |  | Combustion Turbine | ERC_REST | Texas | Harris | 18 | 1977 | 9999 | 2019 | 8.9385 | 142863.3281 | 0.12513 | NEI 2019
ExxonMobil Baytown Refinery | 10436_G_GT42 | 10436 | G | GT42 |  | Combustion Turbine | ERC_REST | Texas | Harris | 18 | 1977 | 9999 | 2019 | 8.6539 | 142863.3281 | 0.12115 | NEI 2019
ExxonMobil Baytown Refinery | 10436_G_GT43 | 10436 | G | GT43 |  | Combustion Turbine | ERC_REST | Texas | Harris | 18 | 1977 | 9999 | 2019 | 9.3488 | 142863.3281 | 0.13088 | NEI 2019
ExxonMobil Baytown Refinery | 10436_G_GT44 | 10436 | G | GT44 |  | Combustion Turbine | ERC_REST | Texas | Harris | 18 | 1977 | 9999 | 2019 | 8.8648 | 142863.3281 | 0.1241 | NEI 2019
ExxonMobil Baytown Refinery | 10436_G_GT45 | 10436 | G | GT45 |  | Combustion Turbine | ERC_REST | Texas | Harris | 28 | 1988 | 9999 | 2019 | 9.5482 | 222231.8438 | 0.08593 | NEI 2019
ExxonMobil Baytown Refinery | 10436_G_ST34 | 10436 | G | ST34 |  | Non-Fossil Waste | ERC_REST | Texas | Harris | 7.5 | 1952 | 9999 |  |  |  | 0.81254 | Default Emission Factor
Wisconsin Rapids Paper Mill | 10466_G_GEN3 | 10466 | G | GEN3 |  | Non-Fossil Waste | MIS_WUMS | Wisconsin | Wood | 5 | 1976 | 9999 |  |  |  | 0.81254 | Default Emission Factor
Kern River Cogeneration | 10496_G_GTAG | 10496 | G | GTAG |  | Combustion Turbine | WECC_SCE | California | Kern | 72 | 1985 | 9999 |  |  |  | 0.155 | Default Emission Factor
Kern River Cogeneration | 10496_G_GTBG | 10496 | G | GTBG |  | Combustion Turbine | WECC_SCE | California | Kern | 72 | 1985 | 9999 |  |  |  | 0.155 | Default Emission Factor
Kern River Cogeneration | 10496_G_GTCG | 10496 | G | GTCG |  | Combustion Turbine | WECC_SCE | California | Kern | 72 | 1985 | 9999 | 2017 | 2.2902 | 175721 | 0.02607 | NEI 2019
Kern River Cogeneration | 10496_G_GTDG | 10496 | G | GTDG |  | Combustion Turbine | WECC_SCE | California | Kern | 72 | 1985 | 9999 | 2017 | 13.72 | 175721 | 0.15616 | NEI 2019
Mid-Set Cogeneration | 10501_G_K100 | 10501 | G | K100 |  | Combustion Turbine | WEC_CALN | California | Kern | 36 | 1989 | 9999 |  |  |  | 0.155 | Default Emission Factor
Lederle Laboratories | 10521_G_3A | 10521 | G | 3A |  | Combined Cycle | NY_Z_G-I | New York | Rockland | 1.5 | 1998 | 9999 |  |  |  | 0.04609 | Default Emission Factor
Lederle Laboratories | 10521_G_GEN1 | 10521 | G | GEN1 |  | Combined Cycle | NY_Z_G-I | New York | Rockland | 8.3 | 1991 | 9999 |  |  |  | 0.04609 | Default Emission Factor
Lederle Laboratories | 10521_G_GEN2 | 10521 | G | GEN2 |  | Combined Cycle | NY_Z_G-I | New York | Rockland | 8.3 | 1991 | 9999 |  |  |  | 0.04609 | Default Emission Factor
Lederle Laboratories | 10521_G_GEN3 | 10521 | G | GEN3 |  | Combined Cycle | NY_Z_G-I | New York | Rockland | 2.2 | 1990 | 9999 |  |  |  | 0.04609 | Default Emission Factor
Lederle Laboratories | 10521_G_TG4 | 10521 | G | TG4 |  | Combined Cycle | NY_Z_G-I | New York | Rockland | 1.4 | 1997 | 9999 |  |  |  | 0.04609 | Default Emission Factor
Grand River | 10532_G_2-1 | 10532 | G | 2-1 |  | Landfill Gas | MIS_LMI | Michigan | Clinton | 0.8 | 1991 | 9999 |  |  |  | 0.61247 | Default Emission Factor
Grand River | 10532_G_2-3 | 10532 | G | 2-3 |  | Landfill Gas | MIS_LMI | Michigan | Clinton | 0.8 | 1991 | 9999 |  |  |  | 0.61247 | Default Emission Factor
Grand River | 10532_G_2-4 | 10532 | G | 2-4 |  | Landfill Gas | MIS_LMI | Michigan | Clinton | 0.8 | 1996 | 9999 |  |  |  | 0.61247 | Default Emission Factor
Grand River | 10532_G_2-5 | 10532 | G | 2-5 |  | Landfill Gas | MIS_LMI | Michigan | Clinton | 0.8 | 1997 | 9999 |  |  |  | 0.61247 | Default Emission Factor
San Jose Cogeneration | 10548_G_GEN1 | 10548 | G | GEN1 |  | Combustion Turbine | WEC_CALN | California | Santa Clara | 5.6 | 1984 | 9999 |  |  |  | 0.155 | Default Emission Factor
Al Turi | 10549_G_2 | 10549 | G | 2 |  | Landfill Gas | NY_Z_G-I | New York | Orange | 0.8 | 2011 | 9999 |  |  |  | 0.61247 | Default Emission Factor
Al Turi | 10549_G_3 | 10549 | G | 3 |  | Landfill Gas | NY_Z_G-I | New York | Orange | 0.8 | 2011 | 9999 |  |  |  | 0.61247 | Default Emission Factor
Formosa Utility Venture Ltd | 10554_G_3ST1 | 10554 | G | 3ST1 |  | Combined Cycle | ERC_REST | Texas | Calhoun | 38 | 2019 | 9999 |  |  |  | 0.02972 | Default Emission Factor
Formosa Utility Venture Ltd | 10554_G_3TBG1 | 10554 | G | 3TBG1 |  | Combined Cycle | ERC_REST | Texas | Calhoun | 97 | 2019 | 9999 |  |  |  | 0.02972 | Default Emission Factor
Formosa Utility Venture Ltd | 10554_G_3TBG2 | 10554 | G | 3TBG2 |  | Combined Cycle | ERC_REST | Texas | Calhoun | 97 | 2019 | 9999 |  |  |  | 0.02972 | Default Emission Factor
Formosa Utility Venture Ltd | 10554_G_BO3 | 10554 | G | BO3 |  | Combined Cycle | ERC_REST | Texas | Calhoun | 32 | 1987 | 9999 | 2019 | 2.15 | 208030.08 | 0.03786 | NEI 2019
Formosa Utility Venture Ltd | 10554_G_ST1 | 10554 | G | ST1 |  | Combined Cycle | ERC_REST | Texas | Calhoun | 28.5 | 1994 | 9999 |  |  |  | 0.03786 | NEI 2019
Formosa Utility Venture Ltd | 10554_G_ST2 | 10554 | G | ST2 |  | Combined Cycle | ERC_REST | Texas | Calhoun | 57.5 | 1994 | 9999 |  |  |  | 0.05122 | NEI 2019
Formosa Utility Venture Ltd | 10554_G_ST3 | 10554 | G | ST3 |  | Combined Cycle | ERC_REST | Texas | Calhoun | 47.3 | 2002 | 9999 |  |  |  | 0.04009 | NEI 2019
Formosa Utility Venture Ltd | 10554_G_TBG1 | 10554 | G | TBG1 |  | Combined Cycle | ERC_REST | Texas | Calhoun | 72 | 1993 | 9999 | 2019 | 13.8 | 634477 | 0.03786 | NEI 2019
Formosa Utility Venture Ltd | 10554_G_TBG2 | 10554 | G | TBG2 |  | Combined Cycle | ERC_REST | Texas | Calhoun | 72 | 1993 | 9999 | 2019 | 14.69 | 474109.81 | 0.05122 | NEI 2019
Formosa Utility Venture Ltd | 10554_G_TBG3 | 10554 | G | TBG3 |  | Combined Cycle | ERC_REST | Texas | Calhoun | 72 | 1993 | 9999 | 2019 | 17.17 | 545044.94 | 0.05122 | NEI 2019
Formosa Utility Venture Ltd | 10554_G_TBG4 | 10554 | G | TBG4 |  | Combined Cycle | ERC_REST | Texas | Calhoun | 72 | 1994 | 9999 | 2019 | 16.15 | 855650.58 | 0.05122 | NEI 2019
Formosa Utility Venture Ltd | 10554_G_TBG5 | 10554 | G | TBG5 |  | Combined Cycle | ERC_REST | Texas | Calhoun | 72 | 1994 | 9999 | 2019 | 13.54 | 540598.46 | 0.04009 | NEI 2019
Formosa Utility Venture Ltd | 10554_G_TBG6 | 10554 | G | TBG6 |  | Combined Cycle | ERC_REST | Texas | Calhoun | 72 | 2003 | 9999 | 2019 | 10.84 | 675680.66 | 0.04009 | NEI 2019
Algonquin Windsor Locks | 10567_G_GTG | 10567 | G | GTG | 3556 | Combined Cycle | NENG_CT | Connecticut | Hartford | 35 | 1990 | 9999 | 2019 | 0.12514 | 4520.2 | 0.16158 | NEI 2019
Algonquin Windsor Locks | 10567_G_GTG2 | 10567 | G | GTG2 |  | Combined Cycle | NENG_CT | Connecticut | Hartford | 13 | 2012 | 9999 | 2019 | 9.8067 | 107315.95 | 0.16158 | NEI 2019
Algonquin Windsor Locks | 10567_G_STG | 10567 | G | STG | 3556 | Combined Cycle | NENG_CT | Connecticut | Hartford | 16 | 1990 | 9999 | 2019 | 0.09507 | 12273.41 | 0.16158 | NEI 2019
Tesoro Wilmington Calciner | 10601_G_GEN1 | 10601 | G | GEN1 |  | Non-Fossil Waste | WECC_SCE | California | Los Angeles | 30.7 | 1982 | 9999 |  |  |  | 0.81254 | Default Emission Factor
CH Resources Beaver Falls | 10617_G_GEN1 | 10617 | G | GEN1 | 3560 | Combined Cycle | NY_Z_C&E | New York | Lewis | 50.7 | 1995 | 9999 | 2019 | 0.049514 | 1912 | 0.05179 | NEI 2019
CH Resources Beaver Falls | 10617_G_GEN2 | 10617 | G | GEN2 | 3560 | Combined Cycle | NY_Z_C&E | New York | Lewis | 30.6 | 1995 | 9999 |  |  |  | 0.05179 | NEI 2019
Carthage Energy LLC | 10620_G_GEN1 | 10620 | G | GEN1 | 3563 | Combined Cycle | NY_Z_C&E | New York | Jefferson | 38.2 | 1991 | 9999 | 2019 | 0.10467 | 2207 | 0.09172 | NEI 2019
Carthage Energy LLC | 10620_G_GEN2 | 10620 | G | GEN2 | 3563 | Combined Cycle | NY_Z_C&E | New York | Jefferson | 21 | 1991 | 9999 | 2019 | 0.040385 | 956 | 0.09172 | NEI 2019
CH Resources Syracuse | 10621_G_GEN1 | 10621 | G | GEN1 | 3564 | Combined Cycle | NY_Z_C&E | New York | Onondaga | 56.5 | 1994 | 9999 | 2019 | 0.53382 | 13417 | 0.07877 | NEI 2019
CH Resources Syracuse | 10621_G_GEN2 | 10621 | G | GEN2 | 3564 | Combined Cycle | NY_Z_C&E | New York | Onondaga | 28.8 | 1994 | 9999 | 2019 | 0.0029251 | 211 | 0.07877 | NEI 2019
Civic Center | 10623_G_GEN1 | 10623 | G | GEN1 |  | Combined Cycle | WEC_LADW | California | Los Angeles | 22.1 | 1989 | 9999 |  |  |  | 0.04609 | Default Emission Factor
Civic Center | 10623_G_GEN2 | 10623 | G | GEN2 |  | Combined Cycle | WEC_LADW | California | Los Angeles | 1.5 | 1989 | 9999 |  |  |  | 0.04609 | Default Emission Factor
Hopewell Cogeneration | 10633_G_GT1 | 10633 | G | GT1 | 88335 | Combined Cycle | PJM_Dom | Virginia | Prince George | 94.1 | 1990 | 9999 | 2019 | 4.6279 | 739768 | 0.01986 | NEI 2019
Hopewell Cogeneration | 10633_G_GT2 | 10633 | G | GT2 | 88336 | Combined Cycle | PJM_Dom | Virginia | Prince George | 94.1 | 1990 | 9999 | 2019 | 5.0183 | 372851 | 0.01986 | NEI 2019
Hopewell Cogeneration | 10633_G_GT3 | 10633 | G | GT3 | 88337 | Combined Cycle | PJM_Dom | Virginia | Prince George | 94.1 | 1990 | 9999 | 2019 | 5.2014 | 382809 | 0.01986 | NEI 2019
Hopewell Cogeneration | 10633_G_ST1 | 10633 | G | ST1 | 88335 | Combined Cycle | PJM_Dom | Virginia | Prince George | 96 | 1990 | 9999 |  |  |  | 0.01986 | NEI 2019
Bear Mountain Limited | 10649_G_GEN1 | 10649 | G | GEN1 | 91243 | Combustion Turbine | WEC_CALN | California | Kern | 46 | 1995 | 9999 |  |  |  | 0.155 | Default Emission Factor
Badger Creek Limited | 10650_G_GEN1 | 10650 | G | GEN1 | 91244 | Combustion Turbine | WEC_CALN | California | Kern | 46 | 1991 | 9999 | 2017 | 0.1235 | 15982 | 0.01546 | NEI 2019
Marshalltown | 1068_G_1 | 1068 | G | 1 | 89836 | Combustion Turbine | MIS_IA | Iowa | Marshall | 55.9 | 1978 | 9999 | 2019 | 0.13025 | 9627.794 | 0.02706 | NEI 2019
Marshalltown | 1068_G_2 | 1068 | G | 2 | 89842 | Combustion Turbine | MIS_IA | Iowa | Marshall | 56.2 | 1978 | 9999 | 2019 | 0.23133 | 9679.4638 | 0.0478 | NEI 2019
Marshalltown | 1068_G_3 | 1068 | G | 3 | 89844 | Combustion Turbine | MIS_IA | Iowa | Marshall | 61.7 | 1978 | 9999 | 2019 | 0.23646 | 10626.7422 | 0.0445 | NEI 2019
Brush Generation Facility | 10682_G_GT1 | 10682 | G | GT1 |  | Combined Cycle | WECC_CO | Colorado | Morgan | 25 | 1990 | 9999 | 2017 | 0.089999 | 3770 | 0.02774 | NEI 2019
Brush Generation Facility | 10682_G_GT2 | 10682 | G | GT2 | 3576 | Combustion Turbine | WECC_CO | Colorado | Morgan | 25 | 1990 | 9999 | 2017 | 0.34 | 2853 | 0.23835 | NEI 2019
Brush Generation Facility | 10682_G_GT3 | 10682 | G | GT3 |  | Combined Cycle | WECC_CO | Colorado | Morgan | 32 | 1994 | 9999 | 2017 | 0.14 | 3678 | 0.04328 | NEI 2019
Brush Generation Facility | 10682_G_GT4 | 10682 | G | GT4 | 4142 | Combined Cycle | WECC_CO | Colorado | Morgan | 25 | 1999 | 9999 | 2017 | 1.31 | 4072 | 0.05181 | NEI 2019
Brush Generation Facility | 10682_G_GT5 | 10682 | G | GT5 | 4143 | Combined Cycle | WECC_CO | Colorado | Morgan | 25 | 1999 | 9999 | 2019 | 0.61 | 70046 | 0.05181 | NEI 2019
Brush Generation Facility | 10682_G_ST1 | 10682 | G | ST1 |  | Combined Cycle | WECC_CO | Colorado | Morgan | 30 | 1990 | 9999 |  |  |  | 0.02774 | NEI 2019
Brush Generation Facility | 10682_G_ST2 | 10682 | G | ST2 |  | Combined Cycle | WECC_CO | Colorado | Morgan | 40 | 1994 | 9999 |  |  |  | 0.04328 | NEI 2019
Brush Generation Facility | 10682_G_ST4 | 10682 | G | ST4 | 4143 | Combined Cycle | WECC_CO | Colorado | Morgan | 90 | 2002 | 9999 |  |  |  | 0.05181 | NEI 2019
ExxonMobil Baton Rouge Turbine Generator | 10690_G_CTG1 | 10690 | G | CTG1 |  | Combustion Turbine | MIS_LA | Louisiana | East Baton Rouge | 76.7 | 1990 | 9999 |  |  |  | 0.155 | Default Emission Factor
ExxonMobil Baytown Turbine | 10692_G_GEN1 | 10692 | G | GEN1 |  | Combustion Turbine | ERC_REST | Texas | Harris | 32 | 1989 | 9999 |  |  |  | 0.155 | Default Emission Factor
ExxonMobil Baytown Turbine | 10692_G_GEN2 | 10692 | G | GEN2 |  | Combustion Turbine | ERC_REST | Texas | Harris | 32 | 1989 | 9999 |  |  |  | 0.155 | Default Emission Factor
ExxonMobil Baytown Turbine | 10692_G_GEN3 | 10692 | G | GEN3 |  | Combustion Turbine | ERC_REST | Texas | Harris | 32 | 1989 | 9999 |  |  |  | 0.155 | Default Emission Factor
ExxonMobil Baytown Turbine | 10692_G_GEN4 | 10692 | G | GEN4 |  | Combustion Turbine | ERC_REST | Texas | Harris | 90 | 1997 | 9999 |  |  |  | 0.155 | Default Emission Factor
ExxonMobil Baytown Turbine | 10692_G_GEN5 | 10692 | G | GEN5 |  | Combustion Turbine | ERC_REST | Texas | Harris | 140 | 2004 | 9999 |  |  |  | 0.155 | Default Emission Factor
Selkirk Cogen | 10725_G_GEN1 | 10725 | G | GEN1 | 3577 | Combined Cycle | NY_Z_F | New York | Albany | 69.4 | 1992 | 9999 | 2019 | 0.21905 | 47501 | 0.08792 | NEI 2019
Selkirk Cogen | 10725_G_GEN2 | 10725 | G | GEN2 | 3577 | Combined Cycle | NY_Z_F | New York | Albany | 8.7 | 1992 | 9999 |  |  |  | 0.08792 | NEI 2019
Selkirk Cogen | 10725_G_GEN3 | 10725 | G | GEN3 | 3578 | Combined Cycle | NY_Z_F | New York | Albany | 79.3 | 1994 | 9999 |  |  |  | 0.08792 | NEI 2019
Selkirk Cogen | 10725_G_GEN4 | 10725 | G | GEN4 | 3579 | Combined Cycle | NY_Z_F | New York | Albany | 79.3 | 1994 | 9999 |  |  |  | 0.08792 | NEI 2019
Selkirk Cogen | 10725_G_GEN5 | 10725 | G | GEN5 | 3578 | Combined Cycle | NY_Z_F | New York | Albany | 123.6 | 1994 | 9999 | 2019 | 6.4941 | 105209 | 0.08792 | NEI 2019
Masspower | 10726_G_GEN1 | 10726 | G | GEN1 | 3580 | Combined Cycle | NENGREST | Massachusetts | Hampden | 83 | 1993 | 9999 | 2019 | 2.0861 | 282447 | 0.02782 | NEI 2019
Masspower | 10726_G_GEN2 | 10726 | G | GEN2 | 3581 | Combined Cycle | NENGREST | Massachusetts | Hampden | 83 | 1993 | 9999 |  |  |  | 0.02782 | NEI 2019
Masspower | 10726_G_GEN3 | 10726 | G | GEN3 | 3580 | Combined Cycle | NENGREST | Massachusetts | Hampden | 79 | 1993 | 9999 |  |  |  | 0.02782 | NEI 2019
Midland Cogeneration Venture | 10745_G_1G12 | 10745 | G | 1G12 |  | Combustion Turbine | MIS_LMI | Michigan | Midland | 5.2 | 1990 | 9999 |  |  |  | 0.86775 | Default Emission Factor
Midland Cogeneration Venture | 10745_G_BP15 | 10745 | G | BP15 | 88573 | Combined Cycle | MIS_LMI | Michigan | Midland | 13.4 | 1998 | 9999 | 2019 | 2.529 | 35597.06 | 0.13363 | NEI 2019
Midland Cogeneration Venture | 10745_G_GT10 | 10745 | G | GT10 | 88574 | Combined Cycle | MIS_LMI | Michigan | Midland | 88 | 1990 | 9999 |  |  |  | 0.13363 | NEI 2019
Midland Cogeneration Venture | 10745_G_GT11 | 10745 | G | GT11 | 88575 | Combined Cycle | MIS_LMI | Michigan | Midland | 88 | 1990 | 9999 |  |  |  | 0.13363 | NEI 2019
Midland Cogeneration Venture | 10745_G_GT12 | 10745 | G | GT12 | 88576 | Combined Cycle | MIS_LMI | Michigan | Midland | 88 | 1990 | 9999 | 2019 | 24.51 | 646670.87 | 0.13363 | NEI 2019
Midland Cogeneration Venture | 10745_G_GT13 | 10745 | G | GT13 | 88577 | Combined Cycle | MIS_LMI | Michigan | Midland | 88 | 1990 | 9999 |  |  |  | 0.13363 | NEI 2019
Midland Cogeneration Venture | 10745_G_GT14 | 10745 | G | GT14 | 88578 | Combined Cycle | MIS_LMI | Michigan | Midland | 88 | 1990 | 9999 | 2019 | 225.55 | 6454509.01 | 0.13363 | NEI 2019
Midland Cogeneration Venture | 10745_G_GT3 | 10745 | G | GT3 | 88567 | Combined Cycle | MIS_LMI | Michigan | Midland | 88 | 1989 | 9999 |  |  |  | 0.04609 | Default Emission Factor
Midland Cogeneration Venture | 10745_G_GT4 | 10745 | G | GT4 | 88568 | Combined Cycle | MIS_LMI | Michigan | Midland | 88 | 1989 | 9999 |  |  |  | 0.04609 | Default Emission Factor
Midland Cogeneration Venture | 10745_G_GT5 | 10745 | G | GT5 | 88569 | Combined Cycle | MIS_LMI | Michigan | Midland | 88 | 1989 | 9999 |  |  |  | 0.04609 | Default Emission Factor
Midland Cogeneration Venture | 10745_G_GT6 | 10745 | G | GT6 | 88570 | Combined Cycle | MIS_LMI | Michigan | Midland | 88 | 1989 | 9999 |  |  |  | 0.04609 | Default Emission Factor
Midland Cogeneration Venture | 10745_G_GT7 | 10745 | G | GT7 | 88571 | Combined Cycle | MIS_LMI | Michigan | Midland | 88 | 1989 | 9999 |  |  |  | 0.04609 | Default Emission Factor
Midland Cogeneration Venture | 10745_G_GT8 | 10745 | G | GT8 | 88572 | Combined Cycle | MIS_LMI | Michigan | Midland | 88 | 1989 | 9999 |  |  |  | 0.04609 | Default Emission Factor
Midland Cogeneration Venture | 10745_G_GT9 | 10745 | G | GT9 | 88573 | Combined Cycle | MIS_LMI | Michigan | Midland | 88 | 1990 | 9999 |  |  |  | 0.13363 | NEI 2019
Midland Cogeneration Venture | 10745_G_ST1 | 10745 | G | ST1 | 88567 | Combined Cycle | MIS_LMI | Michigan | Midland | 410 | 1990 | 9999 |  |  |  | 0.04609 | Default Emission Factor
Midland Cogeneration Venture | 10745_G_ST2 | 10745 | G | ST2 | 88573 | Combined Cycle | MIS_LMI | Michigan | Midland | 380 | 1990 | 9999 | 2019 | 0.568 | 1716247.2 | 0.13363 | NEI 2019
Marina Landfill Gas | 10748_G_U1C06 | 10748 | G | U1C06 |  | Landfill Gas | WEC_CALN | California | Monterey | 1.6 | 2006 | 9999 |  |  |  | 0.61247 | Default Emission Factor
Marina Landfill Gas | 10748_G_U2J02 | 10748 | G | U2J02 |  | Landfill Gas | WEC_CALN | California | Monterey | 1 | 2002 | 9999 |  |  |  | 0.61247 | Default Emission Factor
Marina Landfill Gas | 10748_G_U4J16 | 10748 | G | U4J16 |  | Landfill Gas | WEC_CALN | California | Monterey | 1.2 | 2016 | 9999 |  |  |  | 0.61247 | Default Emission Factor
Camden Plant Holdings LLC | 10751_G_GEN1 | 10751 | G | GEN1 | 3583 | Combined Cycle | PJM_EMAC | New Jersey | Camden | 79.8 | 1993 | 9999 |  |  |  | 0.03952 | NEI 2019
Camden Plant Holdings LLC | 10751_G_GEN2 | 10751 | G | GEN2 | 3583 | Combined Cycle | PJM_EMAC | New Jersey | Camden | 65.2 | 1993 | 9999 | 2019 | 1.17 | 59215 | 0.03952 | NEI 2019
Rifle Generating Station | 10755_G_GT2 | 10755 | G | GT2 |  | Combined Cycle | WECC_CO | Colorado | Garfield | 13 | 1987 | 9999 |  |  |  | 0.04609 | Default Emission Factor
Rifle Generating Station | 10755_G_GT3 | 10755 | G | GT3 |  | Combined Cycle | WECC_CO | Colorado | Garfield | 13 | 1987 | 9999 |  |  |  | 0.04609 | Default Emission Factor
Rifle Generating Station | 10755_G_GT4 | 10755 | G | GT4 |  | Combined Cycle | WECC_CO | Colorado | Garfield | 13 | 1987 | 9999 |  |  |  | 0.04609 | Default Emission Factor
Rifle Generating Station | 10755_G_ST1 | 10755 | G | ST1 |  | Combined Cycle | WECC_CO | Colorado | Garfield | 34 | 1987 | 9999 |  |  |  | 0.04609 | Default Emission Factor
Las Vegas Generating Station | 10761_G_GEN1 | 10761 | G | GEN1 | 90316 | Combined Cycle | WECC_SNV | Nevada | Clark | 41 | 1994 | 9999 | 2019 | 0.62 | 38196 | 0.03246 | NEI 2019
Las Vegas Generating Station | 10761_G_GEN2 | 10761 | G | GEN2 | 90316 | Combined Cycle | WECC_SNV | Nevada | Clark | 9 | 1994 | 9999 |  |  |  | 0.03246 | NEI 2019
Las Vegas Generating Station | 10761_G_GEN3 | 10761 | G | GEN3 | 3587 | Combined Cycle | WECC_SNV | Nevada | Clark | 45 | 2003 | 9999 | 2019 | 0.99 | 52621 | 0.04687 | NEI 2019
Las Vegas Generating Station | 10761_G_GEN4 | 10761 | G | GEN4 | 3588 | Combined Cycle | WECC_SNV | Nevada | Clark | 45 | 2003 | 9999 | 2019 | 1 | 32291 | 0.04687 | NEI 2019
Las Vegas Generating Station | 10761_G_GEN5 | 10761 | G | GEN5 | 3589 | Combined Cycle | WECC_SNV | Nevada | Clark | 45 | 2003 | 9999 | 2019 | 0.88 | 46551 | 0.04685 | NEI 2019
Las Vegas Generating Station | 10761_G_GEN6 | 10761 | G | GEN6 | 3590 | Combined Cycle | WECC_SNV | Nevada | Clark | 45 | 2003 | 9999 | 2019 | 0.83 | 26445 | 0.04685 | NEI 2019
Las Vegas Generating Station | 10761_G_GEN7 | 10761 | G | GEN7 | 3587 | Combined Cycle | WECC_SNV | Nevada | Clark | 26 | 2003 | 9999 |  |  |  | 0.04687 | NEI 2019
Las Vegas Generating Station | 10761_G_GEN8 | 10761 | G | GEN8 | 3589 | Combined Cycle | WECC_SNV | Nevada | Clark | 26 | 2003 | 9999 |  |  |  | 0.04685 | NEI 2019
E F Oxnard Energy Facility | 10776_G_GTG | 10776 | G | GTG |  | Combustion Turbine | WECC_SCE | California | Ventura | 48.5 | 1990 | 9999 | 2017 | 4.6882 | 163730 | 0.05727 | NEI 2019
Sabine River Works | 10789_G_GEN1 | 10789 | G | GEN1 |  | Combined Cycle | MIS_WOTA | Texas | Orange | 82 | 1987 | 9999 | 2018 | 12.511 | 253912 | 0.05111 | Texas Emissions Inventory
Sabine River Works | 10789_G_GT1A | 10789 | G | GT1A | 3945 | Combined Cycle | MIS_WOTA | Texas | Orange | 160 | 2001 | 9999 | 2019 | 20.5876 | 1283304 | 0.05111 | NEI 2019
Sabine River Works | 10789_G_GT1B | 10789 | G | GT1B | 3946 | Combined Cycle | MIS_WOTA | Texas | Orange | 160 | 2001 | 9999 | 2019 | 33.2246 | 1161713 | 0.05111 | NEI 2019
Sabine River Works | 10789_G_ST1A | 10789 | G | ST1A | 3945 | Combined Cycle | MIS_WOTA | Texas | Orange | 100 | 2001 | 9999 |  |  |  | 0.04609 | Default Emission Factor
Coralville GT | 1079_G_1 | 1079 | G | 1 |  | Combustion Turbine | MIS_MIDA | Iowa | Johnson | 16.5 | 1970 | 9999 |  |  |  | 0.155 | Default Emission Factor
Coralville GT | 1079_G_2 | 1079 | G | 2 |  | Combustion Turbine | MIS_MIDA | Iowa | Johnson | 17.2 | 1970 | 9999 |  |  |  | 0.155 | Default Emission Factor
Coralville GT | 1079_G_3 | 1079 | G | 3 |  | Combustion Turbine | MIS_MIDA | Iowa | Johnson | 16.2 | 1970 | 9999 |  |  |  | 0.155 | Default Emission Factor
Coralville GT | 1079_G_4 | 1079 | G | 4 |  | Combustion Turbine | MIS_MIDA | Iowa | Johnson | 16.5 | 1970 | 9999 |  |  |  | 0.155 | Default Emission Factor
Victoria Texas Plant | 10790_G_GEN1 | 10790 | G | GEN1 |  | Combustion Turbine | ERC_REST | Texas | Victoria | 75 | 1987 | 9999 | 2019 | 7.1331 | 505437 | 0.02823 | NEI 2019
Kenilworth Energy Facility | 10805_G_GEN1 | 10805 | G | GEN1 | 3600 | Combined Cycle | PJM_EMAC | New Jersey | Union | 20 | 1989 | 9999 |  |  |  | 0.06882 | NEI 2019
Kenilworth Energy Facility | 10805_G_GEN2 | 10805 | G | GEN2 | 3600 | Combined Cycle | PJM_EMAC | New Jersey | Union | 4.5 | 1989 | 9999 | 2019 | 5.198 | 151060.04 | 0.06882 | NEI 2019
Ada Cogeneration LP | 10819_G_GEN1 | 10819 | G | GEN1 |  | Combined Cycle | MIS_LMI | Michigan | Kent | 22 | 1990 | 9999 | 2019 | 3.6 | 113112 | 0.05834 | NEI 2019
Ada Cogeneration LP | 10819_G_GEN2 | 10819 | G | GEN2 |  | Combined Cycle | MIS_LMI | Michigan | Kent | 8 | 1990 | 9999 | 2019 | 0.4 | 24017 | 0.05834 | NEI 2019
Deer Island Treatment Plant | 10823_G_G101 | 10823 | G | G101 | 3602 | Combustion Turbine | NENGREST | Massachusetts | Suffolk | 22 | 1995 | 9999 | 2019 | 0.59395 | 4016.04 | 0.29579 | NEI 2019
Deer Island Treatment Plant | 10823_G_G201 | 10823 | G | G201 | 3603 | Combustion Turbine | NENGREST | Massachusetts | Suffolk | 22 | 1995 | 9999 | 2019 | 0.59288 | 4016.04 | 0.29525 | NEI 2019
River Hills | 1084_G_1 | 1084 | G | 1 |  | Combustion Turbine | MIS_MIDA | Iowa | Polk | 16 | 1966 | 9999 |  |  |  | 0.155 | Default Emission Factor
River Hills | 1084_G_2 | 1084 | G | 2 |  | Combustion Turbine | MIS_MIDA | Iowa | Polk | 16 | 1966 | 9999 |  |  |  | 0.155 | Default Emission Factor
River Hills | 1084_G_3 | 1084 | G | 3 |  | Combustion Turbine | MIS_MIDA | Iowa | Polk | 16 | 1966 | 9999 |  |  |  | 0.155 | Default Emission Factor
River Hills | 1084_G_4 | 1084 | G | 4 |  | Combustion Turbine | MIS_MIDA | Iowa | Polk | 16 | 1966 | 9999 |  |  |  | 0.155 | Default Emission Factor
River Hills | 1084_G_5 | 1084 | G | 5 |  | Combustion Turbine | MIS_MIDA | Iowa | Polk | 16 | 1967 | 9999 |  |  |  | 0.155 | Default Emission Factor
River Hills | 1084_G_6 | 1084 | G | 6 |  | Combustion Turbine | MIS_MIDA | Iowa | Polk | 16 | 1967 | 9999 |  |  |  | 0.155 | Default Emission Factor
River Hills | 1084_G_7 | 1084 | G | 7 |  | Combustion Turbine | MIS_MIDA | Iowa | Polk | 16 | 1968 | 9999 |  |  |  | 0.155 | Default Emission Factor
River Hills | 1084_G_8 | 1084 | G | 8 |  | Combustion Turbine | MIS_MIDA | Iowa | Polk | 16 | 1968 | 9999 |  |  |  | 0.155 | Default Emission Factor
Archer Daniels Midland Cedar Rapids | 10864_G_GEN7 | 10864 | G | GEN7 |  | Combustion Turbine | MIS_IA | Iowa | Linn | 35 | 2016 | 9999 | 2019 | 11.9014 | 269853 | 0.08821 | NEI 2019
Hazelton | 10870_G_GEN1 | 10870 | G | GEN1 | 3605 | Combustion Turbine | PJM_WMAC | Pennsylvania | Luzerne | 58.9 | 1989 | 9999 | 2019 | 0.352 | 5951.489 | 0.11829 | NEI 2019
Hazelton | 10870_G_GEN2 | 10870 | G | GEN2 | 9579 | Combustion Turbine | PJM_WMAC | Pennsylvania | Luzerne | 28.3 | 2002 | 9999 | 2019 | 0.48 | 2859.544 | 0.33572 | NEI 2019
Hazelton | 10870_G_GEN3 | 10870 | G | GEN3 | 9580 | Combustion Turbine | PJM_WMAC | Pennsylvania | Luzerne | 29.3 | 2002 | 9999 | 2019 | 0.36305 | 2960.5879 | 0.24526 | NEI 2019
Hazelton | 10870_G_GEN4 | 10870 | G | GEN4 | 9581 | Combustion Turbine | PJM_WMAC | Pennsylvania | Luzerne | 29.1 | 2002 | 9999 | 2019 | 0.8149 | 2940.3791 | 0.55428 | NEI 2019
Medical Area Total Energy Plant | 10883_G_CT1 | 10883 | G | CT1 |  | Combustion Turbine | NENGREST | Massachusetts | Suffolk | 12.5 | 2003 | 9999 | 2019 | 3.0813 | 87803.8926 | 0.07019 | NEI 2019
Medical Area Total Energy Plant | 10883_G_CT2 | 10883 | G | CT2 |  | Combustion Turbine | NENGREST | Massachusetts | Suffolk | 12.5 | 2003 | 9999 | 2019 | 3.1387 | 87803.8926 | 0.07149 | NEI 2019
Medical Area Total Energy Plant | 10883_G_CT3 | 10883 | G | CT3 |  | Combustion Turbine | NENGREST | Massachusetts | Suffolk | 12.8 | 2017 | 9999 |  |  |  | 0.155 | Default Emission Factor
Medical Area Total Energy Plant | 10883_G_DEG1 | 10883 | G | DEG1 |  | Combustion Turbine | NENGREST | Massachusetts | Suffolk | 6 | 1985 | 9999 | 2019 | 0.056029 | 540.7967 | 0.20721 | NEI 2019
Medical Area Total Energy Plant | 10883_G_DEG2 | 10883 | G | DEG2 |  | Combustion Turbine | NENGREST | Massachusetts | Suffolk | 6 | 1985 | 9999 | 2019 | 0.0036968 | 540.7967 | 0.01367 | NEI 2019
Medical Area Total Energy Plant | 10883_G_DEG3 | 10883 | G | DEG3 |  | Combustion Turbine | NENGREST | Massachusetts | Suffolk | 6 | 1985 | 9999 | 2019 | 0.0082022 | 540.7967 | 0.03033 | NEI 2019
Medical Area Total Energy Plant | 10883_G_DEG4 | 10883 | G | DEG4 |  | Combustion Turbine | NENGREST | Massachusetts | Suffolk | 6 | 1985 | 9999 | 2019 | 0.033733 | 540.7967 | 0.12475 | NEI 2019
Medical Area Total Energy Plant | 10883_G_DEG5 | 10883 | G | DEG5 |  | Combustion Turbine | NENGREST | Massachusetts | Suffolk | 6 | 1985 | 9999 | 2019 | 0.031654 | 540.7967 | 0.11706 | NEI 2019
Medical Area Total Energy Plant | 10883_G_DEG6 | 10883 | G | DEG6 |  | Combustion Turbine | NENGREST | Massachusetts | Suffolk | 6 | 1986 | 9999 | 2019 | 0.0042744 | 540.7967 | 0.01581 | NEI 2019
Olive View Medical Center | 10884_G_CTC1 | 10884 | G | CTC1 |  | Combustion Turbine | WEC_LADW | California | Los Angeles | 2.7 | 1987 | 9999 | 2018 | 1.7027 | 7610.56 | 0.44745 | California Air Resources Board
Olive View Medical Center | 10884_G_CTC2 | 10884 | G | CTC2 |  | Combustion Turbine | WEC_LADW | California | Los Angeles | 2.7 | 1987 | 9999 | 2018 | 1.7027 | 7610.56 | 0.44745 | California Air Resources Board
Merl Parr | 1097_G_1 | 1097 | G | 1 |  | Combustion Turbine | MIS_MIDA | Iowa | Floyd | 16.6 | 1969 | 9999 |  |  |  | 0.155 | Default Emission Factor
Merl Parr | 1097_G_2 | 1097 | G | 2 |  | Combustion Turbine | MIS_MIDA | Iowa | Floyd | 16 | 1969 | 9999 |  |  |  | 0.155 | Default Emission Factor
Burlington (IA) | 1104_G_GT1 | 1104 | G | GT1 |  | Combustion Turbine | MIS_IA | Iowa | Des Moines | 12.7 | 1994 | 2025 | 2019 | 0.01703 | 172.9362 | 0.19696 | NEI 2019
Burlington (IA) | 1104_G_GT2 | 1104 | G | GT2 |  | Combustion Turbine | MIS_IA | Iowa | Des Moines | 11.9 | 1995 | 2025 | 2019 | 0.01844 | 162.0426 | 0.2276 | NEI 2019
Burlington (IA) | 1104_G_GT3 | 1104 | G | GT3 |  | Combustion Turbine | MIS_IA | Iowa | Des Moines | 13 | 1996 | 2025 | 2019 | 0.017478 | 177.0213 | 0.19747 | NEI 2019
Burlington (IA) | 1104_G_GT4 | 1104 | G | GT4 |  | Combustion Turbine | MIS_IA | Iowa | Des Moines | 9.4 | 1994 | 2025 | 2019 | 0.015782 | 128 | 0.24659 | NEI 2019
Algona | 1120_G_6 | 1120 | G | 6 |  | Combustion Turbine | MIS_MIDA | Iowa | Kossuth | 3.2 | 1965 | 9999 |  |  |  | 0.86775 | Default Emission Factor
Algona | 1120_G_7 | 1120 | G | 7 |  | Combustion Turbine | MIS_MIDA | Iowa | Kossuth | 4.1 | 1970 | 9999 |  |  |  | 0.86775 | Default Emission Factor
Algona | 1120_G_8 | 1120 | G | 8 |  | Combustion Turbine | MIS_MIDA | Iowa | Kossuth | 4.4 | 1994 | 9999 |  |  |  | 0.86775 | Default Emission Factor
Algona | 1120_G_9 | 1120 | G | 9 |  | Combustion Turbine | MIS_MIDA | Iowa | Kossuth | 4.4 | 1994 | 9999 |  |  |  | 0.86775 | Default Emission Factor
Alta Municipal Utilities | 1121_G_2A | 1121 | G | 2A |  | Combustion Turbine | MIS_MIDA | Iowa | Buena Vista | 2 | 2018 | 9999 |  |  |  | 0.86775 | Default Emission Factor
Alta Municipal Utilities | 1121_G_3A | 1121 | G | 3A |  | Combustion Turbine | MIS_MIDA | Iowa | Buena Vista | 2 | 2018 | 9999 |  |  |  | 0.86775 | Default Emission Factor
Anita | 1123_G_2 | 1123 | G | 2 |  | Combustion Turbine | MIS_IL | Iowa | Cass | 0.1 | 1939 | 9999 |  |  |  | 0.86775 | Default Emission Factor
Anita | 1123_G_3 | 1123 | G | 3 |  | Combustion Turbine | MIS_IL | Iowa | Cass | 0.2 | 1951 | 9999 |  |  |  | 0.86775 | Default Emission Factor
Anita | 1123_G_4 | 1123 | G | 4 |  | Combustion Turbine | MIS_IL | Iowa | Cass | 0.2 | 2000 | 9999 |  |  |  | 0.86775 | Default Emission Factor
Anita | 1123_G_5 | 1123 | G | 5 |  | Combustion Turbine | MIS_IL | Iowa | Cass | 0.2 | 2000 | 9999 |  |  |  | 0.86775 | Default Emission Factor
Anita | 1123_G_6 | 1123 | G | 6 |  | Combustion Turbine | MIS_IL | Iowa | Cass | 2 | 2003 | 9999 |  |  |  | 0.86775 | Default Emission Factor
Atlantic | 1124_G_6 | 1124 | G | 6 |  | Combustion Turbine | MIS_MIDA | Iowa | Cass | 9.8 | 1999 | 9999 |  |  |  | 0.155 | Default Emission Factor
Bancroft | 1125_G_5 | 1125 | G | 5 |  | Combustion Turbine | MIS_MIDA | Iowa | Kossuth | 0.5 | 1954 | 9999 |  |  |  | 0.86775 | Default Emission Factor
Bancroft | 1125_G_6 | 1125 | G | 6 |  | Combustion Turbine | MIS_MIDA | Iowa | Kossuth | 1.8 | 2001 | 9999 |  |  |  | 0.86775 | Default Emission Factor
Bancroft | 1125_G_7 | 1125 | G | 7 |  | Combustion Turbine | MIS_MIDA | Iowa | Kossuth | 1.8 | 2001 | 9999 |  |  |  | 0.86775 | Default Emission Factor
Bellevue | 1126_G_2 | 1126 | G | 2 |  | Combustion Turbine | MIS_IA | Iowa | Jackson | 1.6 | 1992 | 9999 |  |  |  | 0.86775 | Default Emission Factor
Bellevue | 1126_G_3 | 1126 | G | 3 |  | Combustion Turbine | MIS_IA | Iowa | Jackson | 1.7 | 2001 | 9999 |  |  |  | 0.86775 | Default Emission Factor
Bellevue | 1126_G_4 | 1126 | G | 4 |  | Combustion Turbine | MIS_IA | Iowa | Jackson | 0.6 | 1963 | 9999 |  |  |  | 0.86775 | Default Emission Factor
Bellevue | 1126_G_5 | 1126 | G | 5 |  | Combustion Turbine | MIS_IA | Iowa | Jackson | 0.7 | 1953 | 9999 |  |  |  | 0.86775 | Default Emission Factor
Bellevue | 1126_G_6 | 1126 | G | 6 |  | Combustion Turbine | MIS_IA | Iowa | Jackson | 2.4 | 1971 | 9999 |  |  |  | 0.86775 | Default Emission Factor
Bloomfield | 1127_G_1 | 1127 | G | 1 |  | Combustion Turbine | MIS_IA | Iowa | Davis | 2.3 | 1975 | 9999 |  |  |  | 0.86775 | Default Emission Factor
Bloomfield | 1127_G_2 | 1127 | G | 2 |  | Combustion Turbine | MIS_IA | Iowa | Davis | 0.2 | 1945 | 9999 |  |  |  | 0.86775 | Default Emission Factor
Bloomfield | 1127_G_3 | 1127 | G | 3 |  | Combustion Turbine | MIS_IA | Iowa | Davis | 2.2 | 1964 | 9999 |  |  |  | 0.86775 | Default Emission Factor
Bloomfield | 1127_G_4 | 1127 | G | 4 |  | Combustion Turbine | MIS_IA | Iowa | Davis | 0.2 | 1946 | 9999 |  |  |  | 0.86775 | Default Emission Factor
Bloomfield | 1127_G_5 | 1127 | G | 5 |  | Combustion Turbine | MIS_IA | Iowa | Davis | 0.8 | 1951 | 9999 |  |  |  | 0.86775 | Default Emission Factor
Bloomfield | 1127_G_6 | 1127 | G | 6 |  | Combustion Turbine | MIS_IA | Iowa | Davis | 1.2 | 1958 | 9999 |  |  |  | 0.86775 | Default Emission Factor
Brooklyn | 1128_G_7 | 1128 | G | 7 |  | Combustion Turbine | MIS_IA | Iowa | Poweshiek | 2 | 2012 | 9999 |  |  |  | 0.86775 | Default Emission Factor
Cascade | 1129_G_1 | 1129 | G | 1 |  | Combustion Turbine | MIS_IA | Iowa | Dubuque | 0.7 | 1957 | 9999 |  |  |  | 0.86775 | Default Emission Factor
Cascade | 1129_G_2 | 1129 | G | 2 |  | Combustion Turbine | MIS_IA | Iowa | Dubuque | 1.9 | 1971 | 9999 |  |  |  | 0.86775 | Default Emission Factor
Cascade | 1129_G_3A | 1129 | G | 3A |  | Combustion Turbine | MIS_IA | Iowa | Dubuque | 1.8 | 1998 | 9999 |  |  |  | 0.86775 | Default Emission Factor
Cascade | 1129_G_4 | 1129 | G | 4 |  | Combustion Turbine | MIS_IA | Iowa | Dubuque | 0.5 | 1951 | 9999 |  |  |  | 0.86775 | Default Emission Factor
Gas Turbine (IA) | 1130_G_1 | 1130 | G | 1 |  | Combustion Turbine | MIS_MIDA | Iowa | Black Hawk | 19 | 1968 | 9999 |  |  |  | 0.155 | Default Emission Factor
Gas Turbine (IA) | 1130_G_2 | 1130 | G | 2 |  | Combustion Turbine | MIS_MIDA | Iowa | Black Hawk | 24.4 | 2000 | 9999 |  |  |  | 0.155 | Default Emission Factor
Coggon | 1132_G_IC5 | 1132 | G | IC5 |  | Combustion Turbine | MIS_IL | Iowa | Linn | 1.8 | 2003 | 9999 |  |  |  | 0.86775 | Default Emission Factor
Corning | 1134_G_5 | 1134 | G | 5 |  | Combustion Turbine | MIS_IA | Iowa | Adams | 2.8 | 1975 | 9999 |  |  |  | 0.86775 | Default Emission Factor
Corning | 1134_G_6 | 1134 | G | 6 |  | Combustion Turbine | MIS_IA | Iowa | Adams | 2 | 2006 | 9999 |  |  |  | 0.86775 | Default Emission Factor
Corning | 1134_G_7 | 1134 | G | 7 |  | Combustion Turbine | MIS_IA | Iowa | Adams | 2 | 2006 | 9999 |  |  |  | 0.86775 | Default Emission Factor
Dayton (IA) | 1135_G_5 | 1135 | G | 5 |  | Combustion Turbine | MIS_IA | Iowa | Webster | 1.8 | 2000 | 9999 |  |  |  | 0.86775 | Default Emission Factor
Estherville | 1137_G_2 | 1137 | G | 2 |  | Combustion Turbine | MIS_IA | Iowa | Emmet | 1.1 | 1946 | 9999 |  |  |  | 0.86775 | Default Emission Factor
Estherville | 1137_G_3 | 1137 | G | 3 |  | Combustion Turbine | MIS_IA | Iowa | Emmet | 2.7 | 1960 | 9999 |  |  |  | 0.86775 | Default Emission Factor
Estherville | 1137_G_4 | 1137 | G | 4 |  | Combustion Turbine | MIS_IA | Iowa | Emmet | 3.6 | 1969 | 9999 |  |  |  | 0.86775 | Default Emission Factor
Estherville | 1137_G_5 | 1137 | G | 5 |  | Combustion Turbine | MIS_IA | Iowa | Emmet | 3.6 | 1969 | 9999 |  |  |  | 0.86775 | Default Emission Factor
Estherville | 1137_G_7 | 1137 | G | 7 |  | Combustion Turbine | MIS_IA | Iowa | Emmet | 2.7 | 1960 | 9999 |  |  |  | 0.86775 | Default Emission Factor
Forest City Light Plant | 1138_G_1 | 1138 | G | 1 |  | Combustion Turbine | MIS_MNWI | Iowa | Winnebago | 1.3 | 1958 | 9999 |  |  |  | 0.86775 | Default Emission Factor
Forest City Light Plant | 1138_G_2 | 1138 | G | 2 |  | Combustion Turbine | MIS_MNWI | Iowa | Winnebago | 2.2 | 1965 | 9999 |  |  |  | 0.86775 | Default Emission Factor
Forest City Light Plant | 1138_G_3 | 1138 | G | 3 |  | Combustion Turbine | MIS_MNWI | Iowa | Winnebago | 3.3 | 1968 | 9999 |  |  |  | 0.86775 | Default Emission Factor
Forest City Light Plant | 1138_G_4 | 1138 | G | 4 |  | Combustion Turbine | MIS_MNWI | Iowa | Winnebago | 6.1 | 1976 | 9999 |  |  |  | 0.86775 | Default Emission Factor
Forest City Light Plant | 1138_G_5 | 1138 | G | 5 |  | Combustion Turbine | MIS_MNWI | Iowa | Winnebago | 0.7 | 1950 | 9999 |  |  |  | 0.86775 | Default Emission Factor
Forest City Light Plant | 1138_G_6 | 1138 | G | 6 |  | Combustion Turbine | MIS_MNWI | Iowa | Winnebago | 7.6 | 2000 | 9999 |  |  |  | 0.86775 | Default Emission Factor
Douglas | 114_G_1 | 114 | G | 1 |  | Combustion Turbine | WECC_AZ | Arizona | Cochise | 15 | 1972 | 9999 |  |  |  | 0.155 | Default Emission Factor
Gowrie | 1141_G_3 | 1141 | G | 3 |  | Combustion Turbine | MIS_IA | Iowa | Webster | 2.2 | 2013 | 9999 |  |  |  | 0.86775 | Default Emission Factor
Graettinger | 1142_G_4 | 1142 | G | 4 |  | Combustion Turbine | MIS_IA | Iowa | Palo Alto | 0.5 | 1957 | 9999 |  |  |  | 0.86775 | Default Emission Factor
Graettinger | 1142_G_5 | 1142 | G | 5 |  | Combustion Turbine | MIS_IA | Iowa | Palo Alto | 1.1 | 1990 | 9999 |  |  |  | 0.86775 | Default Emission Factor
Graettinger | 1142_G_6 | 1142 | G | 6 |  | Combustion Turbine | MIS_IA | Iowa | Palo Alto | 2 | 2002 | 9999 |  |  |  | 0.86775 | Default Emission Factor
Grand Junction | 1143_G_2 | 1143 | G | 2 |  | Combustion Turbine | MIS_IA | Iowa | Greene | 1.7 | 1994 | 9999 |  |  |  | 0.86775 | Default Emission Factor
Greenfield | 1144_G_1 | 1144 | G | 1 |  | Combustion Turbine | MIS_MIDA | Iowa | Adair | 2.2 | 2020 | 9999 |  |  |  | 0.36262 | Default Emission Factor
Greenfield | 1144_G_2 | 1144 | G | 2 |  | Combustion Turbine | MIS_MIDA | Iowa | Adair | 2.2 | 2020 | 9999 |  |  |  | 0.36262 | Default Emission Factor
Grundy Center City Light Plant | 1145_G_IC1 | 1145 | G | IC1 |  | Combustion Turbine | MIS_IA | Iowa | Grundy | 2.2 | 1963 | 9999 |  |  |  | 0.86775 | Default Emission Factor
Grundy Center City Light Plant | 1145_G_IC2 | 1145 | G | IC2 |  | Combustion Turbine | MIS_IA | Iowa | Grundy | 3.5 | 1972 | 9999 |  |  |  | 0.86775 | Default Emission Factor
Grundy Center City Light Plant | 1145_G_IC3 | 1145 | G | IC3 |  | Combustion Turbine | MIS_IA | Iowa | Grundy | 3 | 1990 | 9999 |  |  |  | 0.86775 | Default Emission Factor
Harlan | 1146_G_HMU1 | 1146 | G | HMU1 |  | Combustion Turbine | MIS_MIDA | Iowa | Shelby | 1.6 | 2001 | 9999 |  |  |  | 0.86775 | Default Emission Factor
Harlan | 1146_G_HMU2 | 1146 | G | HMU2 |  | Combustion Turbine | MIS_MIDA | Iowa | Shelby | 1.6 | 2001 | 9999 |  |  |  | 0.86775 | Default Emission Factor
Indianola | 1150_G_5 | 1150 | G | 5 |  | Combustion Turbine | MIS_MIDA | Iowa | Warren | 4 | 1966 | 9999 |  |  |  | 0.86775 | Default Emission Factor
Indianola | 1150_G_6 | 1150 | G | 6 |  | Combustion Turbine | MIS_MIDA | Iowa | Warren | 5 | 1970 | 9999 |  |  |  | 0.86775 | Default Emission Factor
Indianola | 1150_G_7 | 1150 | G | 7 |  | Combustion Turbine | MIS_MIDA | Iowa | Warren | 19.4 | 1977 | 9999 |  |  |  | 0.155 | Default Emission Factor
Indianola | 1150_G_8 | 1150 | G | 8 |  | Combustion Turbine | MIS_MIDA | Iowa | Warren | 22.8 | 2000 | 9999 |  |  |  | 0.155 | Default Emission Factor
Lake Park | 1153_G_3 | 1153 | G | 3 |  | Combustion Turbine | MIS_IA | Iowa | Dickinson | 2 | 2005 | 9999 |  |  |  | 0.86775 | Default Emission Factor
Lake Park | 1153_G_G2 | 1153 | G | G2 |  | Combustion Turbine | MIS_IA | Iowa | Dickinson | 2 | 2005 | 9999 |  |  |  | 0.86775 | Default Emission Factor
Lake Mills | 1154_G_4 | 1154 | G | 4 |  | Combustion Turbine | MIS_IA | Iowa | Winnebago | 1.3 | 1962 | 9999 |  |  |  | 0.86775 | Default Emission Factor
Lake Mills | 1154_G_6 | 1154 | G | 6 |  | Combustion Turbine | MIS_IA | Iowa | Winnebago | 5.7 | 1979 | 9999 |  |  |  | 0.86775 | Default Emission Factor
Lake Mills | 1154_G_7 | 1154 | G | 7 |  | Combustion Turbine | MIS_IA | Iowa | Winnebago | 7.6 | 1999 | 9999 |  |  |  | 0.86775 | Default Emission Factor
Lamoni Municipal Utilities | 1155_G_1 | 1155 | G | 1 |  | Combustion Turbine | MIS_IA | Iowa | Decatur | 2.7 | 1973 | 9999 |  |  |  | 0.86775 | Default Emission Factor
Lamoni Municipal Utilities | 1155_G_2 | 1155 | G | 2 |  | Combustion Turbine | MIS_IA | Iowa | Decatur | 0.2 | 1940 | 9999 |  |  |  | 0.86775 | Default Emission Factor
Lamoni Municipal Utilities | 1155_G_3 | 1155 | G | 3 |  | Combustion Turbine | MIS_IA | Iowa | Decatur | 0.3 | 1941 | 9999 |  |  |  | 0.86775 | Default Emission Factor
Lamoni Municipal Utilities | 1155_G_4 | 1155 | G | 4 |  | Combustion Turbine | MIS_IA | Iowa | Decatur | 0.6 | 1948 | 9999 |  |  |  | 0.86775 | Default Emission Factor
Lamoni Municipal Utilities | 1155_G_5 | 1155 | G | 5 |  | Combustion Turbine | MIS_IA | Iowa | Decatur | 1.1 | 1955 | 9999 |  |  |  | 0.86775 | Default Emission Factor
Lamoni Municipal Utilities | 1155_G_6 | 1155 | G | 6 |  | Combustion Turbine | MIS_IA | Iowa | Decatur | 0.5 | 1993 | 9999 |  |  |  | 0.86775 | Default Emission Factor
Lamoni Municipal Utilities | 1155_G_7 | 1155 | G | 7 |  | Combustion Turbine | MIS_IA | Iowa | Decatur | 2.3 | 2011 | 9999 |  |  |  | 0.86775 | Default Emission Factor
Lamoni Municipal Utilities | 1155_G_8 | 1155 | G | 8 |  | Combustion Turbine | MIS_IA | Iowa | Decatur | 2.3 | 2011 | 9999 |  |  |  | 0.86775 | Default Emission Factor
La Porte | 1156_G_3A | 1156 | G | 3A |  | Combustion Turbine | MIS_IL | Iowa | Black Hawk | 1.8 | 2000 | 9999 |  |  |  | 0.86775 | Default Emission Factor
La Porte | 1156_G_4A | 1156 | G | 4A |  | Combustion Turbine | MIS_IL | Iowa | Black Hawk | 1.8 | 2000 | 9999 |  |  |  | 0.86775 | Default Emission Factor
La Porte | 1156_G_6 | 1156 | G | 6 |  | Combustion Turbine | MIS_IL | Iowa | Black Hawk | 1.8 | 2013 | 9999 |  |  |  | 0.86775 | Default Emission Factor
Laurens | 1157_G_3 | 1157 | G | 3 |  | Combustion Turbine | MIS_MIDA | Iowa | Pocahontas | 0.7 | 1952 | 9999 |  |  |  | 0.86775 | Default Emission Factor
Laurens | 1157_G_4 | 1157 | G | 4 |  | Combustion Turbine | MIS_MIDA | Iowa | Pocahontas | 0.7 | 1951 | 9999 |  |  |  | 0.86775 | Default Emission Factor
Laurens | 1157_G_5 | 1157 | G | 5 |  | Combustion Turbine | MIS_MIDA | Iowa | Pocahontas | 2.3 | 2013 | 9999 |  |  |  | 0.86775 | Default Emission Factor
Laurens | 1157_G_6 | 1157 | G | 6 |  | Combustion Turbine | MIS_MIDA | Iowa | Pocahontas | 2.3 | 2013 | 9999 |  |  |  | 0.86775 | Default Emission Factor
Laurens | 1157_G_7 | 1157 | G | 7 |  | Combustion Turbine | MIS_MIDA | Iowa | Pocahontas | 2.3 | 2013 | 9999 |  |  |  | 0.86775 | Default Emission Factor
Lenox | 1158_G_1 | 1158 | G | 1 |  | Combustion Turbine | MIS_IA | Iowa | Taylor | 0.3 | 1948 | 9999 |  |  |  | 0.86775 | Default Emission Factor
Lenox | 1158_G_2 | 1158 | G | 2 |  | Combustion Turbine | MIS_IA | Iowa | Taylor | 1.1 | 1965 | 9999 |  |  |  | 0.86775 | Default Emission Factor
Lenox | 1158_G_3 | 1158 | G | 3 |  | Combustion Turbine | MIS_IA | Iowa | Taylor | 0.9 | 1966 | 9999 |  |  |  | 0.86775 | Default Emission Factor
Lenox | 1158_G_4 | 1158 | G | 4 |  | Combustion Turbine | MIS_IA | Iowa | Taylor | 1.7 | 2001 | 9999 |  |  |  | 0.86775 | Default Emission Factor
Lenox | 1158_G_5 | 1158 | G | 5 |  | Combustion Turbine | MIS_IA | Iowa | Taylor | 1.8 | 2016 | 9999 |  |  |  | 0.86775 | Default Emission Factor
Ocotillo | 116_G_GT1 | 116 | G | GT1 | 66 | Combustion Turbine | WECC_AZ | Arizona | Maricopa | 50 | 1972 | 9999 |  |  |  | 0.155 | Default Emission Factor
Ocotillo | 116_G_GT2 | 116 | G | GT2 | 67 | Combustion Turbine | WECC_AZ | Arizona | Maricopa | 50 | 1973 | 9999 | 2017 | 0.7315 | 9913.5 | 0.14758 | NEI 2019
Ocotillo | 116_G_GT3 | 116 | G | GT3 | 91277 | Combustion Turbine | WECC_AZ | Arizona | Maricopa | 104.7 | 2019 | 9999 |  |  |  | 0.06931 | Default Emission Factor
Ocotillo | 116_G_GT4 | 116 | G | GT4 | 91278 | Combustion Turbine | WECC_AZ | Arizona | Maricopa | 104.7 | 2019 | 9999 |  |  |  | 0.06931 | Default Emission Factor
Ocotillo | 116_G_GT5 | 116 | G | GT5 | 91279 | Combustion Turbine | WECC_AZ | Arizona | Maricopa | 104.7 | 2019 | 9999 |  |  |  | 0.06931 | Default Emission Factor
Ocotillo | 116_G_GT6 | 116 | G | GT6 | 91280 | Combustion Turbine | WECC_AZ | Arizona | Maricopa | 104.7 | 2019 | 9999 |  |  |  | 0.06931 | Default Emission Factor
Ocotillo | 116_G_GT7 | 116 | G | GT7 | 91281 | Combustion Turbine | WECC_AZ | Arizona | Maricopa | 104.7 | 2019 | 9999 |  |  |  | 0.06931 | Default Emission Factor
Manning | 1160_G_1 | 1160 | G | 1 |  | Combustion Turbine | MIS_MIDA | Iowa | Carroll | 0.2 | 1928 | 9999 |  |  |  | 0.86775 | Default Emission Factor
Manning | 1160_G_2 | 1160 | G | 2 |  | Combustion Turbine | MIS_MIDA | Iowa | Carroll | 0.2 | 1928 | 9999 |  |  |  | 0.86775 | Default Emission Factor
Manning | 1160_G_4 | 1160 | G | 4 |  | Combustion Turbine | MIS_MIDA | Iowa | Carroll | 0.6 | 1949 | 9999 |  |  |  | 0.86775 | Default Emission Factor
Manning | 1160_G_M1 | 1160 | G | M1 |  | Combustion Turbine | MIS_MIDA | Iowa | Carroll | 2.3 | 2012 | 9999 |  |  |  | 0.86775 | Default Emission Factor
Manning | 1160_G_M2 | 1160 | G | M2 |  | Combustion Turbine | MIS_MIDA | Iowa | Carroll | 2.3 | 2012 | 9999 |  |  |  | 0.86775 | Default Emission Factor
Manning | 1160_G_M3 | 1160 | G | M3 |  | Combustion Turbine | MIS_MIDA | Iowa | Carroll | 2.3 | 2012 | 9999 |  |  |  | 0.86775 | Default Emission Factor
Maquoketa 1 | 1162_G_1A | 1162 | G | 1A |  | Combustion Turbine | MIS_IA | Iowa | Jackson | 2.8 | 2004 | 9999 |  |  |  | 0.86775 | Default Emission Factor
Maquoketa 1 | 1162_G_2A | 1162 | G | 2A |  | Combustion Turbine | MIS_IA | Iowa | Jackson | 2.8 | 2004 | 9999 |  |  |  | 0.86775 | Default Emission Factor
Maquoketa 1 | 1162_G_3 | 1162 | G | 3 |  | Combustion Turbine | MIS_IA | Iowa | Jackson | 1.8 | 1969 | 9999 |  |  |  | 0.86775 | Default Emission Factor
Maquoketa 1 | 1162_G_4A | 1162 | G | 4A |  | Combustion Turbine | MIS_IA | Iowa | Jackson | 1.7 | 1999 | 9999 |  |  |  | 0.86775 | Default Emission Factor
Maquoketa 1 | 1162_G_5 | 1162 | G | 5 |  | Combustion Turbine | MIS_IA | Iowa | Jackson | 1.4 | 1956 | 9999 |  |  |  | 0.86775 | Default Emission Factor
Maquoketa 1 | 1162_G_6 | 1162 | G | 6 |  | Combustion Turbine | MIS_IA | Iowa | Jackson | 2.1 | 1962 | 9999 |  |  |  | 0.86775 | Default Emission Factor
Maquoketa 1 | 1162_G_7 | 1162 | G | 7 |  | Combustion Turbine | MIS_IA | Iowa | Jackson | 6 | 1982 | 9999 |  |  |  | 0.86775 | Default Emission Factor
Maquoketa 1 | 1162_G_8 | 1162 | G | 8 |  | Combustion Turbine | MIS_IA | Iowa | Jackson | 1.7 | 1996 | 9999 |  |  |  | 0.86775 | Default Emission Factor
Maquoketa 1 | 1162_G_9 | 1162 | G | 9 |  | Combustion Turbine | MIS_IA | Iowa | Jackson | 1.7 | 2000 | 9999 |  |  |  | 0.86775 | Default Emission Factor
McGregor | 1163_G_1 | 1163 | G | 1 |  | Combustion Turbine | MIS_IA | Iowa | Clayton | 1.2 | 1977 | 9999 |  |  |  | 0.86775 | Default Emission Factor
McGregor | 1163_G_2 | 1163 | G | 2 |  | Combustion Turbine | MIS_IA | Iowa | Clayton | 0.3 | 1941 | 9999 |  |  |  | 0.86775 | Default Emission Factor
Milford | 1164_G_1 | 1164 | G | 1 |  | Combustion Turbine | MIS_IA | Iowa | Dickinson | 0.6 | 1954 | 9999 |  |  |  | 0.86775 | Default Emission Factor
Milford | 1164_G_4 | 1164 | G | 4 |  | Combustion Turbine | MIS_IA | Iowa | Dickinson | 0.5 | 1949 | 9999 |  |  |  | 0.86775 | Default Emission Factor
Milford | 1164_G_5 | 1164 | G | 5 |  | Combustion Turbine | MIS_IA | Iowa | Dickinson | 1.8 | 1997 | 9999 |  |  |  | 0.86775 | Default Emission Factor
Milford | 1164_G_6 | 1164 | G | 6 |  | Combustion Turbine | MIS_IA | Iowa | Dickinson | 1.8 | 1997 | 9999 |  |  |  | 0.86775 | Default Emission Factor
Milford | 1164_G_7 | 1164 | G | 7 |  | Combustion Turbine | MIS_IA | Iowa | Dickinson | 1.8 | 1997 | 9999 |  |  |  | 0.86775 | Default Emission Factor
Montezuma | 1165_G_1 | 1165 | G | 1 |  | Combustion Turbine | MIS_MIDA | Iowa | Poweshiek | 0.2 | 1940 | 9999 |  |  |  | 0.86775 | Default Emission Factor
Montezuma | 1165_G_10 | 1165 | G | 10 |  | Combustion Turbine | MIS_MIDA | Iowa | Poweshiek | 0.2 | 2003 | 9999 |  |  |  | 0.86775 | Default Emission Factor
Montezuma | 1165_G_4 | 1165 | G | 4 |  | Combustion Turbine | MIS_MIDA | Iowa | Poweshiek | 0.5 | 1947 | 9999 |  |  |  | 0.86775 | Default Emission Factor
Montezuma | 1165_G_5 | 1165 | G | 5 |  | Combustion Turbine | MIS_MIDA | Iowa | Poweshiek | 1 | 1959 | 9999 |  |  |  | 0.86775 | Default Emission Factor
Montezuma | 1165_G_6 | 1165 | G | 6 |  | Combustion Turbine | MIS_MIDA | Iowa | Poweshiek | 1.6 | 1967 | 9999 |  |  |  | 0.86775 | Default Emission Factor
Montezuma | 1165_G_7 | 1165 | G | 7 |  | Combustion Turbine | MIS_MIDA | Iowa | Poweshiek | 2.3 | 1974 | 9999 |  |  |  | 0.86775 | Default Emission Factor
Montezuma | 1165_G_8 | 1165 | G | 8 |  | Combustion Turbine | MIS_MIDA | Iowa | Poweshiek | 1.8 | 1998 | 9999 |  |  |  | 0.86775 | Default Emission Factor
Montezuma | 1165_G_9 | 1165 | G | 9 |  | Combustion Turbine | MIS_MIDA | Iowa | Poweshiek | 1.8 | 2000 | 9999 |  |  |  | 0.86775 | Default Emission Factor
Mt Pleasant | 1166_G_1 | 1166 | G | 1 |  | Combustion Turbine | MIS_IA | Iowa | Henry | 2 | 2002 | 9999 |  |  |  | 0.86775 | Default Emission Factor
Mt Pleasant | 1166_G_10 | 1166 | G | 10 |  | Combustion Turbine | MIS_IA | Iowa | Henry | 2 | 2002 | 9999 |  |  |  | 0.86775 | Default Emission Factor
Mt Pleasant | 1166_G_11 | 1166 | G | 11 |  | Combustion Turbine | MIS_IA | Iowa | Henry | 2 | 2002 | 9999 |  |  |  | 0.86775 | Default Emission Factor
Mt Pleasant | 1166_G_12 | 1166 | G | 12 |  | Combustion Turbine | MIS_IA | Iowa | Henry | 2 | 2002 | 9999 |  |  |  | 0.86775 | Default Emission Factor
Mt Pleasant | 1166_G_2 | 1166 | G | 2 |  | Combustion Turbine | MIS_IA | Iowa | Henry | 2 | 2002 | 9999 |  |  |  | 0.86775 | Default Emission Factor
Mt Pleasant | 1166_G_3 | 1166 | G | 3 |  | Combustion Turbine | MIS_IA | Iowa | Henry | 2 | 2002 | 9999 |  |  |  | 0.86775 | Default Emission Factor
Mt Pleasant | 1166_G_4A | 1166 | G | 4A |  | Combustion Turbine | MIS_IA | Iowa | Henry | 2 | 2002 | 9999 |  |  |  | 0.86775 | Default Emission Factor
Mt Pleasant | 1166_G_5A | 1166 | G | 5A |  | Combustion Turbine | MIS_IA | Iowa | Henry | 2 | 2002 | 9999 |  |  |  | 0.86775 | Default Emission Factor
Mt Pleasant | 1166_G_6 | 1166 | G | 6 |  | Combustion Turbine | MIS_IA | Iowa | Henry | 2 | 2002 | 9999 |  |  |  | 0.86775 | Default Emission Factor
Mt Pleasant | 1166_G_7 | 1166 | G | 7 |  | Combustion Turbine | MIS_IA | Iowa | Henry | 2 | 2002 | 9999 |  |  |  | 0.86775 | Default Emission Factor
Mt Pleasant | 1166_G_8 | 1166 | G | 8 |  | Combustion Turbine | MIS_IA | Iowa | Henry | 2 | 2002 | 9999 |  |  |  | 0.86775 | Default Emission Factor
Mt Pleasant | 1166_G_9 | 1166 | G | 9 |  | Combustion Turbine | MIS_IA | Iowa | Henry | 2 | 2002 | 9999 |  |  |  | 0.86775 | Default Emission Factor
Ogden | 1169_G_4 | 1169 | G | 4 |  | Combustion Turbine | MIS_IA | Iowa | Boone | 0.5 | 1951 | 9999 |  |  |  | 0.86775 | Default Emission Factor
Ogden | 1169_G_5 | 1169 | G | 5 |  | Combustion Turbine | MIS_IA | Iowa | Boone | 1 | 1958 | 9999 |  |  |  | 0.86775 | Default Emission Factor
Ogden | 1169_G_6 | 1169 | G | 6 |  | Combustion Turbine | MIS_IA | Iowa | Boone | 2.5 | 1971 | 9999 |  |  |  | 0.86775 | Default Emission Factor
West Phoenix | 117_G_1B | 117 | G | 1B |  | Combined Cycle | WECC_AZ | Arizona | Maricopa | 85 | 1976 | 9999 | 2019 | 5.1395 | 225216 | 0.04564 | NEI 2019
West Phoenix | 117_G_2B | 117 | G | 2B |  | Combined Cycle | WECC_AZ | Arizona | Maricopa | 85 | 1976 | 9999 | 2019 | 6.0555 | 257452 | 0.04704 | NEI 2019
West Phoenix | 117_G_3B | 117 | G | 3B |  | Combined Cycle | WECC_AZ | Arizona | Maricopa | 85 | 1976 | 9999 | 2017 | 2.8904 | 180564 | 0.03202 | NEI 2019
West Phoenix | 117_G_C4-1 | 117 | G | C4-1 | 70 | Combined Cycle | WECC_AZ | Arizona | Maricopa | 68 | 2001 | 9999 |  |  |  | 0.02101 | NEI 2019
West Phoenix | 117_G_C4-2 | 117 | G | C4-2 | 70 | Combined Cycle | WECC_AZ | Arizona | Maricopa | 39 | 2001 | 9999 | 2019 | 2.9221 | 278232 | 0.02101 | NEI 2019
West Phoenix | 117_G_C5-1 | 117 | G | C5-1 | 71 | Combined Cycle | WECC_AZ | Arizona | Maricopa | 155 | 2003 | 9999 | 2019 | 13.9886 | 530741 | 0.02726 | NEI 2019
West Phoenix | 117_G_C5-2 | 117 | G | C5-2 | 88097 | Combined Cycle | WECC_AZ | Arizona | Maricopa | 153 | 2003 | 9999 | 2017 | 11.5729 | 669012 | 0.02726 | NEI 2019
West Phoenix | 117_G_C5-3 | 117 | G | C5-3 | 71 | Combined Cycle | WECC_AZ | Arizona | Maricopa | 150 | 2003 | 9999 | 2019 | 0.006155 | 676143 | 0.02726 | NEI 2019
West Phoenix | 117_G_GT1 | 117 | G | GT1 |  | Combustion Turbine | WECC_AZ | Arizona | Maricopa | 50 | 1972 | 9999 | 2017 | 0.22064 | 8490.5 | 0.05197 | NEI 2019
West Phoenix | 117_G_GT2 | 117 | G | GT2 |  | Combustion Turbine | WECC_AZ | Arizona | Maricopa | 50 | 1973 | 9999 | 2017 | 1.074 | 8490.5 | 0.25299 | NEI 2019
Osage (IA) | 1172_G_5 | 1172 | G | 5 |  | Combustion Turbine | MIS_IA | Iowa | Mitchell | 3.1 | 1963 | 9999 |  |  |  | 0.86775 | Default Emission Factor
Osage (IA) | 1172_G_6 | 1172 | G | 6 |  | Combustion Turbine | MIS_IA | Iowa | Mitchell | 6 | 1973 | 9999 |  |  |  | 0.86775 | Default Emission Factor
Osage (IA) | 1172_G_7 | 1172 | G | 7 |  | Combustion Turbine | MIS_IA | Iowa | Mitchell | 3.6 | 1996 | 9999 |  |  |  | 0.86775 | Default Emission Factor
Osage (IA) | 1172_G_8 | 1172 | G | 8 |  | Combustion Turbine | MIS_IA | Iowa | Mitchell | 3.6 | 1998 | 9999 |  |  |  | 0.86775 | Default Emission Factor
Preston (IA) | 1176_G_4 | 1176 | G | 4 |  | Combustion Turbine | MIS_IA | Iowa | Jackson | 1.8 | 1980 | 9999 |  |  |  | 0.86775 | Default Emission Factor
Primghar | 1177_G_4 | 1177 | G | 4 |  | Combustion Turbine | MIS_MIDA | Iowa | O'Brien | 0.6 | 1972 | 9999 |  |  |  | 0.86775 | Default Emission Factor
Primghar | 1177_G_5 | 1177 | G | 5 |  | Combustion Turbine | MIS_MIDA | Iowa | O'Brien | 0.9 | 1992 | 9999 |  |  |  | 0.86775 | Default Emission Factor
Saguaro | 118_G_GE1 | 118 | G | GE1 | 8250 | Combustion Turbine | WECC_AZ | Arizona | Pinal | 76 | 2002 | 9999 |  |  |  | 0.155 | Default Emission Factor
Saguaro | 118_G_GT1 | 118 | G | GT1 |  | Combustion Turbine | WECC_AZ | Arizona | Pinal | 50 | 1972 | 9999 |  |  |  | 0.155 | Default Emission Factor
Saguaro | 118_G_GT2 | 118 | G | GT2 |  | Combustion Turbine | WECC_AZ | Arizona | Pinal | 50 | 1973 | 9999 |  |  |  | 0.155 | Default Emission Factor
Rockford | 1180_G_1 | 1180 | G | 1 |  | Combustion Turbine | MIS_MIDA | Iowa | Floyd | 0.4 | 1951 | 9999 |  |  |  | 0.86775 | Default Emission Factor
Rockford | 1180_G_5 | 1180 | G | 5 |  | Combustion Turbine | MIS_MIDA | Iowa | Floyd | 0.9 | 1961 | 9999 |  |  |  | 0.86775 | Default Emission Factor
Rockford | 1180_G_6 | 1180 | G | 6 |  | Combustion Turbine | MIS_MIDA | Iowa | Floyd | 1.6 | 1999 | 9999 |  |  |  | 0.86775 | Default Emission Factor
Rock Rapids | 1181_G_1 | 1181 | G | 1 |  | Combustion Turbine | MIS_IA | Iowa | Lyon | 2.5 | 1968 | 9999 |  |  |  | 0.86775 | Default Emission Factor
Sibley One | 1184_G_2 | 1184 | G | 2 |  | Combustion Turbine | MIS_IL | Iowa | Osceola | 1.9 | 1971 | 9999 |  |  |  | 0.86775 | Default Emission Factor
Sibley One | 1184_G_3 | 1184 | G | 3 |  | Combustion Turbine | MIS_IL | Iowa | Osceola | 1.1 | 1987 | 9999 |  |  |  | 0.86775 | Default Emission Factor
Sibley One | 1184_G_5 | 1184 | G | 5 |  | Combustion Turbine | MIS_IL | Iowa | Osceola | 1.8 | 2000 | 9999 |  |  |  | 0.86775 | Default Emission Factor
Spencer Gas Turbine | 1186_G_GT1 | 1186 | G | GT1 |  | Combustion Turbine | SPP_WAUE | Iowa | Clay | 17 | 1970 | 9999 |  |  |  | 0.155 | Default Emission Factor
State Center | 1187_G_1 | 1187 | G | 1 |  | Combustion Turbine | MIS_IL | Iowa | Marshall | 0.6 | 1995 | 9999 |  |  |  | 0.86775 | Default Emission Factor
State Center | 1187_G_2 | 1187 | G | 2 |  | Combustion Turbine | MIS_IL | Iowa | Marshall | 0.6 | 1995 | 9999 |  |  |  | 0.86775 | Default Emission Factor
State Center | 1187_G_3 | 1187 | G | 3 |  | Combustion Turbine | MIS_IL | Iowa | Marshall | 1.3 | 1995 | 9999 |  |  |  | 0.86775 | Default Emission Factor
State Center | 1187_G_4 | 1187 | G | 4 |  | Combustion Turbine | MIS_IL | Iowa | Marshall | 1.3 | 1995 | 9999 |  |  |  | 0.86775 | Default Emission Factor
State Center | 1187_G_6 | 1187 | G | 6 |  | Combustion Turbine | MIS_IL | Iowa | Marshall | 2.5 | 1972 | 9999 |  |  |  | 0.86775 | Default Emission Factor
Story City | 1188_G_1 | 1188 | G | 1 |  | Combustion Turbine | MIS_IL | Iowa | Story | 1.3 | 1964 | 9999 |  |  |  | 0.86775 | Default Emission Factor
Story City | 1188_G_2 | 1188 | G | 2 |  | Combustion Turbine | MIS_IL | Iowa | Story | 2 | 1972 | 9999 |  |  |  | 0.86775 | Default Emission Factor
Story City | 1188_G_4A | 1188 | G | 4A |  | Combustion Turbine | MIS_IL | Iowa | Story | 3.1 | 2003 | 9999 |  |  |  | 0.86775 | Default Emission Factor
Story City | 1188_G_5A | 1188 | G | 5A |  | Combustion Turbine | MIS_IL | Iowa | Story | 3.1 | 1993 | 9999 |  |  |  | 0.86775 | Default Emission Factor
Story City | 1188_G_6 | 1188 | G | 6 |  | Combustion Turbine | MIS_IL | Iowa | Story | 2 | 1978 | 9999 |  |  |  | 0.86775 | Default Emission Factor
Story City | 1188_G_7 | 1188 | G | 7 |  | Combustion Turbine | MIS_IL | Iowa | Story | 2 | 1978 | 9999 |  |  |  | 0.86775 | Default Emission Factor
Stuart (IA) | 1190_G_1 | 1190 | G | 1 |  | Combustion Turbine | MIS_IA | Iowa | Guthrie | 0.6 | 1956 | 9999 |  |  |  | 0.86775 | Default Emission Factor
Stuart (IA) | 1190_G_2 | 1190 | G | 2 |  | Combustion Turbine | MIS_IA | Iowa | Guthrie | 1.1 | 1968 | 9999 |  |  |  | 0.86775 | Default Emission Factor
Stuart (IA) | 1190_G_4 | 1190 | G | 4 |  | Combustion Turbine | MIS_IA | Iowa | Guthrie | 1 | 1964 | 9999 |  |  |  | 0.86775 | Default Emission Factor
Traer Main | 1192_G_3 | 1192 | G | 3 |  | Combustion Turbine | MIS_IL | Iowa | Tama | 1 | 1963 | 9999 |  |  |  | 0.86775 | Default Emission Factor
Traer Main | 1192_G_4 | 1192 | G | 4 |  | Combustion Turbine | MIS_IL | Iowa | Tama | 1 | 1963 | 9999 |  |  |  | 0.86775 | Default Emission Factor
Traer Main | 1192_G_6 | 1192 | G | 6 |  | Combustion Turbine | MIS_IL | Iowa | Tama | 1.2 | 1970 | 9999 |  |  |  | 0.86775 | Default Emission Factor
Villisca Municipal Power Plant | 1193_G_5 | 1193 | G | 5 |  | Combustion Turbine | MIS_IA | Iowa | Montgomery | 2 | 2003 | 9999 |  |  |  | 0.86775 | Default Emission Factor
Villisca Municipal Power Plant | 1193_G_6 | 1193 | G | 6 |  | Combustion Turbine | MIS_IA | Iowa | Montgomery | 2 | 2003 | 9999 |  |  |  | 0.86775 | Default Emission Factor
Vinton | 1194_G_1 | 1194 | G | 1 |  | Combustion Turbine | MIS_IL | Iowa | Benton | 1.2 | 1955 | 9999 |  |  |  | 0.86775 | Default Emission Factor
Vinton | 1194_G_10 | 1194 | G | 10 |  | Combustion Turbine | MIS_IL | Iowa | Benton | 0.6 | 2009 | 9999 |  |  |  | 0.86775 | Default Emission Factor
Vinton | 1194_G_6 | 1194 | G | 6 |  | Combustion Turbine | MIS_IL | Iowa | Benton | 2.5 | 1961 | 9999 |  |  |  | 0.86775 | Default Emission Factor
Vinton | 1194_G_7 | 1194 | G | 7 |  | Combustion Turbine | MIS_IL | Iowa | Benton | 3.7 | 1967 | 9999 |  |  |  | 0.86775 | Default Emission Factor
Vinton | 1194_G_8 | 1194 | G | 8 |  | Combustion Turbine | MIS_IL | Iowa | Benton | 5.6 | 1973 | 9999 |  |  |  | 0.86775 | Default Emission Factor
Vinton | 1194_G_9 | 1194 | G | 9 |  | Combustion Turbine | MIS_IL | Iowa | Benton | 3 | 1992 | 9999 |  |  |  | 0.86775 | Default Emission Factor
Webster City | 1198_G_6 | 1198 | G | 6 |  | Combustion Turbine | MIS_MIDA | Iowa | Hamilton | 20.7 | 1972 | 9999 |  |  |  | 0.155 | Default Emission Factor
West Bend | 1199_G_1 | 1199 | G | 1 |  | Combustion Turbine | MIS_IA | Iowa | Palo Alto | 1 | 1959 | 9999 |  |  |  | 0.86775 | Default Emission Factor
West Bend | 1199_G_3 | 1199 | G | 3 |  | Combustion Turbine | MIS_IA | Iowa | Palo Alto | 0.9 | 1954 | 9999 |  |  |  | 0.86775 | Default Emission Factor
West Bend | 1199_G_4 | 1199 | G | 4 |  | Combustion Turbine | MIS_IA | Iowa | Palo Alto | 2 | 1973 | 9999 |  |  |  | 0.86775 | Default Emission Factor
West Bend | 1199_G_5 | 1199 | G | 5 |  | Combustion Turbine | MIS_IA | Iowa | Palo Alto | 2.5 | 2013 | 9999 |  |  |  | 0.86775 | Default Emission Factor
Yucca | 120_G_GT1 | 120 | G | GT1 |  | Combustion Turbine | WECC_AZ | Arizona | Yuma | 18 | 1971 | 9999 | 2019 | 0.27814 | 10562.7985 | 0.05266 | NEI 2019
Yucca | 120_G_GT2 | 120 | G | GT2 |  | Combustion Turbine | WECC_AZ | Arizona | Yuma | 18 | 1971 | 9999 | 2019 | 0.055948 | 10562.7985 | 0.01059 | NEI 2019
Yucca | 120_G_GT21 | 120 | G | GT21 |  | Combustion Turbine | WECC_AZ | Arizona | Yuma | 20 | 1978 | 9999 |  |  |  | 0.155 | Default Emission Factor
Yucca | 120_G_GT3 | 120 | G | GT3 |  | Combustion Turbine | WECC_AZ | Arizona | Yuma | 52 | 1973 | 9999 | 2019 | 2.2839 | 30514.7512 | 0.14969 | NEI 2019
Yucca | 120_G_GT4 | 120 | G | GT4 |  | Combustion Turbine | WECC_AZ | Arizona | Yuma | 51 | 1974 | 9999 | 2019 | 0.20607 | 29927.9291 | 0.01377 | NEI 2019
Yucca | 120_G_GT5 | 120 | G | GT5 | 89724 | Combustion Turbine | WECC_AZ | Arizona | Yuma | 47 | 2008 | 9999 | 2019 | 1.4368 | 27580.6405 | 0.10419 | NEI 2019
Yucca | 120_G_GT6 | 120 | G | GT6 | 89725 | Combustion Turbine | WECC_AZ | Arizona | Yuma | 47 | 2008 | 9999 | 2019 | 0.8838 | 27580.6405 | 0.06409 | NEI 2019
West Liberty | 1200_G_2 | 1200 | G | 2 |  | Combustion Turbine | MIS_IL | Iowa | Muscatine | 2.1 | 1974 | 9999 |  |  |  | 0.86775 | Default Emission Factor
West Liberty | 1200_G_3 | 1200 | G | 3 |  | Combustion Turbine | MIS_IL | Iowa | Muscatine | 2.7 | 1982 | 9999 |  |  |  | 0.86775 | Default Emission Factor
West Liberty | 1200_G_5 | 1200 | G | 5 |  | Combustion Turbine | MIS_IL | Iowa | Muscatine | 5 | 2004 | 9999 |  |  |  | 0.155 | Default Emission Factor
West Liberty | 1200_G_6 | 1200 | G | 6 |  | Combustion Turbine | MIS_IL | Iowa | Muscatine | 5 | 2004 | 9999 |  |  |  | 0.155 | Default Emission Factor
Wilton | 1202_G_5 | 1202 | G | 5 |  | Combustion Turbine | MIS_MIDA | Iowa | Muscatine | 1.6 | 1992 | 9999 |  |  |  | 0.86775 | Default Emission Factor
Wilton | 1202_G_6 | 1202 | G | 6 |  | Combustion Turbine | MIS_MIDA | Iowa | Muscatine | 1.6 | 1992 | 9999 |  |  |  | 0.86775 | Default Emission Factor
Wilton | 1202_G_7 | 1202 | G | 7 |  | Combustion Turbine | MIS_MIDA | Iowa | Muscatine | 1.6 | 1992 | 9999 |  |  |  | 0.86775 | Default Emission Factor
Wilton | 1202_G_8 | 1202 | G | 8 |  | Combustion Turbine | MIS_MIDA | Iowa | Muscatine | 2.2 | 2002 | 9999 |  |  |  | 0.86775 | Default Emission Factor
Wilton | 1202_G_9 | 1202 | G | 9 |  | Combustion Turbine | MIS_MIDA | Iowa | Muscatine | 2.2 | 2002 | 9999 |  |  |  | 0.86775 | Default Emission Factor
Winterset | 1203_G_2 | 1203 | G | 2 |  | Combustion Turbine | MIS_IA | Iowa | Madison | 1.5 | 1956 | 9999 |  |  |  | 0.86775 | Default Emission Factor
Winterset | 1203_G_3 | 1203 | G | 3 |  | Combustion Turbine | MIS_IA | Iowa | Madison | 1.7 | 1966 | 9999 |  |  |  | 0.86775 | Default Emission Factor
Winterset | 1203_G_4 | 1203 | G | 4 |  | Combustion Turbine | MIS_IA | Iowa | Madison | 4.4 | 1972 | 9999 |  |  |  | 0.86775 | Default Emission Factor
Winterset | 1203_G_5 | 1203 | G | 5 |  | Combustion Turbine | MIS_IA | Iowa | Madison | 2 | 2002 | 9999 |  |  |  | 0.86775 | Default Emission Factor
Winterset | 1203_G_6 | 1203 | G | 6 |  | Combustion Turbine | MIS_IA | Iowa | Madison | 2 | 2002 | 9999 |  |  |  | 0.86775 | Default Emission Factor
Winterset | 1203_G_7 | 1203 | G | 7 |  | Combustion Turbine | MIS_IA | Iowa | Madison | 2 | 2002 | 9999 |  |  |  | 0.86775 | Default Emission Factor
Summit Lake | 1206_G_GT1 | 1206 | G | GT1 | 89919 | Combustion Turbine | MIS_IA | Iowa | Union | 27.5 | 1973 | 9999 |  |  |  | 0.155 | Default Emission Factor
Summit Lake | 1206_G_GT2 | 1206 | G | GT2 | 90041 | Combustion Turbine | MIS_IA | Iowa | Union | 27.9 | 1975 | 9999 |  |  |  | 0.155 | Default Emission Factor
Earl F Wisdom | 1217_G_2 | 1217 | G | 2 | 89384 | Combustion Turbine | MIS_MIDA | Iowa | Clay | 76 | 2004 | 9999 | 2019 | 5.0369 | 16900 | 0.59608 | NEI 2019
Bird City | 1224_G_1 | 1224 | G | 1 |  | Combustion Turbine | SPP_WEST | Kansas | Cheyenne | 2 | 1965 | 9999 |  |  |  | 0.86775 | Default Emission Factor
Colby | 1225_G_GT1 | 1225 | G | GT1 |  | Combustion Turbine | SPP_WEST | Kansas | Thomas | 13 | 1970 | 9999 | 2019 | 0.0051741 | 79 | 0.13099 | NEI 2019
Cimarron River | 1230_G_2 | 1230 | G | 2 |  | Combustion Turbine | SPP_N | Kansas | Seward | 13.7 | 1968 | 9999 |  |  |  | 0.155 | Default Emission Factor
Riverton | 1239_G_10 | 1239 | G | 10 |  | Combustion Turbine | SPP_N | Kansas | Cherokee | 13 | 1988 | 9999 |  |  |  | 0.155 | Default Emission Factor
Riverton | 1239_G_11 | 1239 | G | 11 |  | Combustion Turbine | SPP_N | Kansas | Cherokee | 15 | 1988 | 9999 | 2019 | 0.053654 | 926.25 | 0.11585 | NEI 2019
Riverton | 1239_G_12 | 1239 | G | 12 | 89715 | Combined Cycle | SPP_N | Kansas | Cherokee | 149 | 2007 | 9999 | 2019 | 19 | 1171900 | 0.03243 | NEI 2019
Riverton | 1239_G_12-2 | 1239 | G | 12-2 | 89715 | Combined Cycle | SPP_N | Kansas | Cherokee | 117 | 2016 | 9999 |  |  |  | 0.03243 | NEI 2019
Demoss Petrie | 124_G_GT2 | 124 | G | GT2 | 76 | Combustion Turbine | WECC_AZ | Arizona | Pima | 75 | 2001 | 9999 |  |  |  | 0.155 | Default Emission Factor
Gordon Evans Energy Center | 1240_G_5 | 1240 | G | 5 |  | Combustion Turbine | SPP_N | Kansas | Sedgwick | 3 | 1969 | 9999 |  |  |  | 0.86775 | Default Emission Factor
Gordon Evans Energy Center | 1240_G_GT1 | 1240 | G | GT1 | 816 | Combustion Turbine | SPP_N | Kansas | Sedgwick | 73 | 2000 | 9999 | 2019 | 1.5659 | 75312.6604 | 0.04159 | NEI 2019
Gordon Evans Energy Center | 1240_G_GT2 | 1240 | G | GT2 | 817 | Combustion Turbine | SPP_N | Kansas | Sedgwick | 72 | 2000 | 9999 | 2019 | 1.2042 | 74280.9801 | 0.03242 | NEI 2019
Gordon Evans Energy Center | 1240_G_GT3 | 1240 | G | GT3 | 818 | Combustion Turbine | SPP_N | Kansas | Sedgwick | 149 | 2001 | 9999 | 2019 | 8.3398 | 153720.3616 | 0.10851 | NEI 2019
Hutchinson Energy Center | 1248_G_H1DG | 1248 | G | H1DG |  | Combustion Turbine | SPP_N | Kansas | Reno | 3 | 1983 | 9999 |  |  |  | 0.86775 | Default Emission Factor
Anthony | 1258_G_IC1 | 1258 | G | IC1 |  | Combustion Turbine | SPP_N | Kansas | Harper | 4.1 | 1972 | 9999 | 2019 | 0.00573 | 18.0991 | 0.63318 | NEI 2019
Anthony | 1258_G_IC2 | 1258 | G | IC2 |  | Combustion Turbine | SPP_N | Kansas | Harper | 3 | 1976 | 9999 | 2019 | 0.0023207 | 13.2432 | 0.35047 | NEI 2019
Anthony | 1258_G_IC3 | 1258 | G | IC3 |  | Combustion Turbine | SPP_N | Kansas | Harper | 4 | 1981 | 9999 | 2019 | 0.0077069 | 17.6577 | 0.87292 | NEI 2019
Ashland | 1259_G_4B | 1259 | G | 4B |  | Combustion Turbine | SPP_N | Kansas | Clark | 1.8 | 2014 | 9999 |  |  |  | 0.86775 | Default Emission Factor
H Wilson Sundt Generating Station | 126_G_GT1 | 126 | G | GT1 |  | Combustion Turbine | WECC_AZ | Arizona | Pima | 24 | 1972 | 9999 | 2019 | 3.3918 | 260753 | 0.02602 | NEI 2019
H Wilson Sundt Generating Station | 126_G_GT2 | 126 | G | GT2 |  | Combustion Turbine | WECC_AZ | Arizona | Pima | 24 | 1972 | 9999 | 2019 | 3.0328 | 297230 | 0.02041 | NEI 2019
H Wilson Sundt Generating Station | 126_G_RIC1 | 126 | G | RIC1 |  | Combustion Turbine | WECC_AZ | Arizona | Pima | 18.2 | 2020 | 9999 |  |  |  | 0.36262 | Default Emission Factor
H Wilson Sundt Generating Station | 126_G_RIC10 | 126 | G | RIC10 |  | Combustion Turbine | WECC_AZ | Arizona | Pima | 18.2 | 2020 | 9999 |  |  |  | 0.36262 | Default Emission Factor
H Wilson Sundt Generating Station | 126_G_RIC2 | 126 | G | RIC2 |  | Combustion Turbine | WECC_AZ | Arizona | Pima | 18.2 | 2020 | 9999 |  |  |  | 0.36262 | Default Emission Factor
H Wilson Sundt Generating Station | 126_G_RIC3 | 126 | G | RIC3 |  | Combustion Turbine | WECC_AZ | Arizona | Pima | 18.2 | 2020 | 9999 |  |  |  | 0.36262 | Default Emission Factor
H Wilson Sundt Generating Station | 126_G_RIC4 | 126 | G | RIC4 |  | Combustion Turbine | WECC_AZ | Arizona | Pima | 18.2 | 2020 | 9999 |  |  |  | 0.36262 | Default Emission Factor
H Wilson Sundt Generating Station | 126_G_RIC5 | 126 | G | RIC5 |  | Combustion Turbine | WECC_AZ | Arizona | Pima | 18.2 | 2020 | 9999 |  |  |  | 0.36262 | Default Emission Factor
H Wilson Sundt Generating Station | 126_G_RIC6 | 126 | G | RIC6 |  | Combustion Turbine | WECC_AZ | Arizona | Pima | 18.2 | 2020 | 9999 |  |  |  | 0.36262 | Default Emission Factor
H Wilson Sundt Generating Station | 126_G_RIC7 | 126 | G | RIC7 |  | Combustion Turbine | WECC_AZ | Arizona | Pima | 18.2 | 2020 | 9999 |  |  |  | 0.36262 | Default Emission Factor
H Wilson Sundt Generating Station | 126_G_RIC8 | 126 | G | RIC8 |  | Combustion Turbine | WECC_AZ | Arizona | Pima | 18.2 | 2020 | 9999 |  |  |  | 0.36262 | Default Emission Factor
H Wilson Sundt Generating Station | 126_G_RIC9 | 126 | G | RIC9 |  | Combustion Turbine | WECC_AZ | Arizona | Pima | 18.2 | 2020 | 9999 |  |  |  | 0.36262 | Default Emission Factor
Augusta Electric Plant No 1 | 1261_G_1 | 1261 | G | 1 |  | Combustion Turbine | SPP_N | Kansas | Butler | 1.1 | 1954 | 9999 |  |  |  | 0.86775 | Default Emission Factor
Augusta Electric Plant No 1 | 1261_G_2 | 1261 | G | 2 |  | Combustion Turbine | SPP_N | Kansas | Butler | 0.3 | 1929 | 9999 |  |  |  | 0.86775 | Default Emission Factor
Augusta Electric Plant No 1 | 1261_G_3 | 1261 | G | 3 |  | Combustion Turbine | SPP_N | Kansas | Butler | 1 | 1949 | 9999 |  |  |  | 0.86775 | Default Emission Factor
Augusta Electric Plant No 1 | 1261_G_4 | 1261 | G | 4 |  | Combustion Turbine | SPP_N | Kansas | Butler | 0.7 | 1939 | 9999 |  |  |  | 0.86775 | Default Emission Factor
Augusta Electric Plant No 1 | 1261_G_5 | 1261 | G | 5 |  | Combustion Turbine | SPP_N | Kansas | Butler | 2.2 | 1956 | 9999 |  |  |  | 0.86775 | Default Emission Factor
Augusta Electric Plant No 1 | 1261_G_6 | 1261 | G | 6 |  | Combustion Turbine | SPP_N | Kansas | Butler | 2.2 | 1956 | 9999 |  |  |  | 0.86775 | Default Emission Factor
Augusta Electric Plant No 1 | 1261_G_7 | 1261 | G | 7 |  | Combustion Turbine | SPP_N | Kansas | Butler | 2 | 1964 | 9999 |  |  |  | 0.86775 | Default Emission Factor
Augusta Electric Plant No 1 | 1261_G_8 | 1261 | G | 8 |  | Combustion Turbine | SPP_N | Kansas | Butler | 2 | 2016 | 9999 |  |  |  | 0.86775 | Default Emission Factor
Baldwin City Plant No 1 | 1262_G_4 | 1262 | G | 4 |  | Combustion Turbine | SPP_N | Kansas | Douglas | 1.5 | 1970 | 9999 |  |  |  | 0.86775 | Default Emission Factor
Baldwin City Plant No 1 | 1262_G_5 | 1262 | G | 5 |  | Combustion Turbine | SPP_N | Kansas | Douglas | 0.7 | 1964 | 9999 |  |  |  | 0.86775 | Default Emission Factor
Baldwin City Plant No 1 | 1262_G_6 | 1262 | G | 6 |  | Combustion Turbine | SPP_N | Kansas | Douglas | 0.7 | 1964 | 9999 |  |  |  | 0.86775 | Default Emission Factor
Belleville | 1263_G_4 | 1263 | G | 4 |  | Combustion Turbine | SPP_NEBR | Kansas | Republic | 1 | 1955 | 9999 |  |  |  | 0.86775 | Default Emission Factor
Belleville | 1263_G_5 | 1263 | G | 5 |  | Combustion Turbine | SPP_NEBR | Kansas | Republic | 1.7 | 1961 | 9999 |  |  |  | 0.86775 | Default Emission Factor
Belleville | 1263_G_6 | 1263 | G | 6 |  | Combustion Turbine | SPP_NEBR | Kansas | Republic | 3.7 | 1966 | 9999 |  |  |  | 0.86775 | Default Emission Factor
Belleville | 1263_G_7 | 1263 | G | 7 |  | Combustion Turbine | SPP_NEBR | Kansas | Republic | 5.1 | 1971 | 9999 |  |  |  | 0.86775 | Default Emission Factor
Belleville | 1263_G_8 | 1263 | G | 8 |  | Combustion Turbine | SPP_NEBR | Kansas | Republic | 2.8 | 2007 | 9999 |  |  |  | 0.86775 | Default Emission Factor
Beloit | 1264_G_1 | 1264 | G | 1 |  | Combustion Turbine | SPP_N | Kansas | Mitchell | 1.1 | 1951 | 9999 | 2019 | 0.0054269 | 7.9226 | 1.37 | NEI 2019
Beloit | 1264_G_2 | 1264 | G | 2 |  | Combustion Turbine | SPP_N | Kansas | Mitchell | 1.1 | 1951 | 9999 | 2019 | 0.0023818 | 7.9226 | 0.60127 | NEI 2019
Beloit | 1264_G_3 | 1264 | G | 3 |  | Combustion Turbine | SPP_N | Kansas | Mitchell | 2 | 1961 | 9999 | 2019 | 0.0050274 | 14.4048 | 0.69801 | NEI 2019
Beloit | 1264_G_4 | 1264 | G | 4 |  | Combustion Turbine | SPP_N | Kansas | Mitchell | 3 | 1964 | 9999 | 2019 | 0.01036 | 21.6071 | 0.95896 | NEI 2019
Beloit | 1264_G_5 | 1264 | G | 5 |  | Combustion Turbine | SPP_N | Kansas | Mitchell | 0.6 | 1950 | 9999 |  |  |  | 0.86775 | Default Emission Factor
Beloit | 1264_G_6 | 1264 | G | 6 |  | Combustion Turbine | SPP_N | Kansas | Mitchell | 3.5 | 1971 | 9999 | 2019 | 0.0053019 | 25.2083 | 0.42065 | NEI 2019
Beloit | 1264_G_7 | 1264 | G | 7 |  | Combustion Turbine | SPP_N | Kansas | Mitchell | 5.5 | 1980 | 9999 | 2019 | 0.009797 | 39.6131 | 0.49464 | NEI 2019
Burlingame | 1265_G_1 | 1265 | G | 1 |  | Combustion Turbine | SPP_N | Kansas | Osage | 1 | 1973 | 9999 |  |  |  | 0.86775 | Default Emission Factor
Burlingame | 1265_G_3 | 1265 | G | 3 |  | Combustion Turbine | SPP_N | Kansas | Osage | 0.8 | 1963 | 9999 |  |  |  | 0.86775 | Default Emission Factor
Burlingame | 1265_G_4 | 1265 | G | 4 |  | Combustion Turbine | SPP_N | Kansas | Osage | 1 | 1969 | 9999 |  |  |  | 0.86775 | Default Emission Factor
Burlingame | 1265_G_5 | 1265 | G | 5 |  | Combustion Turbine | SPP_N | Kansas | Osage | 0.8 | 1980 | 9999 |  |  |  | 0.86775 | Default Emission Factor
Burlington (KS) | 1266_G_1A | 1266 | G | 1A |  | Combustion Turbine | SPP_N | Kansas | Coffey | 2 | 2003 | 9999 |  |  |  | 0.86775 | Default Emission Factor
Burlington (KS) | 1266_G_2 | 1266 | G | 2 |  | Combustion Turbine | SPP_N | Kansas | Coffey | 1.3 | 1962 | 9999 |  |  |  | 0.86775 | Default Emission Factor
Burlington (KS) | 1266_G_4A | 1266 | G | 4A |  | Combustion Turbine | SPP_N | Kansas | Coffey | 2.3 | 2005 | 9999 |  |  |  | 0.86775 | Default Emission Factor
Burlington (KS) | 1266_G_5 | 1266 | G | 5 |  | Combustion Turbine | SPP_N | Kansas | Coffey | 1 | 1955 | 9999 |  |  |  | 0.86775 | Default Emission Factor
Burlington (KS) | 1266_G_IC6 | 1266 | G | IC6 |  | Combustion Turbine | SPP_N | Kansas | Coffey | 4.8 | 1983 | 9999 |  |  |  | 0.86775 | Default Emission Factor
Chanute 2 | 1268_G_14 | 1268 | G | 14 | 2247 | Combustion Turbine | SPP_N | Kansas | Neosho | 42 | 2002 | 9999 | 2019 | 7.6701 | 174782 | 0.08777 | NEI 2019
Chanute 2 | 1268_G_7 | 1268 | G | 7 |  | Combustion Turbine | SPP_N | Kansas | Neosho | 2 | 1965 | 9999 | 2019 | 0.0033251 | 9 | 0.73892 | NEI 2019
Chanute 2 | 1268_G_8 | 1268 | G | 8 |  | Combustion Turbine | SPP_N | Kansas | Neosho | 2 | 1965 | 9999 | 2019 | 0.002586 | 9 | 0.57466 | NEI 2019
Clay Center | 1270_G_5 | 1270 | G | 5 |  | O/G Steam | SPP_N | Kansas | Clay | 3 | 1948 | 9999 |  |  |  | 0.15323 | Default Emission Factor
Clay Center | 1270_G_6 | 1270 | G | 6 |  | O/G Steam | SPP_N | Kansas | Clay | 5 | 1961 | 9999 |  |  |  | 0.15323 | Default Emission Factor
Clay Center | 1270_G_IC1 | 1270 | G | IC1 |  | Combustion Turbine | SPP_N | Kansas | Clay | 0.9 | 1958 | 9999 |  |  |  | 0.86775 | Default Emission Factor
Clay Center | 1270_G_IC2 | 1270 | G | IC2 |  | Combustion Turbine | SPP_N | Kansas | Clay | 2 | 1966 | 9999 |  |  |  | 0.86775 | Default Emission Factor
Clay Center | 1270_G_IC3 | 1270 | G | IC3 |  | Combustion Turbine | SPP_N | Kansas | Clay | 5 | 1972 | 9999 |  |  |  | 0.86775 | Default Emission Factor
Clay Center | 1270_G_IC4 | 1270 | G | IC4 |  | Combustion Turbine | SPP_N | Kansas | Clay | 3.5 | 1996 | 9999 |  |  |  | 0.86775 | Default Emission Factor
Clay Center | 1270_G_IC5 | 1270 | G | IC5 |  | Combustion Turbine | SPP_N | Kansas | Clay | 3.5 | 1996 | 9999 |  |  |  | 0.86775 | Default Emission Factor
Clay Center | 1270_G_IC6 | 1270 | G | IC6 |  | Combustion Turbine | SPP_N | Kansas | Clay | 6.8 | 2005 | 9999 |  |  |  | 0.86775 | Default Emission Factor
Coffeyville | 1271_G_1 | 1271 | G | 1 |  | Combustion Turbine | SPP_N | Kansas | Montgomery | 2 | 2007 | 9999 |  |  |  | 0.86775 | Default Emission Factor
Coffeyville | 1271_G_2 | 1271 | G | 2 |  | Combustion Turbine | SPP_N | Kansas | Montgomery | 2 | 2007 | 9999 |  |  |  | 0.86775 | Default Emission Factor
Colby City of | 1272_G_4 | 1272 | G | 4 |  | Combustion Turbine | SPP_WEST | Kansas | Thomas | 1.2 | 1958 | 9999 |  |  |  | 0.86775 | Default Emission Factor
Colby City of | 1272_G_5 | 1272 | G | 5 |  | Combustion Turbine | SPP_WEST | Kansas | Thomas | 1 | 1958 | 9999 |  |  |  | 0.86775 | Default Emission Factor
Colby City of | 1272_G_6 | 1272 | G | 6 |  | Combustion Turbine | SPP_WEST | Kansas | Thomas | 3.5 | 1971 | 9999 |  |  |  | 0.86775 | Default Emission Factor
Colby City of | 1272_G_7 | 1272 | G | 7 |  | Combustion Turbine | SPP_WEST | Kansas | Thomas | 3.5 | 1971 | 9999 |  |  |  | 0.86775 | Default Emission Factor
Colby City of | 1272_G_8 | 1272 | G | 8 |  | Combustion Turbine | SPP_WEST | Kansas | Thomas | 2.5 | 1965 | 9999 |  |  |  | 0.86775 | Default Emission Factor
Colby City of | 1272_G_9 | 1272 | G | 9 |  | Combustion Turbine | SPP_WEST | Kansas | Thomas | 3 | 2019 | 9999 |  |  |  | 0.36262 | Default Emission Factor
Ellinwood | 1274_G_1 | 1274 | G | 1 |  | Combustion Turbine | SPP_N | Kansas | Barton | 1.8 | 1965 | 9999 |  |  |  | 0.86775 | Default Emission Factor
Ellinwood | 1274_G_2 | 1274 | G | 2 |  | Combustion Turbine | SPP_N | Kansas | Barton | 1.3 | 1957 | 9999 |  |  |  | 0.86775 | Default Emission Factor
Ellinwood | 1274_G_3 | 1274 | G | 3 |  | Combustion Turbine | SPP_N | Kansas | Barton | 0.3 | 1948 | 9999 |  |  |  | 0.86775 | Default Emission Factor
Ellinwood | 1274_G_4 | 1274 | G | 4 |  | Combustion Turbine | SPP_N | Kansas | Barton | 1 | 1953 | 9999 |  |  |  | 0.86775 | Default Emission Factor
Ellinwood | 1274_G_5 | 1274 | G | 5 |  | Combustion Turbine | SPP_N | Kansas | Barton | 2.5 | 1971 | 9999 |  |  |  | 0.86775 | Default Emission Factor
Erie | 1276_G_3 | 1276 | G | 3 |  | Combustion Turbine | SPP_N | Kansas | Neosho | 0.9 | 1958 | 9999 |  |  |  | 0.86775 | Default Emission Factor
Erie | 1276_G_6 | 1276 | G | 6 |  | Combustion Turbine | SPP_N | Kansas | Neosho | 1 | 2005 | 9999 |  |  |  | 0.86775 | Default Emission Factor
Erie | 1276_G_7 | 1276 | G | 7 |  | Combustion Turbine | SPP_N | Kansas | Neosho | 1 | 2005 | 9999 |  |  |  | 0.86775 | Default Emission Factor
Erie | 1276_G_8 | 1276 | G | 8 |  | Combustion Turbine | SPP_N | Kansas | Neosho | 1 | 2005 | 9999 |  |  |  | 0.86775 | Default Emission Factor
Garnett Municipal | 1278_G_1 | 1278 | G | 1 |  | Combustion Turbine | SPP_N | Kansas | Anderson | 1.3 | 1961 | 9999 |  |  |  | 0.86775 | Default Emission Factor
Garnett Municipal | 1278_G_2 | 1278 | G | 2 |  | Combustion Turbine | SPP_N | Kansas | Anderson | 0.3 | 1930 | 9999 |  |  |  | 0.86775 | Default Emission Factor
Garnett Municipal | 1278_G_3 | 1278 | G | 3 |  | Combustion Turbine | SPP_N | Kansas | Anderson | 1.3 | 1955 | 9999 |  |  |  | 0.86775 | Default Emission Factor
Garnett Municipal | 1278_G_4 | 1278 | G | 4 |  | Combustion Turbine | SPP_N | Kansas | Anderson | 0.8 | 1948 | 9999 |  |  |  | 0.86775 | Default Emission Factor
Garnett Municipal | 1278_G_7 | 1278 | G | 7 |  | Combustion Turbine | SPP_N | Kansas | Anderson | 2.2 | 2000 | 9999 |  |  |  | 0.86775 | Default Emission Factor
Garnett Municipal | 1278_G_IC5 | 1278 | G | IC5 |  | Combustion Turbine | SPP_N | Kansas | Anderson | 2.1 | 1981 | 9999 |  |  |  | 0.86775 | Default Emission Factor
Garnett Municipal | 1278_G_IC6 | 1278 | G | IC6 |  | Combustion Turbine | SPP_N | Kansas | Anderson | 2.2 | 1978 | 9999 |  |  |  | 0.86775 | Default Emission Factor
Girard | 1279_G_1 | 1279 | G | 1 |  | Combustion Turbine | SPP_N | Kansas | Crawford | 1.1 | 1955 | 9999 |  |  |  | 0.86775 | Default Emission Factor
Girard | 1279_G_4 | 1279 | G | 4 |  | Combustion Turbine | SPP_N | Kansas | Crawford | 1.8 | 1962 | 9999 |  |  |  | 0.86775 | Default Emission Factor
Girard | 1279_G_6 | 1279 | G | 6 |  | Combustion Turbine | SPP_N | Kansas | Crawford | 3.2 | 1997 | 9999 |  |  |  | 0.86775 | Default Emission Factor
Girard | 1279_G_7 | 1279 | G | 7 |  | Combustion Turbine | SPP_N | Kansas | Crawford | 3.4 | 1997 | 9999 |  |  |  | 0.86775 | Default Emission Factor
Goodland | 1280_G_10 | 1280 | G | 10 |  | Combustion Turbine | SPP_N | Kansas | Sherman | 1.8 | 1971 | 9999 |  |  |  | 0.86775 | Default Emission Factor
Goodland | 1280_G_11 | 1280 | G | 11 |  | Combustion Turbine | SPP_N | Kansas | Sherman | 3.5 | 1978 | 9999 |  |  |  | 0.86775 | Default Emission Factor
Goodland | 1280_G_12 | 1280 | G | 12 |  | Combustion Turbine | SPP_N | Kansas | Sherman | 0.8 | 1995 | 9999 |  |  |  | 0.86775 | Default Emission Factor
Goodland | 1280_G_13 | 1280 | G | 13 |  | Combustion Turbine | SPP_N | Kansas | Sherman | 1.1 | 1999 | 9999 |  |  |  | 0.86775 | Default Emission Factor
Goodland | 1280_G_3 | 1280 | G | 3 |  | Combustion Turbine | SPP_N | Kansas | Sherman | 0.7 | 1939 | 9999 |  |  |  | 0.86775 | Default Emission Factor
Goodland | 1280_G_6 | 1280 | G | 6 |  | Combustion Turbine | SPP_N | Kansas | Sherman | 1.8 | 1962 | 9999 |  |  |  | 0.86775 | Default Emission Factor
Goodland | 1280_G_7 | 1280 | G | 7 |  | Combustion Turbine | SPP_N | Kansas | Sherman | 1.8 | 1966 | 9999 |  |  |  | 0.86775 | Default Emission Factor
Goodland | 1280_G_8 | 1280 | G | 8 |  | Combustion Turbine | SPP_N | Kansas | Sherman | 4.6 | 1975 | 9999 |  |  |  | 0.86775 | Default Emission Factor
Herington | 1283_G_4B | 1283 | G | 4B |  | Combustion Turbine | SPP_N | Kansas | Dickinson | 1.5 | 2001 | 9999 |  |  |  | 0.86775 | Default Emission Factor
Hoisington | 1286_G_2A | 1286 | G | 2A |  | Combustion Turbine | SPP_N | Kansas | Barton | 1.1 | 1996 | 9999 |  |  |  | 0.86775 | Default Emission Factor
Hoisington | 1286_G_6 | 1286 | G | 6 |  | Combustion Turbine | SPP_N | Kansas | Barton | 2 | 1961 | 9999 |  |  |  | 0.86775 | Default Emission Factor
Hoisington | 1286_G_7 | 1286 | G | 7 |  | Combustion Turbine | SPP_N | Kansas | Barton | 4 | 1966 | 9999 |  |  |  | 0.86775 | Default Emission Factor
Hoisington | 1286_G_8 | 1286 | G | 8 |  | Combustion Turbine | SPP_N | Kansas | Barton | 7 | 1981 | 9999 |  |  |  | 0.86775 | Default Emission Factor
Holton | 1287_G_10 | 1287 | G | 10 |  | Combustion Turbine | SPP_N | Kansas | Jackson | 1.8 | 1970 | 9999 |  |  |  | 0.86775 | Default Emission Factor
Holton | 1287_G_11 | 1287 | G | 11 |  | Combustion Turbine | SPP_N | Kansas | Jackson | 2.2 | 1994 | 9999 |  |  |  | 0.86775 | Default Emission Factor
Holton | 1287_G_12 | 1287 | G | 12 |  | Combustion Turbine | SPP_N | Kansas | Jackson | 3 | 2001 | 9999 |  |  |  | 0.86775 | Default Emission Factor
Holton | 1287_G_13 | 1287 | G | 13 |  | Combustion Turbine | SPP_N | Kansas | Jackson | 3 | 2001 | 9999 |  |  |  | 0.86775 | Default Emission Factor
Holton | 1287_G_6 | 1287 | G | 6 |  | Combustion Turbine | SPP_N | Kansas | Jackson | 1.4 | 1958 | 9999 |  |  |  | 0.86775 | Default Emission Factor
Holton | 1287_G_7 | 1287 | G | 7 |  | Combustion Turbine | SPP_N | Kansas | Jackson | 2.4 | 1963 | 9999 |  |  |  | 0.86775 | Default Emission Factor
Holton | 1287_G_8 | 1287 | G | 8 |  | Combustion Turbine | SPP_N | Kansas | Jackson | 3.8 | 1969 | 9999 |  |  |  | 0.86775 | Default Emission Factor
Holton | 1287_G_9 | 1287 | G | 9 |  | Combustion Turbine | SPP_N | Kansas | Jackson | 1.8 | 1970 | 9999 |  |  |  | 0.86775 | Default Emission Factor
Iola | 1291_G_1 | 1291 | G | 1 |  | Combustion Turbine | SPP_N | Kansas | Allen | 5 | 1998 | 9999 |  |  |  | 0.86775 | Default Emission Factor
Iola | 1291_G_10 | 1291 | G | 10 |  | Combustion Turbine | SPP_N | Kansas | Allen | 2.9 | 1981 | 9999 |  |  |  | 0.86775 | Default Emission Factor
Iola | 1291_G_2 | 1291 | G | 2 |  | Combustion Turbine | SPP_N | Kansas | Allen | 5 | 2000 | 9999 |  |  |  | 0.86775 | Default Emission Factor
Iola | 1291_G_6 | 1291 | G | 6 |  | Combustion Turbine | SPP_N | Kansas | Allen | 2.9 | 1969 | 9999 |  |  |  | 0.86775 | Default Emission Factor
Iola | 1291_G_7 | 1291 | G | 7 |  | Combustion Turbine | SPP_N | Kansas | Allen | 2.9 | 1971 | 9999 |  |  |  | 0.86775 | Default Emission Factor
Iola | 1291_G_8 | 1291 | G | 8 |  | Combustion Turbine | SPP_N | Kansas | Allen | 2.9 | 1976 | 9999 |  |  |  | 0.86775 | Default Emission Factor
Iola | 1291_G_9 | 1291 | G | 9 |  | Combustion Turbine | SPP_N | Kansas | Allen | 2.9 | 1977 | 9999 |  |  |  | 0.86775 | Default Emission Factor
Jetmore | 1292_G_8 | 1292 | G | 8 |  | Combustion Turbine | SPP_N | Kansas | Hodgeman | 2.5 | 2015 | 9999 |  |  |  | 0.86775 | Default Emission Factor
Quindaro | 1295_G_GT2 | 1295 | G | GT2 | 90731 | Combustion Turbine | SPP_N | Kansas | Wyandotte | 56 | 1974 | 9999 | 2019 | 0.52587 | 3147.5294 | 0.33415 | NEI 2019
Quindaro | 1295_G_GT3 | 1295 | G | GT3 | 90732 | Combustion Turbine | SPP_N | Kansas | Wyandotte | 46 | 1977 | 9999 | 2019 | 0.47745 | 2585.4706 | 0.36934 | NEI 2019
Kingman Municipal Power and Light Plant | 1296_G_2 | 1296 | G | 2 |  | Combustion Turbine | SPP_N | Kansas | Kingman | 1.9 | 1962 | 9999 |  |  |  | 0.86775 | Default Emission Factor
Kingman Municipal Power and Light Plant | 1296_G_4 | 1296 | G | 4 |  | Combustion Turbine | SPP_N | Kansas | Kingman | 1.9 | 1977 | 9999 | 2019 | 0.0031988 | 497.2722 | 0.01287 | NEI 2019
Kingman Municipal Power and Light Plant | 1296_G_6 | 1296 | G | 6 |  | Combustion Turbine | SPP_N | Kansas | Kingman | 3.4 | 1969 | 9999 | 2019 | 0.6389 | 889.8556 | 1.436 | NEI 2019
Kingman Municipal Power and Light Plant | 1296_G_7 | 1296 | G | 7 |  | Combustion Turbine | SPP_N | Kansas | Kingman | 2.1 | 1979 | 9999 | 2019 | 0.048368 | 549.6167 | 0.17601 | NEI 2019
Kingman Municipal Power and Light Plant | 1296_G_8 | 1296 | G | 8 |  | Combustion Turbine | SPP_N | Kansas | Kingman | 2.4 | 1984 | 9999 | 2019 | 0.22368 | 628.1333 | 0.71221 | NEI 2019
Kingman Municipal Power and Light Plant | 1296_G_9 | 1296 | G | 9 |  | Combustion Turbine | SPP_N | Kansas | Kingman | 6.3 | 1993 | 9999 |  |  |  | 0.86775 | Default Emission Factor
La Crosse | 1297_G_6 | 1297 | G | 6 |  | Combustion Turbine | SPP_WEST | Kansas | Rush | 1.5 | 1975 | 9999 |  |  |  | 0.86775 | Default Emission Factor
Larned | 1299_G_CAT | 1299 | G | CAT |  | Combustion Turbine | SPP_N | Kansas | Pawnee | 2 | 2004 | 9999 |  |  |  | 0.86775 | Default Emission Factor
Larned | 1299_G_CAT1 | 1299 | G | CAT1 |  | Combustion Turbine | SPP_N | Kansas | Pawnee | 2 | 2004 | 9999 |  |  |  | 0.86775 | Default Emission Factor
Larned | 1299_G_CAT2 | 1299 | G | CAT2 |  | Combustion Turbine | SPP_N | Kansas | Pawnee | 2 | 2004 | 9999 |  |  |  | 0.86775 | Default Emission Factor
Larned | 1299_G_CAT3 | 1299 | G | CAT3 |  | Combustion Turbine | SPP_N | Kansas | Pawnee | 2 | 2004 | 9999 |  |  |  | 0.86775 | Default Emission Factor
Larned | 1299_G_CAT4 | 1299 | G | CAT4 |  | Combustion Turbine | SPP_N | Kansas | Pawnee | 2 | 2004 | 9999 |  |  |  | 0.86775 | Default Emission Factor
Larned | 1299_G_IC5 | 1299 | G | IC5 |  | Combustion Turbine | SPP_N | Kansas | Pawnee | 6 | 1976 | 9999 |  |  |  | 0.86775 | Default Emission Factor
Lincoln | 1300_G_1 | 1300 | G | 1 |  | Combustion Turbine | SPP_N | Kansas | Lincoln | 1.1 | 1964 | 9999 |  |  |  | 0.86775 | Default Emission Factor
Lincoln | 1300_G_2 | 1300 | G | 2 |  | Combustion Turbine | SPP_N | Kansas | Lincoln | 1.1 | 1964 | 9999 |  |  |  | 0.86775 | Default Emission Factor
Lincoln | 1300_G_4 | 1300 | G | 4 |  | Combustion Turbine | SPP_N | Kansas | Lincoln | 0.6 | 1958 | 9999 |  |  |  | 0.86775 | Default Emission Factor
Lincoln | 1300_G_7 | 1300 | G | 7 |  | Combustion Turbine | SPP_N | Kansas | Lincoln | 3 | 1974 | 9999 |  |  |  | 0.86775 | Default Emission Factor
Lincoln | 1300_G_8 | 1300 | G | 8 |  | Combustion Turbine | SPP_N | Kansas | Lincoln | 1.8 | 2017 | 9999 |  |  |  | 0.86775 | Default Emission Factor
McPherson 2 | 1305_G_GT2 | 1305 | G | GT2 | 90705 | Combustion Turbine | SPP_N | Kansas | McPherson | 52 | 1976 | 2024 | 2019 | 0.36334 | 7294.5384 | 0.09962 | NEI 2019
McPherson 2 | 1305_G_GT3 | 1305 | G | GT3 | 90706 | Combustion Turbine | SPP_N | Kansas | McPherson | 51.9 | 1979 | 9999 | 2019 | 0.49833 | 7280.5104 | 0.13689 | NEI 2019
Meade | 1306_G_2 | 1306 | G | 2 |  | Combustion Turbine | SPP_N | Kansas | Meade | 0.8 | 1951 | 9999 |  |  |  | 0.86775 | Default Emission Factor
Meade | 1306_G_3 | 1306 | G | 3 |  | Combustion Turbine | SPP_N | Kansas | Meade | 1.1 | 1957 | 9999 |  |  |  | 0.86775 | Default Emission Factor
Meade | 1306_G_4 | 1306 | G | 4 |  | Combustion Turbine | SPP_N | Kansas | Meade | 1.3 | 1961 | 9999 |  |  |  | 0.86775 | Default Emission Factor
Meade | 1306_G_5 | 1306 | G | 5 |  | Combustion Turbine | SPP_N | Kansas | Meade | 1.7 | 1965 | 9999 |  |  |  | 0.86775 | Default Emission Factor
Meade | 1306_G_6 | 1306 | G | 6 |  | Combustion Turbine | SPP_N | Kansas | Meade | 1.9 | 1972 | 9999 |  |  |  | 0.86775 | Default Emission Factor
Minneapolis City of | 1307_G_3 | 1307 | G | 3 |  | Combustion Turbine | SPP_N | Kansas | Ottawa | 1.2 | 1961 | 9999 |  |  |  | 0.86775 | Default Emission Factor
Minneapolis City of | 1307_G_4 | 1307 | G | 4 |  | Combustion Turbine | SPP_N | Kansas | Ottawa | 0.5 | 1955 | 9999 |  |  |  | 0.86775 | Default Emission Factor
Minneapolis City of | 1307_G_5 | 1307 | G | 5 |  | Combustion Turbine | SPP_N | Kansas | Ottawa | 1.8 | 1966 | 9999 |  |  |  | 0.86775 | Default Emission Factor
Minneapolis City of | 1307_G_6 | 1307 | G | 6 |  | Combustion Turbine | SPP_N | Kansas | Ottawa | 2.7 | 1972 | 9999 |  |  |  | 0.86775 | Default Emission Factor
Minneapolis City of | 1307_G_7 | 1307 | G | 7 |  | Combustion Turbine | SPP_N | Kansas | Ottawa | 1.8 | 1989 | 9999 |  |  |  | 0.86775 | Default Emission Factor
Oberlin (KS) | 1312_G_1 | 1312 | G | 1 |  | Combustion Turbine | SPP_N | Kansas | Decatur | 0.9 | 1956 | 9999 |  |  |  | 0.86775 | Default Emission Factor
Osage City | 1313_G_1 | 1313 | G | 1 |  | Combustion Turbine | SPP_N | Kansas | Osage | 0.9 | 1955 | 9999 |  |  |  | 0.86775 | Default Emission Factor
Osage City | 1313_G_2 | 1313 | G | 2 |  | Combustion Turbine | SPP_N | Kansas | Osage | 1.1 | 1960 | 9999 |  |  |  | 0.86775 | Default Emission Factor
Osage City | 1313_G_4 | 1313 | G | 4 |  | Combustion Turbine | SPP_N | Kansas | Osage | 1.9 | 1967 | 9999 |  |  |  | 0.86775 | Default Emission Factor
Osage City | 1313_G_5 | 1313 | G | 5 |  | Combustion Turbine | SPP_N | Kansas | Osage | 1.9 | 1970 | 9999 |  |  |  | 0.86775 | Default Emission Factor
Osage City | 1313_G_7 | 1313 | G | 7 |  | Combustion Turbine | SPP_N | Kansas | Osage | 1.5 | 1984 | 9999 |  |  |  | 0.86775 | Default Emission Factor
Osage City | 1313_G_IC3 | 1313 | G | IC3 |  | Combustion Turbine | SPP_N | Kansas | Osage | 1.9 | 2011 | 9999 |  |  |  | 0.86775 | Default Emission Factor
Osage City | 1313_G_IC6 | 1313 | G | IC6 |  | Combustion Turbine | SPP_N | Kansas | Osage | 0.9 | 1983 | 9999 |  |  |  | 0.86775 | Default Emission Factor
Osawatomie City of | 1314_G_2 | 1314 | G | 2 |  | Combustion Turbine | SPP_N | Kansas | Miami | 1.8 | 1957 | 9999 |  |  |  | 0.86775 | Default Emission Factor
Osawatomie City of | 1314_G_4 | 1314 | G | 4 |  | Combustion Turbine | SPP_N | Kansas | Miami | 1 | 1950 | 9999 |  |  |  | 0.86775 | Default Emission Factor
Osawatomie City of | 1314_G_5 | 1314 | G | 5 |  | Combustion Turbine | SPP_N | Kansas | Miami | 2.8 | 1966 | 9999 |  |  |  | 0.86775 | Default Emission Factor
Osborne | 1315_G_1 | 1315 | G | 1 |  | Combustion Turbine | SPP_N | Kansas | Osborne | 1.4 | 1967 | 9999 |  |  |  | 0.86775 | Default Emission Factor
Osborne | 1315_G_2 | 1315 | G | 2 |  | Combustion Turbine | SPP_N | Kansas | Osborne | 1.2 | 1963 | 9999 |  |  |  | 0.86775 | Default Emission Factor
Osborne | 1315_G_3 | 1315 | G | 3 |  | Combustion Turbine | SPP_N | Kansas | Osborne | 0.6 | 1957 | 9999 |  |  |  | 0.86775 | Default Emission Factor
Osborne | 1315_G_6 | 1315 | G | 6 |  | Combustion Turbine | SPP_N | Kansas | Osborne | 0.4 | 1992 | 9999 |  |  |  | 0.86775 | Default Emission Factor
Osborne | 1315_G_7 | 1315 | G | 7 |  | Combustion Turbine | SPP_N | Kansas | Osborne | 0.4 | 1992 | 9999 |  |  |  | 0.86775 | Default Emission Factor
Osborne | 1315_G_8 | 1315 | G | 8 |  | Combustion Turbine | SPP_N | Kansas | Osborne | 0.6 | 1994 | 9999 |  |  |  | 0.86775 | Default Emission Factor
Ottawa | 1316_G_IC3 | 1316 | G | IC3 |  | Combustion Turbine | SPP_N | Kansas | Franklin | 3.2 | 1962 | 9999 | 2019 | 0.08428 | 144.5333 | 1.1662 | NEI 2019
Ottawa | 1316_G_IC4 | 1316 | G | IC4 |  | Combustion Turbine | SPP_N | Kansas | Franklin | 3 | 1958 | 9999 | 2019 | 0.06622 | 135.5 | 0.97742 | NEI 2019
Ottawa | 1316_G_IC6 | 1316 | G | IC6 |  | Combustion Turbine | SPP_N | Kansas | Franklin | 5.9 | 1981 | 9999 | 2019 | 0.2384 | 266.4833 | 1.7893 | NEI 2019
Ottawa | 1316_G_IC7 | 1316 | G | IC7 |  | Combustion Turbine | SPP_N | Kansas | Franklin | 5.9 | 1981 | 9999 | 2019 | 0.20862 | 266.4833 | 1.5657 | NEI 2019
Pratt | 1317_G_IC1 | 1317 | G | IC1 |  | Combustion Turbine | SPP_N | Kansas | Pratt | 1.5 | 1958 | 9999 | 2019 | 0.036773 | 4 | 18.3864 | NEI 2019
Russell Downtown | 1319_G_11 | 1319 | G | 11 |  | Combustion Turbine | SPP_N | Kansas | Russell | 3.2 | 1994 | 9999 | 2019 | 0.012468 | 25.7778 | 0.96734 | NEI 2019
Russell Downtown | 1319_G_12 | 1319 | G | 12 |  | Combustion Turbine | SPP_N | Kansas | Russell | 3.2 | 1994 | 9999 |  |  |  | 0.86775 | Default Emission Factor
Russell Downtown | 1319_G_7 | 1319 | G | 7 |  | Combustion Turbine | SPP_N | Kansas | Russell | 3 | 1971 | 9999 | 2019 | 0.0011175 | 24.1667 | 0.09248 | NEI 2019
Russell Downtown | 1319_G_8 | 1319 | G | 8 |  | Combustion Turbine | SPP_N | Kansas | Russell | 2.5 | 1978 | 9999 |  |  |  | 0.86775 | Default Emission Factor
Russell Downtown | 1319_G_9 | 1319 | G | 9 |  | Combustion Turbine | SPP_N | Kansas | Russell | 2.5 | 1981 | 9999 |  |  |  | 0.86775 | Default Emission Factor
Sabetha Power Plant | 1320_G_11 | 1320 | G | 11 |  | Combustion Turbine | SPP_N | Kansas | Nemaha | 2.7 | 1992 | 9999 |  |  |  | 0.86775 | Default Emission Factor
Sabetha Power Plant | 1320_G_12 | 1320 | G | 12 |  | Combustion Turbine | SPP_N | Kansas | Nemaha | 4.1 | 2001 | 9999 |  |  |  | 0.86775 | Default Emission Factor
Sabetha Power Plant | 1320_G_2 | 1320 | G | 2 |  | Combustion Turbine | SPP_N | Kansas | Nemaha | 1.2 | 1957 | 9999 |  |  |  | 0.86775 | Default Emission Factor
Sabetha Power Plant | 1320_G_3 | 1320 | G | 3 |  | Combustion Turbine | SPP_N | Kansas | Nemaha | 0.6 | 1947 | 9999 |  |  |  | 0.86775 | Default Emission Factor
Sabetha Power Plant | 1320_G_4 | 1320 | G | 4 |  | Combustion Turbine | SPP_N | Kansas | Nemaha | 0.7 | 1950 | 9999 |  |  |  | 0.86775 | Default Emission Factor
Sabetha Power Plant | 1320_G_5 | 1320 | G | 5 |  | Combustion Turbine | SPP_N | Kansas | Nemaha | 1.2 | 1961 | 9999 |  |  |  | 0.86775 | Default Emission Factor
Sabetha Power Plant | 1320_G_6 | 1320 | G | 6 |  | Combustion Turbine | SPP_N | Kansas | Nemaha | 1.2 | 1967 | 9999 |  |  |  | 0.86775 | Default Emission Factor
Sabetha Power Plant | 1320_G_7 | 1320 | G | 7 |  | Combustion Turbine | SPP_N | Kansas | Nemaha | 1.8 | 1970 | 9999 |  |  |  | 0.86775 | Default Emission Factor
Sabetha Power Plant | 1320_G_8 | 1320 | G | 8 |  | Combustion Turbine | SPP_N | Kansas | Nemaha | 2.1 | 1978 | 9999 |  |  |  | 0.86775 | Default Emission Factor
Sabetha Power Plant | 1320_G_IC10 | 1320 | G | IC10 |  | Combustion Turbine | SPP_N | Kansas | Nemaha | 2.1 | 1990 | 9999 |  |  |  | 0.86775 | Default Emission Factor
Sabetha Power Plant | 1320_G_IC9 | 1320 | G | IC9 |  | Combustion Turbine | SPP_N | Kansas | Nemaha | 1 | 1985 | 9999 |  |  |  | 0.86775 | Default Emission Factor
St Francis | 1321_G_2 | 1321 | G | 2 |  | Combustion Turbine | SPP_N | Kansas | Cheyenne | 1.5 | 1964 | 9999 |  |  |  | 0.86775 | Default Emission Factor
St Francis | 1321_G_4 | 1321 | G | 4 |  | Combustion Turbine | SPP_N | Kansas | Cheyenne | 2.7 | 1972 | 9999 |  |  |  | 0.86775 | Default Emission Factor
St Francis | 1321_G_5 | 1321 | G | 5 |  | Combustion Turbine | SPP_N | Kansas | Cheyenne | 0.9 | 1953 | 9999 |  |  |  | 0.86775 | Default Emission Factor
St John | 1322_G_2 | 1322 | G | 2 |  | Combustion Turbine | SPP_WEST | Kansas | Stafford | 1.3 | 2002 | 9999 |  |  |  | 0.86775 | Default Emission Factor
St John | 1322_G_4 | 1322 | G | 4 |  | Combustion Turbine | SPP_WEST | Kansas | Stafford | 1.7 | 1965 | 9999 |  |  |  | 0.86775 | Default Emission Factor
St John | 1322_G_5 | 1322 | G | 5 |  | Combustion Turbine | SPP_WEST | Kansas | Stafford | 2 | 1982 | 9999 |  |  |  | 0.86775 | Default Emission Factor
Sharon Spring | 1324_G_1 | 1324 | G | 1 |  | Combustion Turbine | SPP_N | Kansas | Wallace | 0.9 | 1970 | 9999 |  |  |  | 0.86775 | Default Emission Factor
Sharon Spring | 1324_G_2 | 1324 | G | 2 |  | Combustion Turbine | SPP_N | Kansas | Wallace | 1 | 1964 | 9999 |  |  |  | 0.86775 | Default Emission Factor
Sharon Spring | 1324_G_3 | 1324 | G | 3 |  | Combustion Turbine | SPP_N | Kansas | Wallace | 0.4 | 1958 | 9999 |  |  |  | 0.86775 | Default Emission Factor
Sharon Spring | 1324_G_4 | 1324 | G | 4 |  | Combustion Turbine | SPP_N | Kansas | Wallace | 0.6 | 1951 | 9999 |  |  |  | 0.86775 | Default Emission Factor
Stafford | 1325_G_4 | 1325 | G | 4 |  | Combustion Turbine | SPP_WEST | Kansas | Stafford | 1.4 | 1973 | 9999 |  |  |  | 0.86775 | Default Emission Factor
Stafford | 1325_G_5 | 1325 | G | 5 |  | Combustion Turbine | SPP_WEST | Kansas | Stafford | 1.1 | 1983 | 9999 |  |  |  | 0.86775 | Default Emission Factor
Sterling | 1326_G_1 | 1326 | G | 1 |  | Combustion Turbine | SPP_N | Kansas | Rice | 1.3 | 1962 | 9999 |  |  |  | 0.86775 | Default Emission Factor
Sterling | 1326_G_2 | 1326 | G | 2 |  | Combustion Turbine | SPP_N | Kansas | Rice | 0.4 | 1950 | 9999 |  |  |  | 0.86775 | Default Emission Factor
Sterling | 1326_G_3 | 1326 | G | 3 |  | Combustion Turbine | SPP_N | Kansas | Rice | 2.2 | 1972 | 9999 |  |  |  | 0.86775 | Default Emission Factor
Sterling | 1326_G_4 | 1326 | G | 4 |  | Combustion Turbine | SPP_N | Kansas | Rice | 0.8 | 1955 | 9999 |  |  |  | 0.86775 | Default Emission Factor
Sterling | 1326_G_5 | 1326 | G | 5 |  | Combustion Turbine | SPP_N | Kansas | Rice | 1.2 | 2002 | 9999 |  |  |  | 0.86775 | Default Emission Factor
Sterling | 1326_G_6 | 1326 | G | 6 |  | Combustion Turbine | SPP_N | Kansas | Rice | 1.2 | 2002 | 9999 |  |  |  | 0.86775 | Default Emission Factor
Sterling | 1326_G_7 | 1326 | G | 7 |  | Combustion Turbine | SPP_N | Kansas | Rice | 1.2 | 2002 | 9999 |  |  |  | 0.86775 | Default Emission Factor
Stockton | 1327_G_1 | 1327 | G | 1 |  | Combustion Turbine | SPP_N | Kansas | Rooks | 0.9 | 1967 | 9999 |  |  |  | 0.86775 | Default Emission Factor
Stockton | 1327_G_2 | 1327 | G | 2 |  | Combustion Turbine | SPP_N | Kansas | Rooks | 0.9 | 1962 | 9999 |  |  |  | 0.86775 | Default Emission Factor
Stockton | 1327_G_3 | 1327 | G | 3 |  | Combustion Turbine | SPP_N | Kansas | Rooks | 1.7 | 1971 | 9999 |  |  |  | 0.86775 | Default Emission Factor
Stockton | 1327_G_5 | 1327 | G | 5 |  | Combustion Turbine | SPP_N | Kansas | Rooks | 1 | 1955 | 9999 |  |  |  | 0.86775 | Default Emission Factor
Wamego | 1328_G_1 | 1328 | G | 1 |  | Combustion Turbine | SPP_N | Kansas | Pottawatomie | 1.3 | 1963 | 9999 |  |  |  | 0.86775 | Default Emission Factor
Wamego | 1328_G_10 | 1328 | G | 10 |  | Combustion Turbine | SPP_N | Kansas | Pottawatomie | 2.9 | 2016 | 9999 |  |  |  | 0.86775 | Default Emission Factor
Wamego | 1328_G_3 | 1328 | G | 3 |  | Combustion Turbine | SPP_N | Kansas | Pottawatomie | 1.3 | 1972 | 9999 |  |  |  | 0.86775 | Default Emission Factor
Wamego | 1328_G_4 | 1328 | G | 4 |  | Combustion Turbine | SPP_N | Kansas | Pottawatomie | 1.1 | 1956 | 9999 |  |  |  | 0.86775 | Default Emission Factor
Wamego | 1328_G_5 | 1328 | G | 5 |  | Combustion Turbine | SPP_N | Kansas | Pottawatomie | 1.8 | 1967 | 9999 |  |  |  | 0.86775 | Default Emission Factor
Wamego | 1328_G_6 | 1328 | G | 6 |  | Combustion Turbine | SPP_N | Kansas | Pottawatomie | 2.2 | 1979 | 9999 |  |  |  | 0.86775 | Default Emission Factor
Wamego | 1328_G_7 | 1328 | G | 7 |  | Combustion Turbine | SPP_N | Kansas | Pottawatomie | 1.3 | 1996 | 9999 |  |  |  | 0.86775 | Default Emission Factor
Wamego | 1328_G_8 | 1328 | G | 8 |  | Combustion Turbine | SPP_N | Kansas | Pottawatomie | 1.3 | 1996 | 9999 |  |  |  | 0.86775 | Default Emission Factor
Wamego | 1328_G_9 | 1328 | G | 9 |  | Combustion Turbine | SPP_N | Kansas | Pottawatomie | 1.3 | 1996 | 9999 |  |  |  | 0.86775 | Default Emission Factor
Washington | 1329_G_1 | 1329 | G | 1 |  | Combustion Turbine | SPP_N | Kansas | Washington | 1 | 1963 | 9999 |  |  |  | 0.86775 | Default Emission Factor
Washington | 1329_G_2 | 1329 | G | 2 |  | Combustion Turbine | SPP_N | Kansas | Washington | 0.8 | 1958 | 9999 |  |  |  | 0.86775 | Default Emission Factor
Washington | 1329_G_3 | 1329 | G | 3 |  | Combustion Turbine | SPP_N | Kansas | Washington | 0.7 | 1978 | 9999 |  |  |  | 0.86775 | Default Emission Factor
Washington | 1329_G_5 | 1329 | G | 5 |  | Combustion Turbine | SPP_N | Kansas | Washington | 0.4 | 1953 | 9999 |  |  |  | 0.86775 | Default Emission Factor
Washington | 1329_G_6 | 1329 | G | 6 |  | Combustion Turbine | SPP_N | Kansas | Washington | 1.3 | 1967 | 9999 |  |  |  | 0.86775 | Default Emission Factor
Washington | 1329_G_7 | 1329 | G | 7 |  | Combustion Turbine | SPP_N | Kansas | Washington | 0.9 | 1976 | 9999 |  |  |  | 0.86775 | Default Emission Factor
Washington | 1329_G_IC4 | 1329 | G | IC4 |  | Combustion Turbine | SPP_N | Kansas | Washington | 2.3 | 1986 | 9999 |  |  |  | 0.86775 | Default Emission Factor
Wellington 1 | 1330_G_7 | 1330 | G | 7 |  | Combustion Turbine | SPP_N | Kansas | Sumner | 2 | 2004 | 9999 |  |  |  | 0.86775 | Default Emission Factor
Wellington 1 | 1330_G_8 | 1330 | G | 8 |  | Combustion Turbine | SPP_N | Kansas | Sumner | 2 | 2004 | 9999 |  |  |  | 0.86775 | Default Emission Factor
West 14th Street | 1332_G_GT1 | 1332 | G | GT1 |  | Combustion Turbine | SPP_N | Kansas | Cowley | 11.1 | 1962 | 9999 |  |  |  | 0.155 | Default Emission Factor
Garden City | 1336_G_S3 | 1336 | G | S3 |  | Combustion Turbine | SPP_N | Kansas | Finney | 12.8 | 1968 | 9999 |  |  |  | 0.155 | Default Emission Factor
Garden City | 1336_G_S4 | 1336 | G | S4 | 90745 | Combustion Turbine | SPP_N | Kansas | Finney | 49.4 | 1976 | 2024 | 2019 | 0.68347 | 10722.8373 | 0.12748 | NEI 2019
Garden City | 1336_G_S5 | 1336 | G | S5 | 90746 | Combustion Turbine | SPP_N | Kansas | Finney | 48.4 | 1979 | 9999 | 2019 | 0.64268 | 10505.7758 | 0.12235 | NEI 2019
E W Brown | 1355_G_10 | 1355 | G | 10 | 875 | Combustion Turbine | S_C_KY | Kentucky | Mercer | 121 | 1995 | 9999 | 2019 | 1.7474 | 60995.2188 | 0.0573 | NEI 2019
E W Brown | 1355_G_11 | 1355 | G | 11 | 876 | Combustion Turbine | S_C_KY | Kentucky | Mercer | 121 | 1996 | 9999 | 2019 | 1.0686 | 60995.2188 | 0.03504 | NEI 2019
E W Brown | 1355_G_5 | 1355 | G | 5 | 879 | Combustion Turbine | S_C_KY | Kentucky | Mercer | 130 | 2001 | 9999 | 2019 | 4.819 | 65532.0533 | 0.14707 | NEI 2019
E W Brown | 1355_G_6 | 1355 | G | 6 | 880 | Combustion Turbine | S_C_KY | Kentucky | Mercer | 146 | 1999 | 9999 | 2019 | 8.3675 | 73597.5367 | 0.22739 | NEI 2019
E W Brown | 1355_G_7 | 1355 | G | 7 | 881 | Combustion Turbine | S_C_KY | Kentucky | Mercer | 146 | 1999 | 9999 | 2019 | 3.4318 | 73597.5367 | 0.09326 | NEI 2019
E W Brown | 1355_G_8 | 1355 | G | 8 | 882 | Combustion Turbine | S_C_KY | Kentucky | Mercer | 121 | 1995 | 9999 | 2019 | 0.65229 | 60995.2188 | 0.02139 | NEI 2019
E W Brown | 1355_G_9 | 1355 | G | 9 | 883 | Combustion Turbine | S_C_KY | Kentucky | Mercer | 121 | 1994 | 9999 | 2019 | 2.5431 | 60995.2188 | 0.08339 | NEI 2019
Haefling | 1358_G_1 | 1358 | G | 1 |  | Combustion Turbine | S_C_KY | Kentucky | Fayette | 12 | 1970 | 9999 |  |  |  | 0.155 | Default Emission Factor
Haefling | 1358_G_2 | 1358 | G | 2 |  | Combustion Turbine | S_C_KY | Kentucky | Fayette | 12 | 1970 | 9999 |  |  |  | 0.155 | Default Emission Factor
Cane Run | 1363_G_7A | 1363 | G | 7A | 90928 | Combined Cycle | S_C_KY | Kentucky | Jefferson | 213 | 2015 | 9999 | 2019 | 9.0651 | 5163403 | 0.00351 | NEI 2019
Cane Run | 1363_G_7B | 1363 | G | 7B | 90929 | Combined Cycle | S_C_KY | Kentucky | Jefferson | 213 | 2015 | 9999 |  |  |  | 0.00351 | NEI 2019
Cane Run | 1363_G_7S | 1363 | G | 7S | 90928 | Combined Cycle | S_C_KY | Kentucky | Jefferson | 237 | 2015 | 9999 |  |  |  | 0.00351 | NEI 2019
Paddys Run | 1366_G_12 | 1366 | G | 12 | 10010 | Combustion Turbine | S_C_KY | Kentucky | Jefferson | 23 | 1968 | 9999 |  |  |  | 0.155 | Default Emission Factor
Paddys Run | 1366_G_13 | 1366 | G | 13 | 909 | Combustion Turbine | S_C_KY | Kentucky | Jefferson | 147 | 2001 | 9999 | 2019 | 0.28889 | 48451.8462 | 0.01193 | NEI 2019
Paris (KY) | 1376_G_1 | 1376 | G | 1 |  | Combustion Turbine | S_C_KY | Kentucky | Bourbon | 1.4 | 1952 | 9999 |  |  |  | 0.86775 | Default Emission Factor
Paris (KY) | 1376_G_2 | 1376 | G | 2 |  | Combustion Turbine | S_C_KY | Kentucky | Bourbon | 1.4 | 1954 | 9999 |  |  |  | 0.86775 | Default Emission Factor
Paris (KY) | 1376_G_3 | 1376 | G | 3 |  | Combustion Turbine | S_C_KY | Kentucky | Bourbon | 0.8 | 1934 | 9999 |  |  |  | 0.86775 | Default Emission Factor
Paris (KY) | 1376_G_4 | 1376 | G | 4 |  | Combustion Turbine | S_C_KY | Kentucky | Bourbon | 1.1 | 1947 | 9999 |  |  |  | 0.86775 | Default Emission Factor
Paris (KY) | 1376_G_5 | 1376 | G | 5 |  | Combustion Turbine | S_C_KY | Kentucky | Bourbon | 1.2 | 1949 | 9999 |  |  |  | 0.86775 | Default Emission Factor
Paris (KY) | 1376_G_6 | 1376 | G | 6 |  | Combustion Turbine | S_C_KY | Kentucky | Bourbon | 3 | 1974 | 9999 |  |  |  | 0.86775 | Default Emission Factor
Paris (KY) | 1376_G_7 | 1376 | G | 7 |  | Combustion Turbine | S_C_KY | Kentucky | Bourbon | 3 | 1974 | 9999 |  |  |  | 0.86775 | Default Emission Factor
Paradise | 1378_G_CTG1 | 1378 | G | CTG1 | 91045 | Combined Cycle | S_C_TVA | Kentucky | Muhlenberg | 211 | 2017 | 9999 | 2019 | 61.9649 | 1333250 | 0.05834 | NEI 2019
Paradise | 1378_G_CTG2 | 1378 | G | CTG2 | 91046 | Combined Cycle | S_C_TVA | Kentucky | Muhlenberg | 211 | 2017 | 9999 | 2019 | 61.9203 | 1373913 | 0.05834 | NEI 2019
Paradise | 1378_G_CTG3 | 1378 | G | CTG3 | 91047 | Combined Cycle | S_C_TVA | Kentucky | Muhlenberg | 211 | 2017 | 9999 | 2019 | 64.1997 | 1398708 | 0.05834 | NEI 2019
Paradise | 1378_G_STG1 | 1378 | G | STG1 | 91048 | Combined Cycle | S_C_TVA | Kentucky | Muhlenberg | 467 | 2017 | 9999 |  |  |  | 0.05834 | NEI 2019
Robert A Reid | 1383_G_GEN2 | 1383 | G | GEN2 | 88132 | Combustion Turbine | MIS_INKY | Kentucky | Webster | 58 | 1976 | 9999 | 2019 | 0.15448 | 4087 | 0.0756 | NEI 2019
Louisiana 1 | 1391_G_4A | 1391 | G | 4A | 939 | Fossil Waste | MIS_LA | Louisiana | East Baton Rouge | 100 | 1987 | 9999 |  |  |  | 0.6381 | Default Emission Factor
Louisiana 1 | 1391_G_5A | 1391 | G | 5A | 940 | Fossil Waste | MIS_LA | Louisiana | East Baton Rouge | 154.4 | 1999 | 9999 |  |  |  | 0.6381 | Default Emission Factor
Coughlin Power Station | 1396_G_6 | 1396 | G | 6 | 957 | Combined Cycle | MIS_LA | Louisiana | Evangeline | 98.5 | 1961 | 9999 |  |  |  | 0.02864 | NEI 2019
Coughlin Power Station | 1396_G_7 | 1396 | G | 7 | 959 | Combined Cycle | MIS_LA | Louisiana | Evangeline | 180.5 | 1966 | 9999 |  |  |  | 0.01663 | NEI 2019
Coughlin Power Station | 1396_G_U6CT | 1396 | G | U6CT | 957 | Combined Cycle | MIS_LA | Louisiana | Evangeline | 147.3 | 2000 | 9999 | 2019 | 19.26 | 892452 | 0.02864 | NEI 2019
Coughlin Power Station | 1396_G_U72 | 1396 | G | U72 | 960 | Combined Cycle | MIS_LA | Louisiana | Evangeline | 153 | 2000 | 9999 | 2019 | 8.38 | 800751 | 0.01663 | NEI 2019
Coughlin Power Station | 1396_G_U7CT | 1396 | G | U7CT | 959 | Combined Cycle | MIS_LA | Louisiana | Evangeline | 150.2 | 2000 | 9999 | 2019 | 11.39 | 778044 | 0.01663 | NEI 2019
Teche | 1400_G_4 | 1400 | G | 4 | 90666 | Combustion Turbine | MIS_LA | Louisiana | St Mary | 34.3 | 2011 | 9999 | 2019 | 0.16 | 1138 | 0.2812 | NEI 2019
Nine Mile Point | 1403_G_6A | 1403 | G | 6A | 90866 | Combined Cycle | MIS_AMSO | Louisiana | Jefferson | 167.9 | 2014 | 9999 | 2019 | 103.1062 | 3992204 | 0.05165 | NEI 2019
Nine Mile Point | 1403_G_6B | 1403 | G | 6B | 90867 | Combined Cycle | MIS_AMSO | Louisiana | Jefferson | 167.9 | 2014 | 9999 |  |  |  | 0.05165 | NEI 2019
Nine Mile Point | 1403_G_6C | 1403 | G | 6C | 90866 | Combined Cycle | MIS_AMSO | Louisiana | Jefferson | 224.3 | 2014 | 9999 |  |  |  | 0.05165 | NEI 2019
Agua Fria | 141_G_AF4 | 141 | G | AF4 |  | Combustion Turbine | WECC_AZ | Arizona | Maricopa | 73 | 1975 | 9999 | 2019 | 0.050585 | 2958.3333 | 0.0342 | NEI 2019
Agua Fria | 141_G_AF5 | 141 | G | AF5 |  | Combustion Turbine | WECC_AZ | Arizona | Maricopa | 73 | 1974 | 9999 | 2017 | 0.051085 | 744.3333 | 0.13726 | NEI 2019
Agua Fria | 141_G_AF6 | 141 | G | AF6 |  | Combustion Turbine | WECC_AZ | Arizona | Maricopa | 73 | 1974 | 9999 | 2017 | 0.098165 | 744.3333 | 0.26377 | NEI 2019
New Roads | 1453_G_1 | 1453 | G | 1 |  | Combustion Turbine | MIS_LA | Louisiana | Pointe Coupee | 1.8 | 1965 | 9999 |  |  |  | 0.86775 | Default Emission Factor
New Roads | 1453_G_2 | 1453 | G | 2 |  | Combustion Turbine | MIS_LA | Louisiana | Pointe Coupee | 0.6 | 1953 | 9999 |  |  |  | 0.86775 | Default Emission Factor
New Roads | 1453_G_3 | 1453 | G | 3 |  | Combustion Turbine | MIS_LA | Louisiana | Pointe Coupee | 0.7 | 1957 | 9999 |  |  |  | 0.86775 | Default Emission Factor
New Roads | 1453_G_4 | 1453 | G | 4 |  | Combustion Turbine | MIS_LA | Louisiana | Pointe Coupee | 1.2 | 1957 | 9999 |  |  |  | 0.86775 | Default Emission Factor
New Roads | 1453_G_5 | 1453 | G | 5 |  | Combustion Turbine | MIS_LA | Louisiana | Pointe Coupee | 1.2 | 1951 | 9999 |  |  |  | 0.86775 | Default Emission Factor
New Roads | 1453_G_6 | 1453 | G | 6 |  | Combustion Turbine | MIS_LA | Louisiana | Pointe Coupee | 1.5 | 1971 | 9999 |  |  |  | 0.86775 | Default Emission Factor
Rayne | 1456_G_9 | 1456 | G | 9 |  | Combustion Turbine | MIS_WOTA | Louisiana | Acadia | 3.6 | 1969 | 9999 |  |  |  | 0.86775 | Default Emission Factor
Big Cajun 1 | 1464_G_3 | 1464 | G | 3 | 8306 | Combustion Turbine | MIS_LA | Louisiana | Pointe Coupee | 105 | 2001 | 9999 | 2019 | 0.071488 | 24626.5 | 0.00581 | NEI 2019
Big Cajun 1 | 1464_G_4 | 1464 | G | 4 | 8308 | Combustion Turbine | MIS_LA | Louisiana | Pointe Coupee | 105 | 2001 | 9999 | 2019 | 0.076728 | 24626.5 | 0.00623 | NEI 2019
Kyrene | 147_G_KY4 | 147 | G | KY4 |  | Combustion Turbine | WECC_AZ | Arizona | Maricopa | 59 | 1971 | 9999 |  |  |  | 0.155 | Default Emission Factor
Kyrene | 147_G_KY5 | 147 | G | KY5 |  | Combustion Turbine | WECC_AZ | Arizona | Maricopa | 53 | 1973 | 9999 |  |  |  | 0.155 | Default Emission Factor
Kyrene | 147_G_KY6 | 147 | G | KY6 |  | Combustion Turbine | WECC_AZ | Arizona | Maricopa | 53 | 1973 | 9999 |  |  |  | 0.155 | Default Emission Factor
Kyrene | 147_G_KY7 | 147 | G | KY7 | 91 | Combined Cycle | WECC_AZ | Arizona | Maricopa | 148 | 2002 | 9999 | 2017 | 23.5614 | 1008305 | 0.04674 | NEI 2019
Kyrene | 147_G_KY7A | 147 | G | KY7A | 91 | Combined Cycle | WECC_AZ | Arizona | Maricopa | 106 | 2002 | 9999 |  |  |  | 0.04674 | NEI 2019
Cape Gas Turbine | 1484_G_GT4 | 1484 | G | GT4 |  | Combustion Turbine | NENG_ME | Maine | Cumberland | 16 | 1970 | 9999 |  |  |  | 0.155 | Default Emission Factor
Cape Gas Turbine | 1484_G_GT5 | 1484 | G | GT5 |  | Combustion Turbine | NENG_ME | Maine | Cumberland | 16 | 1970 | 9999 |  |  |  | 0.155 | Default Emission Factor
McClure | 151_G_1 | 151 | G | 1 |  | Combustion Turbine | WEC_BANC | California | Stanislaus | 53.5 | 1980 | 9999 | 2019 | 0.050378 | 1329.5 | 0.07579 | NEI 2019
McClure | 151_G_2 | 151 | G | 2 |  | Combustion Turbine | WEC_BANC | California | Stanislaus | 53.5 | 1981 | 9999 | 2017 | 0.02748 | 2138.5 | 0.0257 | NEI 2019
Herbert A Wagner | 1554_G_GT1 | 1554 | G | GT1 |  | Combustion Turbine | PJM_SMAC | Maryland | Anne Arundel | 12.9 | 1967 | 9999 | 2019 | 0.013 | 108 | 0.24074 | NEI 2019
Perryman | 1556_G_GT1 | 1556 | G | GT1 | 1023 | Combustion Turbine | PJM_SMAC | Maryland | Harford | 52 | 1972 | 9999 | 2019 | 0.1494 | 26154.789 | 0.01142 | NEI 2019
Perryman | 1556_G_GT3 | 1556 | G | GT3 | 1025 | Combustion Turbine | PJM_SMAC | Maryland | Harford | 51 | 1972 | 9999 | 2019 | 0.13805 | 25651.8123 | 0.01076 | NEI 2019
Perryman | 1556_G_GT4 | 1556 | G | GT4 | 1026 | Combustion Turbine | PJM_SMAC | Maryland | Harford | 52 | 1972 | 9999 | 2019 | 0.135 | 26154.789 | 0.01032 | NEI 2019
Perryman | 1556_G_GT5 | 1556 | G | GT5 | 1019 | Combustion Turbine | PJM_SMAC | Maryland | Harford | 139 | 1995 | 9999 | 2019 | 2.926 | 69913.7629 | 0.0837 | NEI 2019
Perryman | 1556_G_GT6 | 1556 | G | GT6 | 90366 | Combustion Turbine | PJM_SMAC | Maryland | Harford | 109.8 | 2015 | 9999 | 2019 | 4.7975 | 55226.8429 | 0.17374 | NEI 2019
Philadelphia | 1557_G_GT1 | 1557 | G | GT1 |  | Combustion Turbine | PJM_SMAC | Maryland | Baltimore City | 15.3 | 1970 | 9999 | 2019 | 0.05225 | 453.2217 | 0.23057 | NEI 2019
Philadelphia | 1557_G_GT2 | 1557 | G | GT2 |  | Combustion Turbine | PJM_SMAC | Maryland | Baltimore City | 16 | 1970 | 9999 | 2019 | 0.04505 | 473.9573 | 0.1901 | NEI 2019
Philadelphia | 1557_G_GT3 | 1557 | G | GT3 |  | Combustion Turbine | PJM_SMAC | Maryland | Baltimore City | 14.8 | 1970 | 9999 | 2019 | 0.04845 | 438.4105 | 0.22103 | NEI 2019
Philadelphia | 1557_G_GT4 | 1557 | G | GT4 |  | Combustion Turbine | PJM_SMAC | Maryland | Baltimore City | 14.8 | 1970 | 9999 | 2019 | 0.03575 | 438.4105 | 0.16309 | NEI 2019
Crisfield | 1563_G_CRIS | 1563 | G | CRIS |  | Combustion Turbine | PJM_EMAC | Maryland | Somerset | 2.6 | 1968 | 9999 | 2019 | 0.0946 | 164.25 | 1.1519 | NEI 2019
Crisfield | 1563_G_CRS2 | 1563 | G | CRS2 |  | Combustion Turbine | PJM_EMAC | Maryland | Somerset | 2.6 | 1968 | 9999 | 2019 | 0.0946 | 164.25 | 1.1519 | NEI 2019
Crisfield | 1563_G_CRS3 | 1563 | G | CRS3 |  | Combustion Turbine | PJM_EMAC | Maryland | Somerset | 2.6 | 1968 | 9999 | 2019 | 0.1056 | 164.25 | 1.2858 | NEI 2019
Crisfield | 1563_G_CRS4 | 1563 | G | CRS4 |  | Combustion Turbine | PJM_EMAC | Maryland | Somerset | 2.6 | 1968 | 9999 | 2019 | 0.097 | 164.25 | 1.1811 | NEI 2019
Vienna Operations | 1564_G_10 | 1564 | G | 10 |  | Combustion Turbine | PJM_EMAC | Maryland | Dorchester | 14.3 | 1968 | 9999 |  |  |  | 0.155 | Default Emission Factor
Chalk Point LLC | 1571_G_GT1 | 1571 | G | GT1 |  | Combustion Turbine | PJM_SMAC | Maryland | Prince Georges | 16 | 1967 | 9999 | 2019 | 0.0176 | 85.5029 | 0.41168 | NEI 2019
Chalk Point LLC | 1571_G_GT2 | 1571 | G | GT2 | 1055 | Combustion Turbine | PJM_SMAC | Maryland | Prince Georges | 22 | 1974 | 9999 | 2019 | 0.0132 | 117.5665 | 0.22455 | NEI 2019
Chalk Point LLC | 1571_G_GT3 | 1571 | G | GT3 | 1046 | Combustion Turbine | PJM_SMAC | Maryland | Prince Georges | 73 | 1991 | 9999 | 2019 | 0.10395 | 390.1069 | 0.53293 | NEI 2019
Chalk Point LLC | 1571_G_GT4 | 1571 | G | GT4 | 1047 | Combustion Turbine | PJM_SMAC | Maryland | Prince Georges | 73 | 1991 | 9999 | 2019 | 0.0984 | 390.1069 | 0.50448 | NEI 2019
Chalk Point LLC | 1571_G_GT5 | 1571 | G | GT5 | 1048 | Combustion Turbine | PJM_SMAC | Maryland | Prince Georges | 81 | 1991 | 9999 | 2019 | 0.14525 | 432.8584 | 0.67112 | NEI 2019
Chalk Point LLC | 1571_G_GT6 | 1571 | G | GT6 | 1049 | Combustion Turbine | PJM_SMAC | Maryland | Prince Georges | 81 | 1991 | 9999 | 2019 | 0.1575 | 432.8584 | 0.72772 | NEI 2019
Dickerson | 1572_G_GT1 | 1572 | G | GT1 |  | Combustion Turbine | PJM_SMAC | Maryland | Montgomery | 18 | 1967 | 9999 | 2019 | 0.03278 | 6131.1924 | 0.01069 | NEI 2019
Dickerson | 1572_G_GT2 | 1572 | G | GT2 | 1061 | Combustion Turbine | PJM_SMAC | Maryland | Montgomery | 147 | 1992 | 9999 | 2019 | 2.3937 | 50071.4048 | 0.09561 | NEI 2019
Dickerson | 1572_G_GT3 | 1572 | G | GT3 | 1062 | Combustion Turbine | PJM_SMAC | Maryland | Montgomery | 147 | 1992 | 9999 | 2019 | 1.9872 | 50071.4048 | 0.07938 | NEI 2019
Morgantown Generating Plant | 1573_G_3 | 1573 | G | 3 | 1069 | Combustion Turbine | PJM_SMAC | Maryland | Charles | 48 | 1973 | 9999 | 2019 | 0.0507 | 117.3578 | 0.86402 | NEI 2019
Morgantown Generating Plant | 1573_G_4 | 1573 | G | 4 | 1070 | Combustion Turbine | PJM_SMAC | Maryland | Charles | 48 | 1973 | 9999 | 2019 | 0.06 | 117.3578 | 1.0225 | NEI 2019
Morgantown Generating Plant | 1573_G_5 | 1573 | G | 5 | 1071 | Combustion Turbine | PJM_SMAC | Maryland | Charles | 48 | 1973 | 9999 | 2019 | 0.041 | 117.3578 | 0.69872 | NEI 2019
Morgantown Generating Plant | 1573_G_6 | 1573 | G | 6 | 1072 | Combustion Turbine | PJM_SMAC | Maryland | Charles | 48 | 1973 | 9999 | 2019 | 0.0155 | 117.3578 | 0.26415 | NEI 2019
Easton | 1580_G_10 | 1580 | G | 10 |  | Combustion Turbine | PJM_EMAC | Maryland | Talbot | 3.5 | 1966 | 9999 |  |  |  | 0.86775 | Default Emission Factor
Easton | 1580_G_101 | 1580 | G | 101 |  | Combustion Turbine | PJM_EMAC | Maryland | Talbot | 1.5 | 1995 | 9999 |  |  |  | 0.86775 | Default Emission Factor
Easton | 1580_G_102 | 1580 | G | 102 |  | Combustion Turbine | PJM_EMAC | Maryland | Talbot | 1.5 | 1995 | 9999 |  |  |  | 0.86775 | Default Emission Factor
Easton | 1580_G_11 | 1580 | G | 11 |  | Combustion Turbine | PJM_EMAC | Maryland | Talbot | 3.6 | 1968 | 9999 |  |  |  | 0.86775 | Default Emission Factor
Easton | 1580_G_12 | 1580 | G | 12 |  | Combustion Turbine | PJM_EMAC | Maryland | Talbot | 4.1 | 1970 | 9999 |  |  |  | 0.86775 | Default Emission Factor
Easton | 1580_G_13 | 1580 | G | 13 |  | Combustion Turbine | PJM_EMAC | Maryland | Talbot | 5.6 | 1973 | 9999 |  |  |  | 0.86775 | Default Emission Factor
Easton | 1580_G_14 | 1580 | G | 14 |  | Combustion Turbine | PJM_EMAC | Maryland | Talbot | 5.6 | 1973 | 9999 |  |  |  | 0.86775 | Default Emission Factor
Easton | 1580_G_7 | 1580 | G | 7 |  | Combustion Turbine | PJM_EMAC | Maryland | Talbot | 2 | 1954 | 9999 |  |  |  | 0.86775 | Default Emission Factor
Easton | 1580_G_8 | 1580 | G | 8 |  | Combustion Turbine | PJM_EMAC | Maryland | Talbot | 2 | 1957 | 9999 |  |  |  | 0.86775 | Default Emission Factor
Easton | 1580_G_9 | 1580 | G | 9 |  | Combustion Turbine | PJM_EMAC | Maryland | Talbot | 2.5 | 1961 | 9999 |  |  |  | 0.86775 | Default Emission Factor
Exelon Framingham LLC | 1586_G_GT1 | 1586 | G | GT1 | 1077 | Combustion Turbine | NENGREST | Massachusetts | Norfolk | 10.1 | 1970 | 9999 | 2019 | 0.004304 | 129.3057 | 0.06657 | NEI 2019
Exelon Framingham LLC | 1586_G_GT2 | 1586 | G | GT2 | 1078 | Combustion Turbine | NENGREST | Massachusetts | Norfolk | 10.3 | 1969 | 9999 | 2019 | 0.0052724 | 131.8662 | 0.07997 | NEI 2019
Exelon Framingham LLC | 1586_G_GT3 | 1586 | G | GT3 | 1079 | Combustion Turbine | NENGREST | Massachusetts | Norfolk | 11 | 1969 | 9999 | 2019 | 0.0040888 | 140.828 | 0.05807 | NEI 2019
Mystic Generating Station | 1588_G_GT81 | 1588 | G | GT81 | 10011 | Combined Cycle | NENGREST | Massachusetts | Middlesex | 228.8 | 2003 | 2024 | 2019 | 5.096 | 811464 | 0.01967 | NEI 2019
Mystic Generating Station | 1588_G_GT82 | 1588 | G | GT82 | 10012 | Combined Cycle | NENGREST | Massachusetts | Middlesex | 230 | 2003 | 2024 | 2019 | 6.734 | 391492 | 0.01967 | NEI 2019
Mystic Generating Station | 1588_G_GT93 | 1588 | G | GT93 | 10013 | Combined Cycle | NENGREST | Massachusetts | Middlesex | 232.4 | 2003 | 2024 | 2019 | 4.55 | 639558 | 0.02124 | NEI 2019
Mystic Generating Station | 1588_G_GT94 | 1588 | G | GT94 | 10014 | Combined Cycle | NENGREST | Massachusetts | Middlesex | 233.5 | 2003 | 2024 | 2019 | 5.642 | 320151 | 0.02124 | NEI 2019
Mystic Generating Station | 1588_G_ST85 | 1588 | G | ST85 | 10011 | Combined Cycle | NENGREST | Massachusetts | Middlesex | 244.6 | 2003 | 2024 |  |  |  | 0.01967 | NEI 2019
Mystic Generating Station | 1588_G_ST96 | 1588 | G | ST96 | 10013 | Combined Cycle | NENGREST | Massachusetts | Middlesex | 248.1 | 2003 | 2024 |  |  |  | 0.02124 | NEI 2019
Exelon Medway LLC | 1592_G_GT1 | 1592 | G | GT1 | 1088 | Combustion Turbine | NENGREST | Massachusetts | Norfolk | 42 | 1970 | 9999 | 2019 | 0.010222 | 429.4992 | 0.0476 | NEI 2019
Exelon Medway LLC | 1592_G_GT2 | 1592 | G | GT2 | 1090 | Combustion Turbine | NENGREST | Massachusetts | Norfolk | 39.8 | 1971 | 9999 | 2019 | 0.0068864 | 407.0016 | 0.03384 | NEI 2019
Exelon Medway LLC | 1592_G_GT3 | 1592 | G | GT3 | 1092 | Combustion Turbine | NENGREST | Massachusetts | Norfolk | 42 | 1970 | 9999 | 2019 | 0.0089308 | 429.4992 | 0.04159 | NEI 2019
Kendall Square Station | 1595_G_3 | 1595 | G | 3 | 1098 | Combined Cycle | NENGREST | Massachusetts | Middlesex | 20.4 | 1958 | 9999 | 2019 | 0.21684 | 165865 | 0.03316 | NEI 2019
Kendall Square Station | 1595_G_GEN4 | 1595 | G | GEN4 | 1099 | Combined Cycle | NENGREST | Massachusetts | Middlesex | 171 | 2002 | 9999 | 2019 | 23.765 | 1280762 | 0.03316 | NEI 2019
Kendall Square Station | 1595_G_JET1 | 1595 | G | JET1 | 1100 | Combustion Turbine | NENGREST | Massachusetts | Middlesex | 18 | 1970 | 9999 | 2019 | 0.0081776 | 147 | 0.11126 | NEI 2019
Oak Bluffs Diesel Generating Facility | 1597_G_UN1 | 1597 | G | UN1 |  | Combustion Turbine | NENGREST | Massachusetts | Dukes | 2.8 | 1969 | 9999 | 2019 | 0.36946 | 262 | 2.8203 | NEI 2019
Oak Bluffs Diesel Generating Facility | 1597_G_UN2 | 1597 | G | UN2 |  | Combustion Turbine | NENGREST | Massachusetts | Dukes | 2.8 | 1969 | 9999 | 2019 | 0.10229 | 262 | 0.78083 | NEI 2019
Oak Bluffs Diesel Generating Facility | 1597_G_UN3 | 1597 | G | UN3 |  | Combustion Turbine | NENGREST | Massachusetts | Dukes | 2.8 | 1972 | 9999 | 2019 | 0.019038 | 262 | 0.14533 | NEI 2019
Canal | 1599_G_3 | 1599 | G | 3 | 88425 | Combustion Turbine | NENGREST | Massachusetts | Barnstable | 330 | 2019 | 9999 |  |  |  | 0.06931 | Default Emission Factor
Apache Station | 160_G_GT1 | 160 | G | GT1 |  | Combustion Turbine | WECC_AZ | Arizona | Cochise | 10 | 1963 | 9999 |  |  |  | 0.12573 | NEI 2019
Apache Station | 160_G_GT2 | 160 | G | GT2 |  | Combustion Turbine | WECC_AZ | Arizona | Cochise | 18.5 | 1972 | 9999 |  |  |  | 0.12573 | NEI 2019
Apache Station | 160_G_GT3 | 160 | G | GT3 |  | Combustion Turbine | WECC_AZ | Arizona | Cochise | 60 | 1975 | 9999 |  |  |  | 0.12573 | NEI 2019
Apache Station | 160_G_GT4 | 160 | G | GT4 | 88320 | Combustion Turbine | WECC_AZ | Arizona | Cochise | 38 | 2002 | 9999 | 2019 | 3.961 | 63006 | 0.12573 | NEI 2019
Nantucket | 1615_G_18 | 1615 | G | 18 |  | Combustion Turbine | NENGREST | Massachusetts | Nantucket | 13.5 | 2019 | 9999 |  |  |  | 0.06931 | Default Emission Factor
Nantucket | 1615_G_19 | 1615 | G | 19 |  | Combustion Turbine | NENGREST | Massachusetts | Nantucket | 1 | 2019 | 9999 |  |  |  | 0.36262 | Default Emission Factor
Doreen | 1631_G_DORE | 1631 | G | DORE | 1130 | Combustion Turbine | NENGREST | Massachusetts | Berkshire | 15.8 | 1969 | 9999 | 2019 | 0.0012 | 139 | 0.01727 | NEI 2019
Essential Power Massachusetts LLC | 1642_G_GT-1 | 1642 | G | GT-1 | 8310 | Combustion Turbine | NENGREST | Massachusetts | Hampden | 38.1 | 2002 | 2025 | 2019 | 0.26532 | 1141.3701 | 0.46492 | NEI 2019
Essential Power Massachusetts LLC | 1642_G_GT-2 | 1642 | G | GT-2 | 8312 | Combustion Turbine | NENGREST | Massachusetts | Hampden | 38.8 | 2002 | 2025 | 2019 | 0.30438 | 1162.3401 | 0.52374 | NEI 2019
Essential Power Massachusetts LLC | 1642_G_WS10 | 1642 | G | WS10 | 1136 | Combustion Turbine | NENGREST | Massachusetts | Hampden | 16.6 | 1968 | 9999 |  |  |  | 0.155 | Default Emission Factor
Woodland Road | 1643_G_WOOD | 1643 | G | WOOD | 1139 | Combustion Turbine | NENGREST | Massachusetts | Berkshire | 15.8 | 1969 | 9999 | 2019 | 0.01 | 121 | 0.16529 | NEI 2019
GREC | 165_G_3CT | 165 | G | 3CT | 91186 | Combined Cycle | SPP_WEST | Oklahoma | Mayes | 307 | 2017 | 9999 | 2019 | 107.59 | 1410774 | 0.10027 | NEI 2019
GREC | 165_G_3ST | 165 | G | 3ST | 91186 | Combined Cycle | SPP_WEST | Oklahoma | Mayes | 160.5 | 2017 | 9999 |  |  |  | 0.10027 | NEI 2019
Potter Station 2 | 1660_G_CC2 | 1660 | G | CC2 | 1140 | Combined Cycle | NENGREST | Massachusetts | Norfolk | 62.6 | 1977 | 2025 |  |  |  | 0.08706 | NEI 2019
Potter Station 2 | 1660_G_CC3 | 1660 | G | CC3 | 1140 | Combined Cycle | NENGREST | Massachusetts | Norfolk | 15.5 | 1977 | 2025 | 2019 | 0.1719 | 3949 | 0.08706 | NEI 2019
Potter Station 2 | 1660_G_WAT1 | 1660 | G | WAT1 | 90442 | Combustion Turbine | NENGREST | Massachusetts | Norfolk | 52.6 | 2009 | 9999 | 2019 | 0.10852 | 5489.5 | 0.03954 | NEI 2019
Potter Station 2 | 1660_G_WAT2 | 1660 | G | WAT2 | 90443 | Combustion Turbine | NENGREST | Massachusetts | Norfolk | 52.6 | 2009 | 9999 | 2019 | 0.1426 | 5489.5 | 0.05195 | NEI 2019
High Street Station | 1670_G_1 | 1670 | G | 1 |  | Combustion Turbine | NENGREST | Massachusetts | Essex | 1.2 | 1986 | 9999 |  |  |  | 0.86775 | Default Emission Factor
High Street Station | 1670_G_10 | 1670 | G | 10 |  | Combustion Turbine | NENGREST | Massachusetts | Essex | 1.2 | 1984 | 9999 |  |  |  | 0.86775 | Default Emission Factor
High Street Station | 1670_G_11 | 1670 | G | 11 |  | Combustion Turbine | NENGREST | Massachusetts | Essex | 1.2 | 1982 | 9999 |  |  |  | 0.86775 | Default Emission Factor
High Street Station | 1670_G_12 | 1670 | G | 12 |  | Combustion Turbine | NENGREST | Massachusetts | Essex | 1.2 | 1983 | 9999 |  |  |  | 0.86775 | Default Emission Factor
High Street Station | 1670_G_2 | 1670 | G | 2 |  | Combustion Turbine | NENGREST | Massachusetts | Essex | 1.3 | 1954 | 9999 |  |  |  | 0.86775 | Default Emission Factor
High Street Station | 1670_G_6 | 1670 | G | 6 |  | Combustion Turbine | NENGREST | Massachusetts | Essex | 1.2 | 1951 | 9999 |  |  |  | 0.86775 | Default Emission Factor
High Street Station | 1670_G_7 | 1670 | G | 7 |  | Combustion Turbine | NENGREST | Massachusetts | Essex | 1.3 | 1956 | 9999 |  |  |  | 0.86775 | Default Emission Factor
High Street Station | 1670_G_8 | 1670 | G | 8 |  | Combustion Turbine | NENGREST | Massachusetts | Essex | 1.1 | 1960 | 9999 |  |  |  | 0.86775 | Default Emission Factor
High Street Station | 1670_G_9 | 1670 | G | 9 |  | Combustion Turbine | NENGREST | Massachusetts | Essex | 1.3 | 1961 | 9999 |  |  |  | 0.86775 | Default Emission Factor
Waters River | 1678_G_1 | 1678 | G | 1 | 89524 | Combustion Turbine | NENGREST | Massachusetts | Essex | 16.1 | 1971 | 9999 | 2019 | 0.024571 | 750.7575 | 0.06546 | NEI 2019
Waters River | 1678_G_2 | 1678 | G | 2 | 1141 | Combustion Turbine | NENGREST | Massachusetts | Essex | 30.5 | 1990 | 9999 | 2019 | 0.02692 | 1422.2425 | 0.03786 | NEI 2019
Cleary Flood Hybrid | 1682_G_9A | 1682 | G | 9A | 1143 | Combined Cycle | NENGREST | Massachusetts | Bristol | 18 | 1976 | 9999 | 2019 | 0.26232 | 8317 | 0.05091 | NEI 2019
Cleary Flood Hybrid | 1682_G_CA9 | 1682 | G | CA9 | 1143 | Combined Cycle | NENGREST | Massachusetts | Bristol | 87 | 1975 | 9999 | 2019 | 0.58673 | 25036 | 0.05091 | NEI 2019
Osceola (AR) | 172_G_9 | 172 | G | 9 |  | Combustion Turbine | MIS_AR | Arkansas | Mississippi | 1.6 | 1992 | 9999 |  |  |  | 0.86775 | Default Emission Factor
Colfax | 1725_G_1 | 1725 | G | 1 |  | Combustion Turbine | MIS_LMI | Michigan | Livingston | 2 | 1969 | 9999 |  |  |  | 0.86775 | Default Emission Factor
Colfax | 1725_G_2 | 1725 | G | 2 |  | Combustion Turbine | MIS_LMI | Michigan | Livingston | 3 | 1969 | 9999 |  |  |  | 0.86775 | Default Emission Factor
Colfax | 1725_G_3 | 1725 | G | 3 |  | Combustion Turbine | MIS_LMI | Michigan | Livingston | 3 | 1969 | 9999 |  |  |  | 0.86775 | Default Emission Factor
Colfax | 1725_G_4 | 1725 | G | 4 |  | Combustion Turbine | MIS_LMI | Michigan | Livingston | 3 | 1969 | 9999 |  |  |  | 0.86775 | Default Emission Factor
Colfax | 1725_G_5 | 1725 | G | 5 |  | Combustion Turbine | MIS_LMI | Michigan | Livingston | 3 | 1969 | 9999 |  |  |  | 0.86775 | Default Emission Factor
Delray | 1728_G_11-1 | 1728 | G | 11-1 | 1175 | Combustion Turbine | MIS_LMI | Michigan | Wayne | 64 | 2000 | 9999 | 2019 | 0.3065 | 5403.2126 | 0.11345 | NEI 2019
Delray | 1728_G_12-1 | 1728 | G | 12-1 | 1176 | Combustion Turbine | MIS_LMI | Michigan | Wayne | 63 | 2000 | 9999 | 2019 | 0.15985 | 5318.7874 | 0.06011 | NEI 2019
Fermi | 1729_G_3 | 1729 | G | 3 |  | Combustion Turbine | MIS_LMI | Michigan | Monroe | 13 | 1966 | 9999 | 2018 | 0.020489 | 2282.3973 | 0.01795 | Michigan Point Source Emission
Fermi | 1729_G_4 | 1729 | G | 4 |  | Combustion Turbine | MIS_LMI | Michigan | Monroe | 12 | 1966 | 9999 | 2018 | 0.018913 | 2106.8282 | 0.01795 | Michigan Point Source Emission
Fermi | 1729_G_GT1 | 1729 | G | GT1 |  | Combustion Turbine | MIS_LMI | Michigan | Monroe | 13 | 1966 | 9999 | 2018 | 0.020489 | 2282.3973 | 0.01795 | Michigan Point Source Emission
Fermi | 1729_G_GT2 | 1729 | G | GT2 |  | Combustion Turbine | MIS_LMI | Michigan | Monroe | 13 | 1966 | 9999 | 2018 | 0.020489 | 2282.3973 | 0.01795 | Michigan Point Source Emission
Hancock | 1730_G_1 | 1730 | G | 1 |  | Combustion Turbine | MIS_LMI | Michigan | Oakland | 11 | 1967 | 9999 |  |  |  | 0.155 | Default Emission Factor
Hancock | 1730_G_3 | 1730 | G | 3 |  | Combustion Turbine | MIS_LMI | Michigan | Oakland | 17 | 1967 | 9999 | 2019 | 0.1105 | 973.7527 | 0.22696 | NEI 2019
Hancock | 1730_G_5 | 1730 | G | 5 | 88435 | Combustion Turbine | MIS_LMI | Michigan | Oakland | 32 | 1970 | 9999 | 2019 | 0.11345 | 3723.172 | 0.06094 | NEI 2019
Hancock | 1730_G_6 | 1730 | G | 6 | 88436 | Combustion Turbine | MIS_LMI | Michigan | Oakland | 33 | 1966 | 9999 |  |  |  | 0.06094 | NEI 2019
Monroe (MI) | 1733_G_IC1 | 1733 | G | IC1 |  | Combustion Turbine | MIS_LMI | Michigan | Monroe | 2 | 1969 | 9999 |  |  |  | 0.86775 | Default Emission Factor
Monroe (MI) | 1733_G_IC2 | 1733 | G | IC2 |  | Combustion Turbine | MIS_LMI | Michigan | Monroe | 3 | 1969 | 9999 |  |  |  | 0.86775 | Default Emission Factor
Monroe (MI) | 1733_G_IC3 | 1733 | G | IC3 |  | Combustion Turbine | MIS_LMI | Michigan | Monroe | 3 | 1969 | 9999 |  |  |  | 0.86775 | Default Emission Factor
Monroe (MI) | 1733_G_IC4 | 1733 | G | IC4 |  | Combustion Turbine | MIS_LMI | Michigan | Monroe | 3 | 1969 | 9999 |  |  |  | 0.86775 | Default Emission Factor
Monroe (MI) | 1733_G_IC5 | 1733 | G | IC5 |  | Combustion Turbine | MIS_LMI | Michigan | Monroe | 3 | 1969 | 9999 |  |  |  | 0.86775 | Default Emission Factor
Northeast (MI) | 1734_G_1 | 1734 | G | 1 |  | Combustion Turbine | MIS_LMI | Michigan | Macomb | 15 | 1967 | 9999 |  |  |  | 0.155 | Default Emission Factor
Northeast (MI) | 1734_G_2 | 1734 | G | 2 |  | Combustion Turbine | MIS_LMI | Michigan | Macomb | 15 | 1966 | 9999 |  |  |  | 0.155 | Default Emission Factor
Northeast (MI) | 1734_G_3 | 1734 | G | 3 |  | Combustion Turbine | MIS_LMI | Michigan | Macomb | 14 | 1966 | 9999 |  |  |  | 0.155 | Default Emission Factor
Northeast (MI) | 1734_G_4 | 1734 | G | 4 |  | Combustion Turbine | MIS_LMI | Michigan | Macomb | 15 | 1966 | 9999 |  |  |  | 0.155 | Default Emission Factor
Northeast (MI) | 1734_G_5 | 1734 | G | 5 |  | Combustion Turbine | MIS_LMI | Michigan | Macomb | 18 | 1971 | 9999 | 2019 | 0.01258 | 169.1379 | 0.14875 | NEI 2019
Northeast (MI) | 1734_G_6 | 1734 | G | 6 |  | Combustion Turbine | MIS_LMI | Michigan | Macomb | 19 | 1971 | 9999 |  |  |  | 0.155 | Default Emission Factor
Northeast (MI) | 1734_G_7 | 1734 | G | 7 |  | Combustion Turbine | MIS_LMI | Michigan | Macomb | 20 | 1971 | 9999 |  |  |  | 0.155 | Default Emission Factor
Oliver | 1735_G_1 | 1735 | G | 1 |  | Combustion Turbine | MIS_LMI | Michigan | Huron | 2 | 1970 | 9999 |  |  |  | 0.86775 | Default Emission Factor
Oliver | 1735_G_2 | 1735 | G | 2 |  | Combustion Turbine | MIS_LMI | Michigan | Huron | 3 | 1970 | 9999 |  |  |  | 0.86775 | Default Emission Factor
Oliver | 1735_G_3 | 1735 | G | 3 |  | Combustion Turbine | MIS_LMI | Michigan | Huron | 3 | 1970 | 9999 |  |  |  | 0.86775 | Default Emission Factor
Oliver | 1735_G_4 | 1735 | G | 4 |  | Combustion Turbine | MIS_LMI | Michigan | Huron | 3 | 1970 | 9999 |  |  |  | 0.86775 | Default Emission Factor
Oliver | 1735_G_5 | 1735 | G | 5 |  | Combustion Turbine | MIS_LMI | Michigan | Huron | 3 | 1970 | 9999 |  |  |  | 0.86775 | Default Emission Factor
Placid 12 | 1737_G_1 | 1737 | G | 1 |  | Combustion Turbine | MIS_LMI | Michigan | Oakland | 2 | 1970 | 9999 |  |  |  | 0.86775 | Default Emission Factor
Placid 12 | 1737_G_2 | 1737 | G | 2 |  | Combustion Turbine | MIS_LMI | Michigan | Oakland | 3 | 1970 | 9999 |  |  |  | 0.86775 | Default Emission Factor
Placid 12 | 1737_G_3 | 1737 | G | 3 |  | Combustion Turbine | MIS_LMI | Michigan | Oakland | 3 | 1970 | 9999 |  |  |  | 0.86775 | Default Emission Factor
Placid 12 | 1737_G_4 | 1737 | G | 4 |  | Combustion Turbine | MIS_LMI | Michigan | Oakland | 3 | 1970 | 9999 |  |  |  | 0.86775 | Default Emission Factor
Placid 12 | 1737_G_5 | 1737 | G | 5 |  | Combustion Turbine | MIS_LMI | Michigan | Oakland | 3 | 1970 | 9999 |  |  |  | 0.86775 | Default Emission Factor
Putnam (MI) | 1739_G_1 | 1739 | G | 1 |  | Combustion Turbine | MIS_LMI | Michigan | Oakland | 2 | 1971 | 9999 |  |  |  | 0.86775 | Default Emission Factor
Putnam (MI) | 1739_G_2 | 1739 | G | 2 |  | Combustion Turbine | MIS_LMI | Michigan | Oakland | 3 | 1971 | 9999 |  |  |  | 0.86775 | Default Emission Factor
Putnam (MI) | 1739_G_3 | 1739 | G | 3 |  | Combustion Turbine | MIS_LMI | Michigan | Oakland | 3 | 1971 | 9999 |  |  |  | 0.86775 | Default Emission Factor
Putnam (MI) | 1739_G_4 | 1739 | G | 4 |  | Combustion Turbine | MIS_LMI | Michigan | Oakland | 3 | 1971 | 9999 |  |  |  | 0.86775 | Default Emission Factor
Putnam (MI) | 1739_G_5 | 1739 | G | 5 |  | Combustion Turbine | MIS_LMI | Michigan | Oakland | 3 | 1971 | 9999 |  |  |  | 0.86775 | Default Emission Factor
Slocum | 1741_G_1 | 1741 | G | 1 |  | Combustion Turbine | MIS_LMI | Michigan | Wayne | 2 | 1968 | 9999 |  |  |  | 0.86775 | Default Emission Factor
Slocum | 1741_G_2 | 1741 | G | 2 |  | Combustion Turbine | MIS_LMI | Michigan | Wayne | 3 | 1968 | 9999 |  |  |  | 0.86775 | Default Emission Factor
Slocum | 1741_G_3 | 1741 | G | 3 |  | Combustion Turbine | MIS_LMI | Michigan | Wayne | 3 | 1968 | 9999 |  |  |  | 0.86775 | Default Emission Factor
Slocum | 1741_G_4 | 1741 | G | 4 |  | Combustion Turbine | MIS_LMI | Michigan | Wayne | 3 | 1968 | 9999 |  |  |  | 0.86775 | Default Emission Factor
Slocum | 1741_G_5 | 1741 | G | 5 |  | Combustion Turbine | MIS_LMI | Michigan | Wayne | 3 | 1968 | 9999 |  |  |  | 0.86775 | Default Emission Factor
St Clair | 1743_G_11 | 1743 | G | 11 |  | Combustion Turbine | MIS_LMI | Michigan | St Clair | 19 | 1968 | 9999 | 2019 | 0.04295 | 765 | 0.11229 | NEI 2019
St Clair | 1743_G_12A | 1743 | G | 12A |  | Combustion Turbine | MIS_LMI | Michigan | St Clair | 2 | 1970 | 9999 |  |  |  | 0.86775 | Default Emission Factor
St Clair | 1743_G_12B | 1743 | G | 12B |  | Combustion Turbine | MIS_LMI | Michigan | St Clair | 3 | 1970 | 9999 |  |  |  | 0.86775 | Default Emission Factor
Superior | 1744_G_1 | 1744 | G | 1 |  | Combustion Turbine | MIS_LMI | Michigan | Washtenaw | 13 | 1966 | 9999 |  |  |  | 0.155 | Default Emission Factor
Superior | 1744_G_2 | 1744 | G | 2 |  | Combustion Turbine | MIS_LMI | Michigan | Washtenaw | 13 | 1966 | 9999 |  |  |  | 0.155 | Default Emission Factor
Superior | 1744_G_3 | 1744 | G | 3 |  | Combustion Turbine | MIS_LMI | Michigan | Washtenaw | 12 | 1966 | 9999 |  |  |  | 0.155 | Default Emission Factor
Superior | 1744_G_4 | 1744 | G | 4 |  | Combustion Turbine | MIS_LMI | Michigan | Washtenaw | 14 | 1966 | 9999 |  |  |  | 0.155 | Default Emission Factor
Wilmot | 1746_G_1 | 1746 | G | 1 |  | Combustion Turbine | MIS_LMI | Michigan | Tuscola | 2 | 1968 | 9999 |  |  |  | 0.86775 | Default Emission Factor
Wilmot | 1746_G_2 | 1746 | G | 2 |  | Combustion Turbine | MIS_LMI | Michigan | Tuscola | 3 | 1968 | 9999 |  |  |  | 0.86775 | Default Emission Factor
Wilmot | 1746_G_3 | 1746 | G | 3 |  | Combustion Turbine | MIS_LMI | Michigan | Tuscola | 3 | 1968 | 9999 |  |  |  | 0.86775 | Default Emission Factor
Wilmot | 1746_G_4 | 1746 | G | 4 |  | Combustion Turbine | MIS_LMI | Michigan | Tuscola | 3 | 1968 | 9999 |  |  |  | 0.86775 | Default Emission Factor
Wilmot | 1746_G_5 | 1746 | G | 5 |  | Combustion Turbine | MIS_LMI | Michigan | Tuscola | 3 | 1968 | 9999 |  |  |  | 0.86775 | Default Emission Factor
Manistique | 1750_G_1 | 1750 | G | 1 |  | Combustion Turbine | MIS_WUMS | Michigan | Schoolcraft | 2 | 1960 | 9999 |  |  |  | 0.86775 | Default Emission Factor
Manistique | 1750_G_2 | 1750 | G | 2 |  | Combustion Turbine | MIS_WUMS | Michigan | Schoolcraft | 2.8 | 1972 | 9999 |  |  |  | 0.86775 | Default Emission Factor
Hart | 1827_G_4 | 1827 | G | 4 |  | Combustion Turbine | MIS_LMI | Michigan | Oceana | 1.4 | 1964 | 9999 |  |  |  | 0.86775 | Default Emission Factor
Hart | 1827_G_IC1 | 1827 | G | IC1 |  | Combustion Turbine | MIS_LMI | Michigan | Oceana | 1.7 | 1985 | 9999 |  |  |  | 0.86775 | Default Emission Factor
Hart | 1827_G_IC3 | 1827 | G | IC3 |  | Combustion Turbine | MIS_LMI | Michigan | Oceana | 2 | 1985 | 9999 |  |  |  | 0.86775 | Default Emission Factor
Hillsdale | 1829_G_5 | 1829 | G | 5 |  | Combustion Turbine | MIS_LMI | Michigan | Hillsdale | 5.6 | 1973 | 9999 | 2019 | 0.086754 | 149.6552 | 1.1594 | NEI 2019
Hillsdale | 1829_G_6 | 1829 | G | 6 |  | Combustion Turbine | MIS_LMI | Michigan | Hillsdale | 6 | 1976 | 9999 |  |  |  | 0.86775 | Default Emission Factor
Plant Four | 1840_G_CT1 | 1840 | G | CT1 |  | Combustion Turbine | MIS_WUMS | Michigan | Marquette | 20 | 1979 | 9999 |  |  |  | 0.155 | Default Emission Factor
Marshall (MI) | 1844_G_IC3 | 1844 | G | IC3 |  | Combustion Turbine | MIS_LMI | Michigan | Calhoun | 1.9 | 1973 | 9999 |  |  |  | 0.86775 | Default Emission Factor
Marshall (MI) | 1844_G_IC5 | 1844 | G | IC5 |  | Combustion Turbine | MIS_LMI | Michigan | Calhoun | 1.4 | 1948 | 9999 |  |  |  | 0.86775 | Default Emission Factor
Marshall (MI) | 1844_G_IC6 | 1844 | G | IC6 |  | Combustion Turbine | MIS_LMI | Michigan | Calhoun | 5.6 | 1978 | 9999 |  |  |  | 0.86775 | Default Emission Factor
Newberry | 1846_G_1 | 1846 | G | 1 |  | Combustion Turbine | MIS_WUMS | Michigan | Luce | 2.5 | 1974 | 9999 |  |  |  | 0.86775 | Default Emission Factor
Newberry | 1846_G_2 | 1846 | G | 2 |  | Combustion Turbine | MIS_WUMS | Michigan | Luce | 0.5 | 1948 | 9999 |  |  |  | 0.86775 | Default Emission Factor
Newberry | 1846_G_4 | 1846 | G | 4 |  | Combustion Turbine | MIS_WUMS | Michigan | Luce | 1.5 | 1988 | 9999 |  |  |  | 0.86775 | Default Emission Factor
Frank Jenkins | 1851_G_4 | 1851 | G | 4 |  | Combustion Turbine | MIS_LMI | Michigan | Ionia | 0.8 | 1950 | 9999 |  |  |  | 0.86775 | Default Emission Factor
Frank Jenkins | 1851_G_5 | 1851 | G | 5 |  | Combustion Turbine | MIS_LMI | Michigan | Ionia | 1.7 | 1995 | 9999 |  |  |  | 0.86775 | Default Emission Factor
Frank Jenkins | 1851_G_6 | 1851 | G | 6 |  | Combustion Turbine | MIS_LMI | Michigan | Ionia | 1 | 2002 | 9999 |  |  |  | 0.86775 | Default Emission Factor
St Louis | 1852_G_1 | 1852 | G | 1 |  | Combustion Turbine | MIS_LMI | Michigan | Gratiot | 1.3 | 1958 | 9999 | 2018 | 0.001187 | 1.2 | 1.9783 | Michigan Point Source Emission
St Louis | 1852_G_2 | 1852 | G | 2 |  | Combustion Turbine | MIS_LMI | Michigan | Gratiot | 0.6 | 1945 | 9999 | 2018 | 0.00054783 | 0.55385 | 1.9783 | Michigan Point Source Emission
St Louis | 1852_G_3 | 1852 | G | 3 |  | Combustion Turbine | MIS_LMI | Michigan | Gratiot | 0.9 | 1951 | 9999 | 2018 | 0.00082174 | 0.83077 | 1.9783 | Michigan Point Source Emission
St Louis | 1852_G_7 | 1852 | G | 7 |  | Combustion Turbine | MIS_LMI | Michigan | Gratiot | 1.1 | 1996 | 9999 | 2018 | 0.0010043 | 1.0154 | 1.9783 | Michigan Point Source Emission
St Louis | 1852_G_8 | 1852 | G | 8 |  | Combustion Turbine | MIS_LMI | Michigan | Gratiot | 1.5 | 2003 | 9999 | 2018 | 0.0013696 | 1.3846 | 1.9783 | Michigan Point Source Emission
St Louis | 1852_G_9 | 1852 | G | 9 |  | Combustion Turbine | MIS_LMI | Michigan | Gratiot | 1.1 | 2003 | 9999 | 2018 | 0.0010043 | 1.0154 | 1.9783 | Michigan Point Source Emission
Main Street (MI) | 1853_G_1 | 1853 | G | 1 |  | Combustion Turbine | MIS_LMI | Michigan | Huron | 0.9 | 1961 | 9999 |  |  |  | 0.86775 | Default Emission Factor
Main Street (MI) | 1853_G_2 | 1853 | G | 2 |  | Combustion Turbine | MIS_LMI | Michigan | Huron | 0.8 | 1947 | 9999 |  |  |  | 0.86775 | Default Emission Factor
Main Street (MI) | 1853_G_3 | 1853 | G | 3 |  | Combustion Turbine | MIS_LMI | Michigan | Huron | 1.1 | 1966 | 9999 |  |  |  | 0.86775 | Default Emission Factor
Main Street (MI) | 1853_G_4 | 1853 | G | 4 |  | Combustion Turbine | MIS_LMI | Michigan | Huron | 1.2 | 1966 | 9999 |  |  |  | 0.86775 | Default Emission Factor
Main Street (MI) | 1853_G_5 | 1853 | G | 5 |  | Combustion Turbine | MIS_LMI | Michigan | Huron | 1 | 1979 | 9999 |  |  |  | 0.86775 | Default Emission Factor
Main Street (MI) | 1853_G_6 | 1853 | G | 6 |  | Combustion Turbine | MIS_LMI | Michigan | Huron | 0.6 | 1967 | 9999 |  |  |  | 0.86775 | Default Emission Factor
Sturgis City Diesel Plant | 1855_G_6 | 1855 | G | 6 |  | Combustion Turbine | PJM_West | Michigan | St Joseph | 6 | 1981 | 9999 |  |  |  | 0.86775 | Default Emission Factor
Wyandotte | 1866_G_DG1 | 1866 | G | DG1 |  | Combustion Turbine | MIS_LMI | Michigan | Wayne | 1.8 | 2007 | 9999 |  |  |  | 0.86775 | Default Emission Factor
Wyandotte | 1866_G_DG2 | 1866 | G | DG2 |  | Combustion Turbine | MIS_LMI | Michigan | Wayne | 1.8 | 2007 | 9999 |  |  |  | 0.86775 | Default Emission Factor
Wyandotte | 1866_G_DG3 | 1866 | G | DG3 |  | Combustion Turbine | MIS_LMI | Michigan | Wayne | 1.8 | 2007 | 9999 |  |  |  | 0.86775 | Default Emission Factor
Zeeland | 1867_G_1 | 1867 | G | 1 |  | Combustion Turbine | MIS_LMI | Michigan | Ottawa | 1.5 | 1966 | 9999 |  |  |  | 0.86775 | Default Emission Factor
Zeeland | 1867_G_10 | 1867 | G | 10 |  | Combustion Turbine | MIS_LMI | Michigan | Ottawa | 6 | 1974 | 9999 | 2019 | 0.10315 | 68.3898 | 3.0165 | NEI 2019
Zeeland | 1867_G_11 | 1867 | G | 11 |  | Combustion Turbine | MIS_LMI | Michigan | Ottawa | 6.4 | 1980 | 9999 |  |  |  | 0.86775 | Default Emission Factor
Zeeland | 1867_G_2 | 1867 | G | 2 |  | Combustion Turbine | MIS_LMI | Michigan | Ottawa | 1.2 | 1967 | 9999 |  |  |  | 0.86775 | Default Emission Factor
Zeeland | 1867_G_7 | 1867 | G | 7 |  | Combustion Turbine | MIS_LMI | Michigan | Ottawa | 2 | 1957 | 9999 |  |  |  | 0.86775 | Default Emission Factor
Zeeland | 1867_G_8 | 1867 | G | 8 |  | Combustion Turbine | MIS_LMI | Michigan | Ottawa | 1.5 | 1963 | 9999 |  |  |  | 0.86775 | Default Emission Factor
Zeeland | 1867_G_9 | 1867 | G | 9 |  | Combustion Turbine | MIS_LMI | Michigan | Ottawa | 5 | 1971 | 9999 |  |  |  | 0.86775 | Default Emission Factor
Dafter | 1868_G_1 | 1868 | G | 1 |  | Combustion Turbine | MIS_WUMS | Michigan | Chippewa | 0.9 | 1955 | 9999 |  |  |  | 0.86775 | Default Emission Factor
Dafter | 1868_G_3 | 1868 | G | 3 |  | Combustion Turbine | MIS_WUMS | Michigan | Chippewa | 0.9 | 1955 | 9999 |  |  |  | 0.86775 | Default Emission Factor
Dafter | 1868_G_4 | 1868 | G | 4 |  | Combustion Turbine | MIS_WUMS | Michigan | Chippewa | 2.5 | 1960 | 9999 |  |  |  | 0.86775 | Default Emission Factor
Dafter | 1868_G_5 | 1868 | G | 5 |  | Combustion Turbine | MIS_WUMS | Michigan | Chippewa | 2.5 | 1960 | 9999 |  |  |  | 0.86775 | Default Emission Factor
Tower | 1873_G_GT4 | 1873 | G | GT4 |  | Combustion Turbine | MIS_LMI | Michigan | Cheboygan | 19.3 | 1971 | 9999 | 2019 | 0.00115 | 56 | 0.04107 | NEI 2019
Caro | 1874_G_1 | 1874 | G | 1 |  | Combustion Turbine | MIS_LMI | Michigan | Tuscola | 1 | 1949 | 9999 |  |  |  | 0.86775 | Default Emission Factor
Caro | 1874_G_2 | 1874 | G | 2 |  | Combustion Turbine | MIS_LMI | Michigan | Tuscola | 1 | 1949 | 9999 |  |  |  | 0.86775 | Default Emission Factor
Caro | 1874_G_3 | 1874 | G | 3 |  | Combustion Turbine | MIS_LMI | Michigan | Tuscola | 1 | 1952 | 9999 |  |  |  | 0.86775 | Default Emission Factor
Caro | 1874_G_4 | 1874 | G | 4 |  | Combustion Turbine | MIS_LMI | Michigan | Tuscola | 1.5 | 1984 | 9999 |  |  |  | 0.86775 | Default Emission Factor
Caro | 1874_G_5 | 1874 | G | 5 |  | Combustion Turbine | MIS_LMI | Michigan | Tuscola | 2 | 1999 | 9999 |  |  |  | 0.86775 | Default Emission Factor
Caro | 1874_G_6 | 1874 | G | 6 |  | Combustion Turbine | MIS_LMI | Michigan | Tuscola | 2 | 2000 | 9999 |  |  |  | 0.86775 | Default Emission Factor
Ubly | 1875_G_1 | 1875 | G | 1 |  | Combustion Turbine | MIS_LMI | Michigan | Huron | 0.6 | 1938 | 9999 |  |  |  | 0.86775 | Default Emission Factor
Ubly | 1875_G_2 | 1875 | G | 2 |  | Combustion Turbine | MIS_LMI | Michigan | Huron | 0.6 | 1938 | 9999 |  |  |  | 0.86775 | Default Emission Factor
Ubly | 1875_G_3 | 1875 | G | 3 |  | Combustion Turbine | MIS_LMI | Michigan | Huron | 0.7 | 1938 | 9999 |  |  |  | 0.86775 | Default Emission Factor
Ubly | 1875_G_4 | 1875 | G | 4 |  | Combustion Turbine | MIS_LMI | Michigan | Huron | 0.9 | 1947 | 9999 |  |  |  | 0.86775 | Default Emission Factor
Ubly | 1875_G_5 | 1875 | G | 5 |  | Combustion Turbine | MIS_LMI | Michigan | Huron | 1.5 | 1987 | 9999 |  |  |  | 0.86775 | Default Emission Factor
Ubly | 1875_G_6 | 1875 | G | 6 |  | Combustion Turbine | MIS_LMI | Michigan | Huron | 1.5 | 1993 | 9999 |  |  |  | 0.86775 | Default Emission Factor
Ubly | 1875_G_7 | 1875 | G | 7 |  | Combustion Turbine | MIS_LMI | Michigan | Huron | 2.5 | 2000 | 9999 |  |  |  | 0.86775 | Default Emission Factor
Ubly | 1875_G_8 | 1875 | G | 8 |  | Combustion Turbine | MIS_LMI | Michigan | Huron | 2.5 | 2001 | 9999 |  |  |  | 0.86775 | Default Emission Factor
Ubly | 1875_G_9 | 1875 | G | 9 |  | Combustion Turbine | MIS_LMI | Michigan | Huron | 1.5 | 2002 | 9999 |  |  |  | 0.86775 | Default Emission Factor
George Johnson | 1877_G_10 | 1877 | G | 10 |  | Combustion Turbine | MIS_LMI | Michigan | Osceola | 24.3 | 2000 | 9999 | 2019 | 0.4609 | 13040.1684 | 0.07069 | NEI 2019
George Johnson | 1877_G_11 | 1877 | G | 11 |  | Combustion Turbine | MIS_LMI | Michigan | Osceola | 1 | 1993 | 9999 |  |  |  | 0.86775 | Default Emission Factor
George Johnson | 1877_G_9 | 1877 | G | 9 |  | Combustion Turbine | MIS_LMI | Michigan | Osceola | 24.4 | 2000 | 9999 |  |  |  | 0.155 | Default Emission Factor
Claude Vandyke | 1880_G_8 | 1880 | G | 8 |  | Combustion Turbine | MIS_LMI | Michigan | Allegan | 20.2 | 2001 | 9999 | 2019 | 0.1034 | 2439 | 0.08479 | NEI 2019
Vestaburg | 1881_G_8 | 1881 | G | 8 |  | Combustion Turbine | MIS_LMI | Michigan | Montcalm | 18.5 | 1972 | 9999 | 2019 | 0.06495 | 1177 | 0.11037 | NEI 2019
Clay Boswell | 1893_G_D4 | 1893 | G | D4 |  | Combustion Turbine | MIS_MNWI | Minnesota | Itasca | 0.8 | 1980 | 9999 |  |  |  | 0.86775 | Default Emission Factor
Black Dog | 1904_G_2 | 1904 | G | 2 |  | Combined Cycle | MIS_MNWI | Minnesota | Dakota | 117 | 1954 | 9999 |  |  |  | 0.01864 | NEI 2019
Black Dog | 1904_G_5 | 1904 | G | 5 | 1241 | Combined Cycle | MIS_MNWI | Minnesota | Dakota | 165 | 2002 | 9999 | 2019 | 13.858 | 1487337 | 0.01864 | NEI 2019
Black Dog | 1904_G_6-1 | 1904 | G | 6-1 | 91235 | Combustion Turbine | MIS_MNWI | Minnesota | Dakota | 212 | 2018 | 9999 | 2019 | 3.394 | 292891 | 0.02318 | NEI 2019
High Bridge | 1912_G_7 | 1912 | G | 7 | 89581 | Combined Cycle | MIS_MNWI | Minnesota | Ramsey | 152 | 2008 | 9999 | 2019 | 3.186 | 2449021 | 0.00344 | NEI 2019
High Bridge | 1912_G_8 | 1912 | G | 8 | 89582 | Combined Cycle | MIS_MNWI | Minnesota | Ramsey | 152 | 2008 | 9999 | 2019 | 2.828 | 1048005 | 0.00344 | NEI 2019
High Bridge | 1912_G_9 | 1912 | G | 9 | 89581 | Combined Cycle | MIS_MNWI | Minnesota | Ramsey | 226 | 2008 | 9999 |  |  |  | 0.00344 | NEI 2019
Inver Hills | 1913_G_1 | 1913 | G | 1 | 90102 | Combustion Turbine | MIS_MNWI | Minnesota | Dakota | 47 | 1972 | 2025 | 2019 | 0.027562 | 815.0945 | 0.06763 | NEI 2019
Inver Hills | 1913_G_2 | 1913 | G | 2 | 90103 | Combustion Turbine | MIS_MNWI | Minnesota | Dakota | 47 | 1972 | 2025 | 2017 | 0.024699 | 747.1289 | 0.06612 | NEI 2019
Inver Hills | 1913_G_3 | 1913 | G | 3 | 90104 | Combustion Turbine | MIS_MNWI | Minnesota | Dakota | 47 | 1972 | 2025 | 2017 | 0.01927 | 747.1289 | 0.05158 | NEI 2019
Inver Hills | 1913_G_4 | 1913 | G | 4 | 90105 | Combustion Turbine | MIS_MNWI | Minnesota | Dakota | 47 | 1972 | 2025 | 2019 | 0.018783 | 815.0945 | 0.04609 | NEI 2019
Inver Hills | 1913_G_5 | 1913 | G | 5 | 90106 | Combustion Turbine | MIS_MNWI | Minnesota | Dakota | 47 | 1972 | 2025 | 2017 | 0.026603 | 747.1289 | 0.07121 | NEI 2019
Inver Hills | 1913_G_6 | 1913 | G | 6 | 90107 | Combustion Turbine | MIS_MNWI | Minnesota | Dakota | 47 | 1972 | 2025 | 2017 | 0.025355 | 747.1289 | 0.06787 | NEI 2019
Inver Hills | 1913_G_7 | 1913 | G | 7 |  | Combustion Turbine | MIS_MNWI | Minnesota | Dakota | 1.8 | 1997 | 2025 |  |  |  | 0.155 | Default Emission Factor
Inver Hills | 1913_G_8 | 1913 | G | 8 |  | Combustion Turbine | MIS_MNWI | Minnesota | Dakota | 1.8 | 1997 | 2025 |  |  |  | 0.155 | Default Emission Factor
Riverside (MN) | 1927_G_10 | 1927 | G | 10 | 89647 | Combined Cycle | MIS_MNWI | Minnesota | Hennepin | 147 | 2009 | 9999 | 2017 | 1.3595 | 515158 | 0.00346 | NEI 2019
Riverside (MN) | 1927_G_9 | 1927 | G | 9 | 89646 | Combined Cycle | MIS_MNWI | Minnesota | Hennepin | 147 | 2009 | 9999 | 2017 | 1.4084 | 1084865 | 0.00346 | NEI 2019
Riverside (MN) | 1927_G_ST7 | 1927 | G | ST7 | 89646 | Combined Cycle | MIS_MNWI | Minnesota | Hennepin | 160 | 1987 | 9999 |  |  |  | 0.00346 | NEI 2019
St James | 1929_G_1 | 1929 | G | 1 |  | Combustion Turbine | MIS_MNWI | Minnesota | Watonwan | 2 | 2002 | 9999 | 2017 | 0.0022534 | 8.8333 | 0.5102 | NEI 2019
St James | 1929_G_2 | 1929 | G | 2 |  | Combustion Turbine | MIS_MNWI | Minnesota | Watonwan | 2 | 2002 | 9999 | 2017 | 0.0021784 | 8.8333 | 0.49322 | NEI 2019
St James | 1929_G_3 | 1929 | G | 3 |  | Combustion Turbine | MIS_MNWI | Minnesota | Watonwan | 2 | 2002 | 9999 | 2017 | 0.0022453 | 8.8333 | 0.50837 | NEI 2019
St James | 1929_G_4 | 1929 | G | 4 |  | Combustion Turbine | MIS_MNWI | Minnesota | Watonwan | 2 | 2002 | 9999 | 2017 | 0.0023515 | 8.8333 | 0.53242 | NEI 2019
St James | 1929_G_5 | 1929 | G | 5 |  | Combustion Turbine | MIS_MNWI | Minnesota | Watonwan | 2 | 2002 | 9999 | 2017 | 0.0023319 | 8.8333 | 0.52798 | NEI 2019
St James | 1929_G_6 | 1929 | G | 6 |  | Combustion Turbine | MIS_MNWI | Minnesota | Watonwan | 2 | 2002 | 9999 | 2017 | 0.0023631 | 8.8333 | 0.53504 | NEI 2019
Municipal Light | 193_G_1 | 193 | G | 1 |  | Combustion Turbine | SPP_WEST | Arkansas | Clay | 2 | 1963 | 9999 |  |  |  | 0.86775 | Default Emission Factor
Municipal Light | 193_G_2 | 193 | G | 2 |  | Combustion Turbine | SPP_WEST | Arkansas | Clay | 0.6 | 1952 | 9999 |  |  |  | 0.86775 | Default Emission Factor
Municipal Light | 193_G_4 | 193 | G | 4 |  | Combustion Turbine | SPP_WEST | Arkansas | Clay | 2.2 | 1976 | 9999 |  |  |  | 0.86775 | Default Emission Factor
Municipal Light | 193_G_6 | 193 | G | 6 |  | Combustion Turbine | SPP_WEST | Arkansas | Clay | 1.3 | 1959 | 9999 |  |  |  | 0.86775 | Default Emission Factor
Municipal Light | 193_G_7 | 193 | G | 7 |  | Combustion Turbine | SPP_WEST | Arkansas | Clay | 1.1 | 1955 | 9999 |  |  |  | 0.86775 | Default Emission Factor
Adrian | 1956_G_5 | 1956 | G | 5 |  | Combustion Turbine | MIS_LMI | Minnesota | Nobles | 2 | 2005 | 9999 |  |  |  | 0.86775 | Default Emission Factor
Alexandria | 1958_G_IC1 | 1958 | G | IC1 |  | Combustion Turbine | MIS_MNWI | Minnesota | Douglas | 1 | 1948 | 9999 |  |  |  | 0.86775 | Default Emission Factor
Alexandria | 1958_G_IC2 | 1958 | G | IC2 |  | Combustion Turbine | MIS_MNWI | Minnesota | Douglas | 3.6 | 1967 | 9999 |  |  |  | 0.86775 | Default Emission Factor
Alexandria | 1958_G_IC3 | 1958 | G | IC3 |  | Combustion Turbine | MIS_MNWI | Minnesota | Douglas | 3.6 | 1967 | 9999 |  |  |  | 0.86775 | Default Emission Factor
Benson City of | 1964_G_10 | 1964 | G | 10 |  | Combustion Turbine | MIS_MNWI | Minnesota | Swift | 1.8 | 2002 | 9999 | 2017 | 0.0044111 | 8.8 | 1.0025 | NEI 2019
Benson City of | 1964_G_11 | 1964 | G | 11 |  | Combustion Turbine | MIS_MNWI | Minnesota | Swift | 1.8 | 2002 | 9999 | 2017 | 0.0043885 | 8.8 | 0.99739 | NEI 2019
Benson City of | 1964_G_7 | 1964 | G | 7 |  | Combustion Turbine | MIS_MNWI | Minnesota | Swift | 1.8 | 2002 | 9999 | 2017 | 0.0050208 | 8.8 | 1.1411 | NEI 2019
Benson City of | 1964_G_8 | 1964 | G | 8 |  | Combustion Turbine | MIS_MNWI | Minnesota | Swift | 1.8 | 2002 | 9999 | 2017 | 0.0038842 | 8.8 | 0.88277 | NEI 2019
Benson City of | 1964_G_9 | 1964 | G | 9 |  | Combustion Turbine | MIS_MNWI | Minnesota | Swift | 1.8 | 2002 | 9999 | 2017 | 0.0043659 | 8.8 | 0.99225 | NEI 2019
Blooming Prairie | 1966_G_4 | 1966 | G | 4 |  | Combustion Turbine | MIS_MNWI | Minnesota | Steele | 1.3 | 1974 | 9999 |  |  |  | 0.86775 | Default Emission Factor
Blooming Prairie | 1966_G_5 | 1966 | G | 5 |  | Combustion Turbine | MIS_MNWI | Minnesota | Steele | 2 | 2003 | 9999 |  |  |  | 0.86775 | Default Emission Factor
Blooming Prairie | 1966_G_6 | 1966 | G | 6 |  | Combustion Turbine | MIS_MNWI | Minnesota | Steele | 1.9 | 2009 | 9999 |  |  |  | 0.86775 | Default Emission Factor
Blooming Prairie | 1966_G_7 | 1966 | G | 7 |  | Combustion Turbine | MIS_MNWI | Minnesota | Steele | 1.3 | 2012 | 9999 |  |  |  | 0.86775 | Default Emission Factor
Blue Earth | 1967_G_IC1 | 1967 | G | IC1 |  | Combustion Turbine | MIS_MNWI | Minnesota | Faribault | 1.5 | 1960 | 9999 |  |  |  | 0.86775 | Default Emission Factor
Blue Earth | 1967_G_IC3 | 1967 | G | IC3 |  | Combustion Turbine | MIS_MNWI | Minnesota | Faribault | 1.6 | 1993 | 9999 |  |  |  | 0.86775 | Default Emission Factor
Blue Earth | 1967_G_IC4 | 1967 | G | IC4 |  | Combustion Turbine | MIS_MNWI | Minnesota | Faribault | 1.6 | 1993 | 9999 |  |  |  | 0.86775 | Default Emission Factor
Blue Earth | 1967_G_IC5 | 1967 | G | IC5 |  | Combustion Turbine | MIS_MNWI | Minnesota | Faribault | 1.6 | 1993 | 9999 |  |  |  | 0.86775 | Default Emission Factor
Blue Earth | 1967_G_IC6 | 1967 | G | IC6 |  | Combustion Turbine | MIS_MNWI | Minnesota | Faribault | 1.8 | 1996 | 9999 |  |  |  | 0.86775 | Default Emission Factor
Blue Earth | 1967_G_IC7 | 1967 | G | IC7 |  | Combustion Turbine | MIS_MNWI | Minnesota | Faribault | 1.1 | 2015 | 9999 |  |  |  | 0.86775 | Default Emission Factor
Blue Earth | 1967_G_IC8 | 1967 | G | IC8 |  | Combustion Turbine | MIS_MNWI | Minnesota | Faribault | 1.8 | 2015 | 9999 |  |  |  | 0.86775 | Default Emission Factor
Delano | 1969_G_2 | 1969 | G | 2 |  | Combustion Turbine | MIS_MNWI | Minnesota | Wright | 1.1 | 1972 | 9999 |  |  |  | 0.86775 | Default Emission Factor
Delano | 1969_G_3 | 1969 | G | 3 |  | Combustion Turbine | MIS_MNWI | Minnesota | Wright | 1.3 | 1973 | 9999 |  |  |  | 0.86775 | Default Emission Factor
Delano | 1969_G_5 | 1969 | G | 5 |  | Combustion Turbine | MIS_MNWI | Minnesota | Wright | 0.8 | 1946 | 9999 |  |  |  | 0.86775 | Default Emission Factor
Delano | 1969_G_6 | 1969 | G | 6 |  | Combustion Turbine | MIS_MNWI | Minnesota | Wright | 1.2 | 1989 | 9999 |  |  |  | 0.86775 | Default Emission Factor
Delano | 1969_G_7 | 1969 | G | 7 |  | Combustion Turbine | MIS_MNWI | Minnesota | Wright | 3 | 1994 | 9999 |  |  |  | 0.86775 | Default Emission Factor
Delano | 1969_G_8 | 1969 | G | 8 |  | Combustion Turbine | MIS_MNWI | Minnesota | Wright | 3.1 | 1999 | 9999 |  |  |  | 0.86775 | Default Emission Factor
Detroit Lakes | 1970_G_1 | 1970 | G | 1 |  | Combustion Turbine | MIS_MNWI | Minnesota | Becker | 9.6 | 1968 | 9999 |  |  |  | 0.155 | Default Emission Factor
Elk River City of | 1971_G_1 | 1971 | G | 1 |  | Combustion Turbine | MIS_MNWI | Minnesota | Sherburne | 0.5 | 1948 | 9999 |  |  |  | 0.86775 | Default Emission Factor
Elk River City of | 1971_G_2 | 1971 | G | 2 |  | Combustion Turbine | MIS_MNWI | Minnesota | Sherburne | 0.5 | 1948 | 9999 |  |  |  | 0.86775 | Default Emission Factor
Elk River City of | 1971_G_3 | 1971 | G | 3 |  | Combustion Turbine | MIS_MNWI | Minnesota | Sherburne | 3 | 1962 | 9999 |  |  |  | 0.86775 | Default Emission Factor
Elk River City of | 1971_G_4 | 1971 | G | 4 |  | Combustion Turbine | MIS_MNWI | Minnesota | Sherburne | 5 | 1972 | 9999 |  |  |  | 0.86775 | Default Emission Factor
Elk River City of | 1971_G_5 | 1971 | G | 5 |  | Landfill Gas | MIS_MNWI | Minnesota | Sherburne | 0.8 | 2002 | 9999 |  |  |  | 0.61247 | Default Emission Factor
Elk River City of | 1971_G_6 | 1971 | G | 6 |  | Landfill Gas | MIS_MNWI | Minnesota | Sherburne | 0.8 | 2002 | 9999 |  |  |  | 0.61247 | Default Emission Factor
Elk River City of | 1971_G_7 | 1971 | G | 7 |  | Landfill Gas | MIS_MNWI | Minnesota | Sherburne | 0.8 | 2002 | 9999 |  |  |  | 0.61247 | Default Emission Factor
Elk River City of | 1971_G_8 | 1971 | G | 8 |  | Landfill Gas | MIS_MNWI | Minnesota | Sherburne | 0.8 | 2006 | 9999 |  |  |  | 0.61247 | Default Emission Factor
Fairfax | 1972_G_2A | 1972 | G | 2A |  | Combustion Turbine | MIS_MNWI | Minnesota | Renville | 1.9 | 2001 | 9999 |  |  |  | 0.86775 | Default Emission Factor
Fairmont (MN) | 1973_G_10 | 1973 | G | 10 |  | Combustion Turbine | MIS_MNWI | Minnesota | Martin | 6.5 | 2014 | 9999 |  |  |  | 0.86775 | Default Emission Factor
Fairmont (MN) | 1973_G_11 | 1973 | G | 11 |  | Combustion Turbine | MIS_MNWI | Minnesota | Martin | 6.5 | 2014 | 9999 |  |  |  | 0.86775 | Default Emission Factor
Fairmont (MN) | 1973_G_12 | 1973 | G | 12 |  | Combustion Turbine | MIS_MNWI | Minnesota | Martin | 6.5 | 2014 | 9999 |  |  |  | 0.86775 | Default Emission Factor
Fairmont (MN) | 1973_G_6 | 1973 | G | 6 |  | Combustion Turbine | MIS_MNWI | Minnesota | Martin | 6 | 1975 | 9999 |  |  |  | 0.86775 | Default Emission Factor
Fairmont (MN) | 1973_G_7 | 1973 | G | 7 |  | Combustion Turbine | MIS_MNWI | Minnesota | Martin | 6 | 1975 | 9999 |  |  |  | 0.86775 | Default Emission Factor
Fairmont (MN) | 1973_G_9 | 1973 | G | 9 |  | Combustion Turbine | MIS_MNWI | Minnesota | Martin | 6.5 | 2014 | 9999 |  |  |  | 0.86775 | Default Emission Factor
Glencoe | 1975_G_10 | 1975 | G | 10 |  | Combustion Turbine | MIS_MNWI | Minnesota | McLeod | 5.6 | 1985 | 9999 |  |  |  | 0.86775 | Default Emission Factor
Glencoe | 1975_G_11 | 1975 | G | 11 |  | Combustion Turbine | MIS_MNWI | Minnesota | McLeod | 4.8 | 1998 | 9999 |  |  |  | 0.86775 | Default Emission Factor
Glencoe | 1975_G_12 | 1975 | G | 12 |  | Combustion Turbine | MIS_MNWI | Minnesota | McLeod | 4.8 | 1998 | 9999 |  |  |  | 0.86775 | Default Emission Factor
Glencoe | 1975_G_14 | 1975 | G | 14 |  | Combustion Turbine | MIS_MNWI | Minnesota | McLeod | 4.8 | 2006 | 9999 |  |  |  | 0.86775 | Default Emission Factor
Glencoe | 1975_G_5 | 1975 | G | 5 |  | Combustion Turbine | MIS_MNWI | Minnesota | McLeod | 1 | 1957 | 9999 |  |  |  | 0.86775 | Default Emission Factor
Glencoe | 1975_G_7 | 1975 | G | 7 |  | Combustion Turbine | MIS_MNWI | Minnesota | McLeod | 3.2 | 1966 | 9999 |  |  |  | 0.86775 | Default Emission Factor
Glencoe | 1975_G_8 | 1975 | G | 8 |  | Combustion Turbine | MIS_MNWI | Minnesota | McLeod | 4.4 | 1969 | 9999 |  |  |  | 0.86775 | Default Emission Factor
Glencoe | 1975_G_9 | 1975 | G | 9 |  | Combustion Turbine | MIS_MNWI | Minnesota | McLeod | 5.7 | 1973 | 9999 |  |  |  | 0.86775 | Default Emission Factor
Grand Marais | 1976_G_7 | 1976 | G | 7 |  | Combustion Turbine | MIS_MNWI | Minnesota | Cook | 2.5 | 2004 | 9999 |  |  |  | 0.86775 | Default Emission Factor
Grand Marais | 1976_G_8 | 1976 | G | 8 |  | Combustion Turbine | MIS_MNWI | Minnesota | Cook | 1.8 | 2004 | 9999 |  |  |  | 0.86775 | Default Emission Factor
Grand Marais | 1976_G_9 | 1976 | G | 9 |  | Combustion Turbine | MIS_MNWI | Minnesota | Cook | 1.8 | 2004 | 9999 |  |  |  | 0.86775 | Default Emission Factor
Hutchinson Plant #1 | 1980_G_10 | 1980 | G | 10 |  | Combustion Turbine | MIS_MNWI | Minnesota | McLeod | 9.3 | 2013 | 9999 |  |  |  | 0.86775 | Default Emission Factor
Hutchinson Plant #1 | 1980_G_11 | 1980 | G | 11 |  | Combustion Turbine | MIS_MNWI | Minnesota | McLeod | 9.8 | 2019 | 9999 |  |  |  | 0.36262 | Default Emission Factor
Hutchinson Plant #1 | 1980_G_12 | 1980 | G | 12 |  | Combustion Turbine | MIS_MNWI | Minnesota | McLeod | 9.8 | 2019 | 9999 |  |  |  | 0.36262 | Default Emission Factor
Hutchinson Plant #1 | 1980_G_3 | 1980 | G | 3 |  | Combustion Turbine | MIS_MNWI | Minnesota | McLeod | 3.9 | 1968 | 9999 |  |  |  | 0.86775 | Default Emission Factor
Janesville | 1982_G_1 | 1982 | G | 1 |  | Combustion Turbine | MIS_MNWI | Minnesota | Waseca | 0.9 | 1965 | 9999 |  |  |  | 0.86775 | Default Emission Factor
Janesville | 1982_G_2 | 1982 | G | 2 |  | Combustion Turbine | MIS_MNWI | Minnesota | Waseca | 1.1 | 1972 | 9999 |  |  |  | 0.86775 | Default Emission Factor
Janesville | 1982_G_3 | 1982 | G | 3 |  | Combustion Turbine | MIS_MNWI | Minnesota | Waseca | 0.5 | 1955 | 9999 |  |  |  | 0.86775 | Default Emission Factor
Janesville | 1982_G_4 | 1982 | G | 4 |  | Combustion Turbine | MIS_MNWI | Minnesota | Waseca | 1.8 | 1998 | 9999 |  |  |  | 0.86775 | Default Emission Factor
Kenyon Municipal | 1983_G_5 | 1983 | G | 5 |  | Combustion Turbine | MIS_MNWI | Minnesota | Goodhue | 1.8 | 1997 | 9999 |  |  |  | 0.86775 | Default Emission Factor
Kenyon Municipal | 1983_G_6 | 1983 | G | 6 |  | Combustion Turbine | MIS_MNWI | Minnesota | Goodhue | 1.8 | 1997 | 9999 |  |  |  | 0.86775 | Default Emission Factor
Kenyon Municipal | 1983_G_7 | 1983 | G | 7 |  | Combustion Turbine | MIS_MNWI | Minnesota | Goodhue | 1.8 | 1997 | 9999 |  |  |  | 0.86775 | Default Emission Factor
Lake Crystal | 1985_G_1 | 1985 | G | 1 |  | Combustion Turbine | MIS_MNWI | Minnesota | Blue Earth | 0.6 | 1952 | 9999 |  |  |  | 0.86775 | Default Emission Factor
Lake Crystal | 1985_G_3 | 1985 | G | 3 |  | Combustion Turbine | MIS_MNWI | Minnesota | Blue Earth | 2 | 1971 | 9999 |  |  |  | 0.86775 | Default Emission Factor
Lake Crystal | 1985_G_4 | 1985 | G | 4 |  | Combustion Turbine | MIS_MNWI | Minnesota | Blue Earth | 1.2 | 1955 | 9999 |  |  |  | 0.86775 | Default Emission Factor
Lake Crystal | 1985_G_5 | 1985 | G | 5 |  | Combustion Turbine | MIS_MNWI | Minnesota | Blue Earth | 2 | 1999 | 9999 |  |  |  | 0.86775 | Default Emission Factor
Lanesboro | 1987_G_4 | 1987 | G | 4 |  | Combustion Turbine | MIS_MNWI | Minnesota | Fillmore | 2.1 | 2004 | 9999 |  |  |  | 0.86775 | Default Emission Factor
Litchfield | 1989_G_5 | 1989 | G | 5 |  | Combustion Turbine | MIS_MNWI | Minnesota | Meeker | 2.1 | 1963 | 9999 |  |  |  | 0.86775 | Default Emission Factor
Litchfield | 1989_G_6 | 1989 | G | 6 |  | Combustion Turbine | MIS_MNWI | Minnesota | Meeker | 2.1 | 1963 | 9999 |  |  |  | 0.86775 | Default Emission Factor
Litchfield | 1989_G_QS 1 | 1989 | G | QS 1 |  | Combustion Turbine | MIS_MNWI | Minnesota | Meeker | 2.3 | 2010 | 9999 |  |  |  | 0.86775 | Default Emission Factor
Litchfield | 1989_G_QS 2 | 1989 | G | QS 2 |  | Combustion Turbine | MIS_MNWI | Minnesota | Meeker | 2.3 | 2010 | 9999 |  |  |  | 0.86775 | Default Emission Factor
Litchfield | 1989_G_QS 3 | 1989 | G | QS 3 |  | Combustion Turbine | MIS_MNWI | Minnesota | Meeker | 2.3 | 2010 | 9999 |  |  |  | 0.86775 | Default Emission Factor
Litchfield | 1989_G_QS 4 | 1989 | G | QS 4 |  | Combustion Turbine | MIS_MNWI | Minnesota | Meeker | 2.3 | 2010 | 9999 |  |  |  | 0.86775 | Default Emission Factor
Litchfield | 1989_G_QS 5 | 1989 | G | QS 5 |  | Combustion Turbine | MIS_MNWI | Minnesota | Meeker | 2.3 | 2010 | 9999 |  |  |  | 0.86775 | Default Emission Factor
Luverne | 1990_G_4C | 1990 | G | 4C |  | Combustion Turbine | MIS_IA | Minnesota | Rock | 3.5 | 1967 | 9999 |  |  |  | 0.86775 | Default Emission Factor
Marshall (MN) | 1993_G_6 | 1993 | G | 6 |  | Combustion Turbine | SPP_WAUE | Minnesota | Lyon | 15.8 | 1969 | 9999 |  |  |  | 0.155 | Default Emission Factor
Melrose | 1994_G_1 | 1994 | G | 1 |  | Combustion Turbine | MIS_MNWI | Minnesota | Stearns | 0.8 | 1945 | 9999 |  |  |  | 0.86775 | Default Emission Factor
Melrose | 1994_G_2 | 1994 | G | 2 |  | Combustion Turbine | MIS_MNWI | Minnesota | Stearns | 1.1 | 1948 | 9999 |  |  |  | 0.86775 | Default Emission Factor
Melrose | 1994_G_3 | 1994 | G | 3 |  | Combustion Turbine | MIS_MNWI | Minnesota | Stearns | 3.1 | 1969 | 9999 |  |  |  | 0.86775 | Default Emission Factor
Melrose | 1994_G_4 | 1994 | G | 4 |  | Combustion Turbine | MIS_MNWI | Minnesota | Stearns | 3.1 | 1969 | 9999 |  |  |  | 0.86775 | Default Emission Factor
Moose Lake | 1996_G_1 | 1996 | G | 1 |  | Combustion Turbine | MIS_MNWI | Minnesota | Carlton | 1.3 | 1973 | 9999 |  |  |  | 0.86775 | Default Emission Factor
Moose Lake | 1996_G_5 | 1996 | G | 5 |  | Combustion Turbine | MIS_MNWI | Minnesota | Carlton | 2.3 | 2005 | 9999 |  |  |  | 0.86775 | Default Emission Factor
Moose Lake | 1996_G_6 | 1996 | G | 6 |  | Combustion Turbine | MIS_MNWI | Minnesota | Carlton | 2.3 | 2005 | 9999 |  |  |  | 0.86775 | Default Emission Factor
Moose Lake | 1996_G_7 | 1996 | G | 7 |  | Combustion Turbine | MIS_MNWI | Minnesota | Carlton | 2.3 | 2005 | 9999 |  |  |  | 0.86775 | Default Emission Factor
Mora | 1997_G_2 | 1997 | G | 2 |  | Combustion Turbine | MIS_MNWI | Minnesota | Kanabec | 1.2 | 1957 | 9999 |  |  |  | 0.86775 | Default Emission Factor
Mora | 1997_G_5 | 1997 | G | 5 |  | Combustion Turbine | MIS_MNWI | Minnesota | Kanabec | 5.7 | 1972 | 9999 |  |  |  | 0.86775 | Default Emission Factor
Mora | 1997_G_6 | 1997 | G | 6 |  | Combustion Turbine | MIS_MNWI | Minnesota | Kanabec | 6.3 | 1975 | 9999 |  |  |  | 0.86775 | Default Emission Factor
Mountain Lake | 1998_G_2 | 1998 | G | 2 |  | Combustion Turbine | MIS_MNWI | Minnesota | Cottonwood | 0.9 | 1954 | 9999 |  |  |  | 0.86775 | Default Emission Factor
Mountain Lake | 1998_G_4 | 1998 | G | 4 |  | Combustion Turbine | MIS_MNWI | Minnesota | Cottonwood | 1.8 | 1968 | 9999 |  |  |  | 0.86775 | Default Emission Factor
Mountain Lake | 1998_G_5 | 1998 | G | 5 |  | Combustion Turbine | MIS_MNWI | Minnesota | Cottonwood | 1.2 | 1959 | 9999 |  |  |  | 0.86775 | Default Emission Factor
Mountain Lake | 1998_G_6 | 1998 | G | 6 |  | Combustion Turbine | MIS_MNWI | Minnesota | Cottonwood | 1.8 | 1998 | 9999 |  |  |  | 0.86775 | Default Emission Factor
Mountain Lake | 1998_G_7 | 1998 | G | 7 |  | Combustion Turbine | MIS_MNWI | Minnesota | Cottonwood | 1.8 | 1998 | 9999 |  |  |  | 0.86775 | Default Emission Factor
New Prague | 1999_G_2 | 1999 | G | 2 |  | Combustion Turbine | MIS_MNWI | Minnesota | Le Sueur | 4.4 | 1974 | 9999 |  |  |  | 0.86775 | Default Emission Factor
New Prague | 1999_G_3 | 1999 | G | 3 |  | Combustion Turbine | MIS_MNWI | Minnesota | Le Sueur | 2.4 | 1962 | 9999 |  |  |  | 0.86775 | Default Emission Factor
New Prague | 1999_G_4 | 1999 | G | 4 |  | Combustion Turbine | MIS_MNWI | Minnesota | Le Sueur | 3.5 | 1968 | 9999 |  |  |  | 0.86775 | Default Emission Factor
New Prague | 1999_G_5 | 1999 | G | 5 |  | Combustion Turbine | MIS_MNWI | Minnesota | Le Sueur | 0.6 | 1944 | 9999 |  |  |  | 0.86775 | Default Emission Factor
New Prague | 1999_G_6 | 1999 | G | 6 |  | Combustion Turbine | MIS_MNWI | Minnesota | Le Sueur | 5.9 | 1982 | 9999 |  |  |  | 0.86775 | Default Emission Factor
New Ulm | 2001_G_5 | 2001 | G | 5 |  | Combustion Turbine | MIS_MNWI | Minnesota | Brown | 23 | 1975 | 9999 | 2017 | 0.0018565 | 34.0208 | 0.10914 | NEI 2019
New Ulm | 2001_G_7 | 2001 | G | 7 | 90754 | Combustion Turbine | MIS_MNWI | Minnesota | Brown | 25 | 2001 | 9999 | 2017 | 0.0016435 | 36.9792 | 0.08889 | NEI 2019
North Branch (MN) | 2002_G_3 | 2002 | G | 3 |  | Combustion Turbine | MIS_MNWI | Minnesota | Chisago | 2 | 2003 | 9999 |  |  |  | 0.86775 | Default Emission Factor
North Branch (MN) | 2002_G_4 | 2002 | G | 4 |  | Combustion Turbine | MIS_MNWI | Minnesota | Chisago | 2 | 2003 | 9999 |  |  |  | 0.86775 | Default Emission Factor
North Branch (MN) | 2002_G_5 | 2002 | G | 5 |  | Combustion Turbine | MIS_MNWI | Minnesota | Chisago | 2 | 2011 | 9999 |  |  |  | 0.86775 | Default Emission Factor
North Branch (MN) | 2002_G_6 | 2002 | G | 6 |  | Combustion Turbine | MIS_MNWI | Minnesota | Chisago | 2 | 2011 | 9999 |  |  |  | 0.86775 | Default Emission Factor
North Branch (MN) | 2002_G_7 | 2002 | G | 7 |  | Combustion Turbine | MIS_MNWI | Minnesota | Chisago | 2 | 2011 | 9999 |  |  |  | 0.86775 | Default Emission Factor
Owatonna | 2003_G_7 | 2003 | G | 7 |  | Combustion Turbine | MIS_MNWI | Minnesota | Steele | 16.6 | 1982 | 9999 |  |  |  | 0.155 | Default Emission Factor
Preston (MN) | 2004_G_4 | 2004 | G | 4 |  | Combustion Turbine | MIS_MNWI | Minnesota | Fillmore | 0.8 | 1949 | 9999 |  |  |  | 0.86775 | Default Emission Factor
Preston (MN) | 2004_G_5 | 2004 | G | 5 |  | Combustion Turbine | MIS_MNWI | Minnesota | Fillmore | 1.1 | 1954 | 9999 |  |  |  | 0.86775 | Default Emission Factor
Preston (MN) | 2004_G_6 | 2004 | G | 6 |  | Combustion Turbine | MIS_MNWI | Minnesota | Fillmore | 2.2 | 1974 | 9999 |  |  |  | 0.86775 | Default Emission Factor
Princeton (MN) | 2005_G_3 | 2005 | G | 3 |  | Combustion Turbine | MIS_MNWI | Minnesota | Mille Lacs | 2.6 | 1978 | 9999 |  |  |  | 0.86775 | Default Emission Factor
Princeton (MN) | 2005_G_4 | 2005 | G | 4 |  | Combustion Turbine | MIS_MNWI | Minnesota | Mille Lacs | 1.3 | 1967 | 9999 |  |  |  | 0.86775 | Default Emission Factor
Princeton (MN) | 2005_G_5 | 2005 | G | 5 |  | Combustion Turbine | MIS_MNWI | Minnesota | Mille Lacs | 1 | 1953 | 9999 |  |  |  | 0.86775 | Default Emission Factor
Princeton (MN) | 2005_G_6 | 2005 | G | 6 |  | Combustion Turbine | MIS_MNWI | Minnesota | Mille Lacs | 2.9 | 1963 | 9999 |  |  |  | 0.86775 | Default Emission Factor
Princeton (MN) | 2005_G_7 | 2005 | G | 7 |  | Combustion Turbine | MIS_MNWI | Minnesota | Mille Lacs | 5 | 2003 | 9999 |  |  |  | 0.86775 | Default Emission Factor
Redwood Falls | 2009_G_6 | 2009 | G | 6 |  | Combustion Turbine | MIS_MNWI | Minnesota | Redwood | 2.1 | 1970 | 9999 |  |  |  | 0.86775 | Default Emission Factor
Redwood Falls | 2009_G_7 | 2009 | G | 7 |  | Combustion Turbine | MIS_MNWI | Minnesota | Redwood | 6 | 1974 | 9999 |  |  |  | 0.86775 | Default Emission Factor
Thomas Fitzhugh | 201_G_1 | 201 | G | 1 | 88375 | Combined Cycle | SPP_WEST | Arkansas | Franklin | 61 | 1963 | 9999 |  |  |  | 0.00288 | NEI 2019
Thomas Fitzhugh | 201_G_2 | 201 | G | 2 | 88375 | Combined Cycle | SPP_WEST | Arkansas | Franklin | 101 | 2002 | 9999 | 2019 | 0.36754 | 194428 | 0.00288 | NEI 2019
Sleepy Eye | 2011_G_1A | 2011 | G | 1A |  | Combustion Turbine | MIS_MNWI | Minnesota | Brown | 1.8 | 1999 | 9999 |  |  |  | 0.86775 | Default Emission Factor
Sleepy Eye | 2011_G_5 | 2011 | G | 5 |  | Combustion Turbine | MIS_MNWI | Minnesota | Brown | 1.8 | 1996 | 9999 |  |  |  | 0.86775 | Default Emission Factor
Sleepy Eye | 2011_G_6 | 2011 | G | 6 |  | Combustion Turbine | MIS_MNWI | Minnesota | Brown | 2 | 2009 | 9999 |  |  |  | 0.86775 | Default Emission Factor
Sleepy Eye | 2011_G_7 | 2011 | G | 7 |  | Combustion Turbine | MIS_MNWI | Minnesota | Brown | 2 | 2009 | 9999 |  |  |  | 0.86775 | Default Emission Factor
Sleepy Eye | 2011_G_IC4 | 2011 | G | IC4 |  | Combustion Turbine | MIS_MNWI | Minnesota | Brown | 1.8 | 1995 | 9999 |  |  |  | 0.86775 | Default Emission Factor
Sleepy Eye | 2011_G_NEW | 2011 | G | NEW |  | Combustion Turbine | MIS_MNWI | Minnesota | Brown | 1.8 | 2001 | 9999 |  |  |  | 0.86775 | Default Emission Factor
Springfield (MN) | 2012_G_5 | 2012 | G | 5 |  | Combustion Turbine | MIS_IA | Minnesota | Brown | 1.8 | 1994 | 9999 |  |  |  | 0.86775 | Default Emission Factor
Springfield (MN) | 2012_G_6 | 2012 | G | 6 |  | Combustion Turbine | MIS_IA | Minnesota | Brown | 1.8 | 1996 | 9999 |  |  |  | 0.86775 | Default Emission Factor
Springfield (MN) | 2012_G_7 | 2012 | G | 7 |  | Combustion Turbine | MIS_IA | Minnesota | Brown | 1.8 | 1998 | 9999 |  |  |  | 0.86775 | Default Emission Factor
Springfield (MN) | 2012_G_8 | 2012 | G | 8 |  | Combustion Turbine | MIS_IA | Minnesota | Brown | 1.8 | 1998 | 9999 |  |  |  | 0.86775 | Default Emission Factor
Springfield (MN) | 2012_G_9 | 2012 | G | 9 |  | Combustion Turbine | MIS_IA | Minnesota | Brown | 1.8 | 2001 | 9999 |  |  |  | 0.86775 | Default Emission Factor
Spring Valley | 2013_G_2 | 2013 | G | 2 |  | Combustion Turbine | MIS_MNWI | Minnesota | Fillmore | 1.1 | 1952 | 9999 |  |  |  | 0.86775 | Default Emission Factor
Spring Valley | 2013_G_3 | 2013 | G | 3 |  | Combustion Turbine | MIS_MNWI | Minnesota | Fillmore | 2 | 1960 | 9999 |  |  |  | 0.86775 | Default Emission Factor
Spring Valley | 2013_G_4 | 2013 | G | 4 |  | Combustion Turbine | MIS_MNWI | Minnesota | Fillmore | 2 | 2009 | 9999 |  |  |  | 0.86775 | Default Emission Factor
Spring Valley | 2013_G_5 | 2013 | G | 5 |  | Combustion Turbine | MIS_MNWI | Minnesota | Fillmore | 2 | 2009 | 9999 |  |  |  | 0.86775 | Default Emission Factor
Thief River Falls | 2014_G_IC1 | 2014 | G | IC1 |  | Combustion Turbine | MIS_MNWI | Minnesota | Pennington | 1.9 | 1956 | 9999 |  |  |  | 0.86775 | Default Emission Factor
Thief River Falls | 2014_G_IC2 | 2014 | G | IC2 |  | Combustion Turbine | MIS_MNWI | Minnesota | Pennington | 1 | 1952 | 9999 |  |  |  | 0.86775 | Default Emission Factor
Thief River Falls | 2014_G_IC3A | 2014 | G | IC3A |  | Combustion Turbine | MIS_MNWI | Minnesota | Pennington | 1.2 | 2001 | 9999 |  |  |  | 0.86775 | Default Emission Factor
Thief River Falls | 2014_G_IC4 | 2014 | G | IC4 |  | Combustion Turbine | MIS_MNWI | Minnesota | Pennington | 1.2 | 1948 | 9999 |  |  |  | 0.86775 | Default Emission Factor
Truman | 2015_G_3 | 2015 | G | 3 |  | Combustion Turbine | MIS_MNWI | Minnesota | Martin | 2 | 1975 | 9999 |  |  |  | 0.86775 | Default Emission Factor
Truman | 2015_G_6 | 2015 | G | 6 |  | Combustion Turbine | MIS_MNWI | Minnesota | Martin | 1.8 | 1997 | 9999 |  |  |  | 0.86775 | Default Emission Factor
Truman | 2015_G_7 | 2015 | G | 7 |  | Combustion Turbine | MIS_MNWI | Minnesota | Martin | 2.2 | 2005 | 9999 |  |  |  | 0.86775 | Default Emission Factor
Wells IC | 2020_G_1 | 2020 | G | 1 |  | Combustion Turbine | MIS_MNWI | Minnesota | Faribault | 1.3 | 1953 | 9999 |  |  |  | 0.86775 | Default Emission Factor
Wells IC | 2020_G_2 | 2020 | G | 2 |  | Combustion Turbine | MIS_MNWI | Minnesota | Faribault | 1.3 | 1957 | 9999 |  |  |  | 0.86775 | Default Emission Factor
Wells IC | 2020_G_4 | 2020 | G | 4 |  | Combustion Turbine | MIS_MNWI | Minnesota | Faribault | 2.1 | 1966 | 9999 |  |  |  | 0.86775 | Default Emission Factor
Wells IC | 2020_G_5 | 2020 | G | 5 |  | Combustion Turbine | MIS_MNWI | Minnesota | Faribault | 2.3 | 1975 | 9999 |  |  |  | 0.86775 | Default Emission Factor
Westbrook | 2021_G_5 | 2021 | G | 5 |  | Combustion Turbine | MIS_IA | Minnesota | Cottonwood | 2 | 2003 | 9999 |  |  |  | 0.86775 | Default Emission Factor
Windom | 2023_G_CAT2 | 2023 | G | CAT2 |  | Combustion Turbine | MIS_IA | Minnesota | Cottonwood | 1.7 | 2001 | 9999 |  |  |  | 0.86775 | Default Emission Factor
Windom | 2023_G_CAT3 | 2023 | G | CAT3 |  | Combustion Turbine | MIS_IA | Minnesota | Cottonwood | 1.7 | 2001 | 9999 |  |  |  | 0.86775 | Default Emission Factor
Windom | 2023_G_CAT4 | 2023 | G | CAT4 |  | Combustion Turbine | MIS_IA | Minnesota | Cottonwood | 1.7 | 2001 | 9999 |  |  |  | 0.86775 | Default Emission Factor
Windom | 2023_G_GT1 | 2023 | G | GT1 |  | Combustion Turbine | MIS_IA | Minnesota | Cottonwood | 2.5 | 1980 | 9999 |  |  |  | 0.155 | Default Emission Factor
Worthington | 2024_G_1 | 2024 | G | 1 |  | Combustion Turbine | MIS_MNWI | Minnesota | Nobles | 2 | 2002 | 9999 | 2017 | 0.0023943 | 8.7143 | 0.54951 | NEI 2019
Worthington | 2024_G_2 | 2024 | G | 2 |  | Combustion Turbine | MIS_MNWI | Minnesota | Nobles | 2 | 2002 | 9999 | 2017 | 0.0023943 | 8.7143 | 0.54951 | NEI 2019
Worthington | 2024_G_3 | 2024 | G | 3 |  | Combustion Turbine | MIS_MNWI | Minnesota | Nobles | 2 | 2002 | 9999 | 2017 | 0.0023943 | 8.7143 | 0.54951 | NEI 2019
Worthington | 2024_G_4 | 2024 | G | 4 |  | Combustion Turbine | MIS_MNWI | Minnesota | Nobles | 2 | 2002 | 9999 | 2017 | 0.0023943 | 8.7143 | 0.54951 | NEI 2019
Worthington | 2024_G_5 | 2024 | G | 5 |  | Combustion Turbine | MIS_MNWI | Minnesota | Nobles | 2 | 2002 | 9999 | 2017 | 0.0023943 | 8.7143 | 0.54951 | NEI 2019
Worthington | 2024_G_6 | 2024 | G | 6 |  | Combustion Turbine | MIS_MNWI | Minnesota | Nobles | 2 | 2002 | 9999 | 2017 | 0.0023943 | 8.7143 | 0.54951 | NEI 2019
Worthington | 2024_G_7 | 2024 | G | 7 |  | Combustion Turbine | MIS_MNWI | Minnesota | Nobles | 2 | 2002 | 9999 | 2019 | 0.0023943 | 81.8571 | 0.0585 | NEI 2019
Cambridge CT | 2038_G_GT1 | 2038 | G | GT1 | 90190 | Combustion Turbine | MIS_MNWI | Minnesota | Isanti | 23 | 1978 | 9999 | 2017 | 0.012584 | 2858.6456 | 0.0088 | NEI 2019
Cambridge CT | 2038_G_GT2 | 2038 | G | GT2 | 89651 | Combustion Turbine | MIS_MNWI | Minnesota | Isanti | 154.2 | 2007 | 9999 | 2019 | 0.0656 | 573.4639 | 0.22879 | NEI 2019
Elk River | 2039_G_CT | 2039 | G | CT | 90432 | Combustion Turbine | MIS_MNWI | Minnesota | Sherburne | 196.5 | 2009 | 9999 | 2019 | 0.088918 | 16205 | 0.01097 | NEI 2019
Maple Lake | 2042_G_5A | 2042 | G | 5A | 90189 | Combustion Turbine | MIS_MNWI | Minnesota | Wright | 21.4 | 1978 | 9999 | 2017 | 0.009278 | 260 | 0.07137 | NEI 2019
Chevron Oil | 2047_G_1 | 2047 | G | 1 |  | Combustion Turbine | S_SOU | Mississippi | Jackson | 15 | 1967 | 9999 | 2019 | 7.917 | 122738.5227 | 0.12901 | NEI 2019
Chevron Oil | 2047_G_2 | 2047 | G | 2 |  | Combustion Turbine | S_SOU | Mississippi | Jackson | 15 | 1967 | 9999 | 2017 | 6.1152 | 120706.0227 | 0.10132 | NEI 2019
Chevron Oil | 2047_G_3 | 2047 | G | 3 |  | Combustion Turbine | S_SOU | Mississippi | Jackson | 16 | 1971 | 9999 | 2017 | 10.6106 | 128753.0909 | 0.16482 | NEI 2019
Chevron Oil | 2047_G_4 | 2047 | G | 4 |  | Combustion Turbine | S_SOU | Mississippi | Jackson | 16 | 1971 | 9999 | 2019 | 8.8452 | 130921.0909 | 0.13512 | NEI 2019
Chevron Oil | 2047_G_5 | 2047 | G | 5 | 1285 | Combustion Turbine | S_SOU | Mississippi | Jackson | 70 | 1994 | 9999 |  |  |  | 0.155 | Default Emission Factor
Sweatt | 2048_G_A | 2048 | G | A | 90050 | Combustion Turbine | S_SOU | Mississippi | Lauderdale | 32 | 1971 | 9999 | 2019 | 0.1456 | 6202 | 0.04695 | NEI 2019
Jack Watson | 2049_G_A | 2049 | G | A | 90051 | Combustion Turbine | S_SOU | Mississippi | Harrison | 33 | 1970 | 9999 | 2019 | 0.2002 | 4179 | 0.09581 | NEI 2019
L L Wilkins | 2059_G_6 | 2059 | G | 6 |  | Combined Cycle | MIS_MS | Mississippi | Coahoma | 6.8 | 1996 | 9999 |  |  |  | 0.04609 | Default Emission Factor
L L Wilkins | 2059_G_7 | 2059 | G | 7 |  | Combined Cycle | MIS_MS | Mississippi | Coahoma | 7.5 | 1961 | 9999 |  |  |  | 0.04609 | Default Emission Factor
L L Wilkins | 2059_G_8 | 2059 | G | 8 |  | Combined Cycle | MIS_MS | Mississippi | Coahoma | 13.2 | 1965 | 9999 |  |  |  | 0.04609 | Default Emission Factor
L L Wilkins | 2059_G_9 | 2059 | G | 9 |  | Combined Cycle | MIS_MS | Mississippi | Coahoma | 22 | 1971 | 9999 |  |  |  | 0.04609 | Default Emission Factor
Yazoo | 2067_G_2 | 2067 | G | 2 |  | Combined Cycle | MIS_MS | Mississippi | Yazoo | 5.6 | 1945 | 9999 |  |  |  | 0.04609 | Default Emission Factor
Yazoo | 2067_G_3 | 2067 | G | 3 |  | Combined Cycle | MIS_MS | Mississippi | Yazoo | 13 | 1954 | 9999 |  |  |  | 0.04609 | Default Emission Factor
Yazoo | 2067_G_GT1 | 2067 | G | GT1 |  | Combined Cycle | MIS_MS | Mississippi | Yazoo | 14.7 | 1968 | 9999 |  |  |  | 0.04609 | Default Emission Factor
Moselle | 2070_G_1 | 2070 | G | 1 |  | Combined Cycle | MIS_MS | Mississippi | Jones | 59 | 1970 | 9999 |  |  |  | 0.04609 | Default Emission Factor
Moselle | 2070_G_2 | 2070 | G | 2 |  | Combined Cycle | MIS_MS | Mississippi | Jones | 59 | 1970 | 9999 |  |  |  | 0.04609 | Default Emission Factor
Moselle | 2070_G_4 | 2070 | G | 4 | 1303 | Combustion Turbine | MIS_MS | Mississippi | Jones | 75 | 1997 | 9999 |  |  |  | 0.155 | Default Emission Factor
Moselle | 2070_G_5 | 2070 | G | 5 | 1304 | Combustion Turbine | MIS_MS | Mississippi | Jones | 75 | 2006 | 9999 |  |  |  | 0.155 | Default Emission Factor
Moselle | 2070_G_GTG1 | 2070 | G | GTG1 | 90671 | Combined Cycle | MIS_MS | Mississippi | Jones | 75 | 2012 | 9999 |  |  |  | 0.04609 | Default Emission Factor
Moselle | 2070_G_GTG2 | 2070 | G | GTG2 | 90672 | Combined Cycle | MIS_MS | Mississippi | Jones | 75 | 2012 | 9999 |  |  |  | 0.04609 | Default Emission Factor
Hawthorn | 2079_G_6 | 2079 | G | 6 | 1319 | Combined Cycle | SPP_N | Missouri | Jackson | 124.1 | 1997 | 9999 |  |  |  | 0.05877 | NEI 2019
Hawthorn | 2079_G_7 | 2079 | G | 7 | 1317 | Combustion Turbine | SPP_N | Missouri | Jackson | 78.1 | 2000 | 9999 | 2019 | 1.1218 | 40847.4924 | 0.05493 | NEI 2019
Hawthorn | 2079_G_8 | 2079 | G | 8 | 1318 | Combustion Turbine | SPP_N | Missouri | Jackson | 79.1 | 2000 | 9999 | 2019 | 2.159 | 41370.5076 | 0.10437 | NEI 2019
Hawthorn | 2079_G_9 | 2079 | G | 9 | 1319 | Combined Cycle | SPP_N | Missouri | Jackson | 110.4 | 2000 | 9999 | 2019 | 2.8335 | 26852 | 0.05877 | NEI 2019
Northeast (MO) | 2081_G_11 | 2081 | G | 11 | 90053 | Combustion Turbine | SPP_N | Missouri | Jackson | 46.7 | 1972 | 9999 | 2019 | 0.1268 | 301.0609 | 0.84235 | NEI 2019
Northeast (MO) | 2081_G_12 | 2081 | G | 12 | 90054 | Combustion Turbine | SPP_N | Missouri | Jackson | 40.9 | 1972 | 9999 | 2019 | 0.0787 | 263.6701 | 0.59696 | NEI 2019
Northeast (MO) | 2081_G_15 | 2081 | G | 15 | 90057 | Combustion Turbine | SPP_N | Missouri | Jackson | 52.9 | 1976 | 2024 | 2019 | 0.131 | 341.0305 | 0.76826 | NEI 2019
Northeast (MO) | 2081_G_16 | 2081 | G | 16 | 90058 | Combustion Turbine | SPP_N | Missouri | Jackson | 52.8 | 1976 | 2024 | 2019 | 0.1222 | 340.3858 | 0.71801 | NEI 2019
Northeast (MO) | 2081_G_17 | 2081 | G | 17 | 90059 | Combustion Turbine | SPP_N | Missouri | Jackson | 53.2 | 1977 | 2025 | 2019 | 0.1506 | 342.9645 | 0.87823 | NEI 2019
Northeast (MO) | 2081_G_18 | 2081 | G | 18 | 90060 | Combustion Turbine | SPP_N | Missouri | Jackson | 52.2 | 1977 | 2025 | 2019 | 0.116 | 336.5178 | 0.68941 | NEI 2019
Northeast (MO) | 2081_G_19 | 2081 | G | 19 |  | Combustion Turbine | SPP_N | Missouri | Jackson | 2 | 1985 | 9999 |  |  |  | 0.86775 | Default Emission Factor
Fairgrounds | 2082_G_1 | 2082 | G | 1 | 90097 | Combustion Turbine | MIS_MO | Missouri | Cole | 54 | 1974 | 9999 |  |  |  | 0.155 | Default Emission Factor
Ralph Green | 2092_G_3 | 2092 | G | 3 | 90004 | Combustion Turbine | SPP_N | Missouri | Cass | 70.9 | 1981 | 9999 | 2019 | 0.6846 | 8007 | 0.171 | NEI 2019
Lake Road (MO) | 2098_G_6 | 2098 | G | 6 | 1327 | Combustion Turbine | SPP_N | Missouri | Buchanan | 20.9 | 1989 | 9999 | 2019 | 0.7177 | 2268.0221 | 0.63289 | NEI 2019
Lake Road (MO) | 2098_G_7 | 2098 | G | 7 |  | Combustion Turbine | SPP_N | Missouri | Buchanan | 21.1 | 1990 | 9999 | 2019 | 0.0393 | 2289.7257 | 0.03433 | NEI 2019
Meramec | 2104_G_GT2 | 2104 | G | GT2 | 89685 | Combustion Turbine | MIS_MO | Missouri | St Louis | 45 | 2000 | 9999 | 2019 | 0.0167 | 4035 | 0.00828 | NEI 2019
Butler Municipal Power Plant | 2115_G_5 | 2115 | G | 5 |  | Combustion Turbine | SPP_N | Missouri | Bates | 1 | 1959 | 9999 |  |  |  | 0.86775 | Default Emission Factor
Butler Municipal Power Plant | 2115_G_IC6 | 2115 | G | IC6 |  | Combustion Turbine | SPP_N | Missouri | Bates | 1.1 | 1965 | 9999 |  |  |  | 0.86775 | Default Emission Factor
Butler Municipal Power Plant | 2115_G_NG1 | 2115 | G | NG1 |  | Combustion Turbine | SPP_N | Missouri | Bates | 1.8 | 2000 | 9999 | 2017 | 0.0112 | 8.3918 | 2.6693 | NEI 2019
Butler Municipal Power Plant | 2115_G_NG2 | 2115 | G | NG2 |  | Combustion Turbine | SPP_N | Missouri | Bates | 1.8 | 2000 | 9999 | 2017 | 0.0117 | 8.3918 | 2.7884 | NEI 2019
Butler Municipal Power Plant | 2115_G_SG1 | 2115 | G | SG1 |  | Combustion Turbine | SPP_N | Missouri | Bates | 1.8 | 2000 | 9999 | 2017 | 0.0146 | 8.3918 | 3.4796 | NEI 2019
Butler Municipal Power Plant | 2115_G_SG2 | 2115 | G | SG2 |  | Combustion Turbine | SPP_N | Missouri | Bates | 1.8 | 2000 | 9999 | 2019 | 0.0149 | 12.4078 | 2.4017 | NEI 2019
Carrollton | 2120_G_10 | 2120 | G | 10 |  | Combustion Turbine | SPP_N | Missouri | Carroll | 6 | 1972 | 9999 |  |  |  | 0.86775 | Default Emission Factor
Carrollton | 2120_G_11 | 2120 | G | 11 |  | Combustion Turbine | SPP_N | Missouri | Carroll | 1.8 | 2001 | 9999 |  |  |  | 0.86775 | Default Emission Factor
Carrollton | 2120_G_3 | 2120 | G | 3 |  | Combustion Turbine | SPP_N | Missouri | Carroll | 1.8 | 1947 | 9999 |  |  |  | 0.86775 | Default Emission Factor
Carrollton | 2120_G_7 | 2120 | G | 7 |  | Combustion Turbine | SPP_N | Missouri | Carroll | 2.5 | 1959 | 9999 |  |  |  | 0.86775 | Default Emission Factor
Carrollton | 2120_G_8 | 2120 | G | 8 |  | Combustion Turbine | SPP_N | Missouri | Carroll | 3.7 | 1966 | 9999 |  |  |  | 0.86775 | Default Emission Factor
Carrollton | 2120_G_9 | 2120 | G | 9 |  | Combustion Turbine | SPP_N | Missouri | Carroll | 3.7 | 1970 | 9999 |  |  |  | 0.86775 | Default Emission Factor
Carthage | 2121_G_10 | 2121 | G | 10 |  | Combustion Turbine | SPP_WEST | Missouri | Jasper | 6 | 1965 | 9999 |  |  |  | 0.86775 | Default Emission Factor
Carthage | 2121_G_11 | 2121 | G | 11 |  | Combustion Turbine | SPP_WEST | Missouri | Jasper | 4 | 1970 | 9999 |  |  |  | 0.86775 | Default Emission Factor
Carthage | 2121_G_12 | 2121 | G | 12 |  | Combustion Turbine | SPP_WEST | Missouri | Jasper | 4 | 1971 | 9999 |  |  |  | 0.86775 | Default Emission Factor
Carthage | 2121_G_13 | 2121 | G | 13 |  | Combustion Turbine | SPP_WEST | Missouri | Jasper | 5.5 | 1976 | 9999 |  |  |  | 0.86775 | Default Emission Factor
Carthage | 2121_G_14 | 2121 | G | 14 |  | Combustion Turbine | SPP_WEST | Missouri | Jasper | 5.5 | 1976 | 9999 |  |  |  | 0.86775 | Default Emission Factor
Carthage | 2121_G_6 | 2121 | G | 6 |  | Combustion Turbine | SPP_WEST | Missouri | Jasper | 2 | 1946 | 9999 |  |  |  | 0.86775 | Default Emission Factor
Carthage | 2121_G_7 | 2121 | G | 7 |  | Combustion Turbine | SPP_WEST | Missouri | Jasper | 2.2 | 1949 | 9999 |  |  |  | 0.86775 | Default Emission Factor
Carthage | 2121_G_8 | 2121 | G | 8 |  | Combustion Turbine | SPP_WEST | Missouri | Jasper | 2.5 | 1952 | 9999 |  |  |  | 0.86775 | Default Emission Factor
Carthage | 2121_G_9 | 2121 | G | 9 |  | Combustion Turbine | SPP_WEST | Missouri | Jasper | 4 | 1957 | 9999 |  |  |  | 0.86775 | Default Emission Factor
Chillicothe | 2122_G_D1 | 2122 | G | D1 |  | Combustion Turbine | MIS_MO | Missouri | Livingston | 2 | 2003 | 9999 |  |  |  | 0.47692 | NEI 2019
Chillicothe | 2122_G_D2 | 2122 | G | D2 |  | Combustion Turbine | MIS_MO | Missouri | Livingston | 2 | 2003 | 9999 |  |  |  | 0.47692 | NEI 2019
Chillicothe | 2122_G_D3 | 2122 | G | D3 |  | Combustion Turbine | MIS_MO | Missouri | Livingston | 2 | 2003 | 9999 |  |  |  | 0.47692 | NEI 2019
Chillicothe | 2122_G_D4 | 2122 | G | D4 |  | Combustion Turbine | MIS_MO | Missouri | Livingston | 2 | 2003 | 9999 |  |  |  | 0.47692 | NEI 2019
Chillicothe | 2122_G_D5 | 2122 | G | D5 |  | Combustion Turbine | MIS_MO | Missouri | Livingston | 2 | 2003 | 9999 | 2019 | 0.0124 | 52 | 0.47692 | NEI 2019
Chillicothe | 2122_G_GT1 | 2122 | G | GT1 | 90005 | Combustion Turbine | MIS_MO | Missouri | Livingston | 40 | 1986 | 9999 |  |  |  | 0.155 | Default Emission Factor
Chillicothe | 2122_G_GT2 | 2122 | G | GT2 | 90006 | Combustion Turbine | MIS_MO | Missouri | Livingston | 40 | 1986 | 9999 |  |  |  | 0.155 | Default Emission Factor
Columbia (MO) | 2123_G_6 | 2123 | G | 6 |  | Combustion Turbine | MIS_MO | Missouri | Boone | 12.5 | 1963 | 9999 | 2019 | 0.0303 | 476 | 0.12731 | NEI 2019
Columbia (MO) | 2123_G_DAN1 | 2123 | G | DAN1 |  | Combustion Turbine | MIS_MO | Missouri | Boone | 2 | 2004 | 9999 |  |  |  | 0.86775 | Default Emission Factor
Columbia (MO) | 2123_G_LF1 | 2123 | G | LF1 |  | Landfill Gas | MIS_MO | Missouri | Boone | 1 | 2008 | 9999 |  |  |  | 0.61247 | Default Emission Factor
Columbia (MO) | 2123_G_LF2 | 2123 | G | LF2 |  | Landfill Gas | MIS_MO | Missouri | Boone | 1 | 2008 | 9999 |  |  |  | 0.61247 | Default Emission Factor
Columbia (MO) | 2123_G_LF3 | 2123 | G | LF3 |  | Landfill Gas | MIS_MO | Missouri | Boone | 1 | 2013 | 9999 |  |  |  | 0.61247 | Default Emission Factor
Columbia (MO) | 2123_G_SF1 | 2123 | G | SF1 |  | Combustion Turbine | MIS_MO | Missouri | Boone | 1 | 2008 | 9999 |  |  |  | 0.86775 | Default Emission Factor
Columbia (MO) | 2123_G_SF2 | 2123 | G | SF2 |  | Combustion Turbine | MIS_MO | Missouri | Boone | 1 | 2008 | 9999 |  |  |  | 0.86775 | Default Emission Factor
Columbia (MO) | 2123_G_SH1 | 2123 | G | SH1 |  | Combustion Turbine | MIS_MO | Missouri | Boone | 1.3 | 2002 | 9999 |  |  |  | 0.86775 | Default Emission Factor
Columbia (MO) | 2123_G_SH2 | 2123 | G | SH2 |  | Combustion Turbine | MIS_MO | Missouri | Boone | 1.3 | 2002 | 9999 |  |  |  | 0.86775 | Default Emission Factor
Columbia (MO) | 2123_G_WTP1 | 2123 | G | WTP1 |  | Combustion Turbine | MIS_MO | Missouri | Boone | 2 | 2004 | 9999 |  |  |  | 0.86775 | Default Emission Factor
Columbia (MO) | 2123_G_WTP2 | 2123 | G | WTP2 |  | Combustion Turbine | MIS_MO | Missouri | Boone | 2 | 2004 | 9999 |  |  |  | 0.86775 | Default Emission Factor
Fulton (MO) | 2126_G_GT4 | 2126 | G | GT4 |  | Combustion Turbine | MIS_MO | Missouri | Callaway | 15 | 1972 | 9999 |  |  |  | 0.155 | Default Emission Factor
Fulton (MO) | 2126_G_IC1 | 2126 | G | IC1 |  | Combustion Turbine | MIS_MO | Missouri | Callaway | 4.1 | 1966 | 9999 |  |  |  | 0.86775 | Default Emission Factor
Fulton (MO) | 2126_G_IC3 | 2126 | G | IC3 |  | Combustion Turbine | MIS_MO | Missouri | Callaway | 6.2 | 1975 | 9999 |  |  |  | 0.86775 | Default Emission Factor
Gallatin (MO) | 2127_G_2A | 2127 | G | 2A |  | Combustion Turbine | S_D_AECI | Missouri | Daviess | 1 | 1993 | 9999 |  |  |  | 0.86775 | Default Emission Factor
Gallatin (MO) | 2127_G_3A | 2127 | G | 3A |  | Combustion Turbine | S_D_AECI | Missouri | Daviess | 1 | 1993 | 9999 |  |  |  | 0.86775 | Default Emission Factor
Gallatin (MO) | 2127_G_IC4 | 2127 | G | IC4 |  | Combustion Turbine | S_D_AECI | Missouri | Daviess | 2.5 | 1983 | 9999 |  |  |  | 0.86775 | Default Emission Factor
Gallatin (MO) | 2127_G_IC6 | 2127 | G | IC6 |  | Combustion Turbine | S_D_AECI | Missouri | Daviess | 2.5 | 1977 | 9999 |  |  |  | 0.86775 | Default Emission Factor
Higginsville | 2131_G_4 | 2131 | G | 4 | 88446 | Combustion Turbine | SPP_N | Missouri | Lafayette | 37.5 | 1996 | 9999 | 2019 | 0.1177 | 5184 | 0.04541 | NEI 2019
Higginsville | 2131_G_5 | 2131 | G | 5 |  | Combustion Turbine | SPP_N | Missouri | Lafayette | 1.2 | 2004 | 9999 | 2017 | 0.002 | 4.4211 | 0.90476 | NEI 2019
Higginsville | 2131_G_6 | 2131 | G | 6 |  | Combustion Turbine | SPP_N | Missouri | Lafayette | 4.5 | 2004 | 9999 | 2019 | 0.0015 | 4.7368 | 0.63333 | NEI 2019
Jackson Square | 2134_G_1 | 2134 | G | 1 |  | Combustion Turbine | SPP_N | Missouri | Jackson | 15 | 1969 | 9999 |  |  |  | 0.155 | Default Emission Factor
Jackson Square | 2134_G_2 | 2134 | G | 2 |  | Combustion Turbine | SPP_N | Missouri | Jackson | 15 | 1969 | 9999 | 2019 | 0.2511 | 435 | 1.1545 | NEI 2019
Station H | 2135_G_1 | 2135 | G | 1 |  | Combustion Turbine | SPP_N | Missouri | Jackson | 19 | 1972 | 9999 | 2019 | 0.3883 | 4561.4615 | 0.17025 | NEI 2019
Station I | 2136_G_1 | 2136 | G | 1 |  | Combustion Turbine | SPP_N | Missouri | Jackson | 19 | 1972 | 9999 |  |  |  | 0.155 | Default Emission Factor
Station I | 2136_G_2 | 2136 | G | 2 |  | Combustion Turbine | SPP_N | Missouri | Jackson | 19 | 1972 | 9999 |  |  |  | 0.155 | Default Emission Factor
Jackson (MO) | 2137_G_10 | 2137 | G | 10 |  | Combustion Turbine | MIS_MO | Missouri | Cape Girardeau | 2 | 2006 | 9999 |  |  |  | 0.86775 | Default Emission Factor
Jackson (MO) | 2137_G_11 | 2137 | G | 11 |  | Combustion Turbine | MIS_MO | Missouri | Cape Girardeau | 2 | 2006 | 9999 |  |  |  | 0.86775 | Default Emission Factor
Jackson (MO) | 2137_G_12 | 2137 | G | 12 |  | Combustion Turbine | MIS_MO | Missouri | Cape Girardeau | 2 | 2006 | 9999 |  |  |  | 0.86775 | Default Emission Factor
Jackson (MO) | 2137_G_3 | 2137 | G | 3 |  | Combustion Turbine | MIS_MO | Missouri | Cape Girardeau | 1 | 1963 | 9999 |  |  |  | 0.86775 | Default Emission Factor
Jackson (MO) | 2137_G_4 | 2137 | G | 4 |  | Combustion Turbine | MIS_MO | Missouri | Cape Girardeau | 1 | 1963 | 9999 |  |  |  | 0.86775 | Default Emission Factor
Jackson (MO) | 2137_G_5 | 2137 | G | 5 |  | Combustion Turbine | MIS_MO | Missouri | Cape Girardeau | 0.6 | 1936 | 9999 |  |  |  | 0.86775 | Default Emission Factor
Jackson (MO) | 2137_G_6 | 2137 | G | 6 |  | Combustion Turbine | MIS_MO | Missouri | Cape Girardeau | 1 | 1946 | 9999 |  |  |  | 0.86775 | Default Emission Factor
Jackson (MO) | 2137_G_7 | 2137 | G | 7 |  | Combustion Turbine | MIS_MO | Missouri | Cape Girardeau | 6.5 | 1973 | 9999 | 2017 | 0.0117 | 31.6008 | 0.74049 | NEI 2019
Jackson (MO) | 2137_G_8 | 2137 | G | 8 |  | Combustion Turbine | MIS_MO | Missouri | Cape Girardeau | 6.5 | 1973 | 9999 |  |  |  | 0.86775 | Default Emission Factor
Jackson (MO) | 2137_G_9 | 2137 | G | 9 |  | Combustion Turbine | MIS_MO | Missouri | Cape Girardeau | 2.7 | 1983 | 9999 |  |  |  | 0.86775 | Default Emission Factor
Kahoka | 2138_G_10 | 2138 | G | 10 |  | Combustion Turbine | MIS_MO | Missouri | Clark | 1.1 | 1999 | 9999 |  |  |  | 0.86775 | Default Emission Factor
Kahoka | 2138_G_11 | 2138 | G | 11 |  | Combustion Turbine | MIS_MO | Missouri | Clark | 1.1 | 1999 | 9999 |  |  |  | 0.86775 | Default Emission Factor
Kahoka | 2138_G_12 | 2138 | G | 12 |  | Combustion Turbine | MIS_MO | Missouri | Clark | 1.1 | 1999 | 9999 |  |  |  | 0.86775 | Default Emission Factor
Kahoka | 2138_G_3 | 2138 | G | 3 |  | Combustion Turbine | MIS_MO | Missouri | Clark | 0.2 | 1941 | 9999 |  |  |  | 0.86775 | Default Emission Factor
Kahoka | 2138_G_6 | 2138 | G | 6 |  | Combustion Turbine | MIS_MO | Missouri | Clark | 0.7 | 1952 | 9999 |  |  |  | 0.86775 | Default Emission Factor
Kahoka | 2138_G_7 | 2138 | G | 7 |  | Combustion Turbine | MIS_MO | Missouri | Clark | 0.7 | 1956 | 9999 |  |  |  | 0.86775 | Default Emission Factor
Kahoka | 2138_G_8 | 2138 | G | 8 |  | Combustion Turbine | MIS_MO | Missouri | Clark | 1.4 | 1969 | 9999 |  |  |  | 0.86775 | Default Emission Factor
Kahoka | 2138_G_9 | 2138 | G | 9 |  | Combustion Turbine | MIS_MO | Missouri | Clark | 0.8 | 1982 | 9999 |  |  |  | 0.86775 | Default Emission Factor
Kennett | 2139_G_10 | 2139 | G | 10 |  | Combustion Turbine | SPP_WEST | Missouri | Dunklin | 5.6 | 1971 | 9999 | 2019 | 0.0306 | 387.0355 | 0.15813 | NEI 2019
Kennett | 2139_G_11 | 2139 | G | 11 |  | Combustion Turbine | SPP_WEST | Missouri | Dunklin | 5.6 | 1975 | 9999 |  |  |  | 0.86775 | Default Emission Factor
Kennett | 2139_G_12 | 2139 | G | 12 |  | Combustion Turbine | SPP_WEST | Missouri | Dunklin | 5.7 | 2001 | 9999 | 2019 | 0.0214 | 393.9468 | 0.10864 | NEI 2019
Kennett | 2139_G_13 | 2139 | G | 13 |  | Combustion Turbine | SPP_WEST | Missouri | Dunklin | 5.7 | 2001 | 9999 | 2019 | 0.0587 | 393.9468 | 0.29801 | NEI 2019
Kennett | 2139_G_9 | 2139 | G | 9 |  | Combustion Turbine | SPP_WEST | Missouri | Dunklin | 5.6 | 1965 | 9999 |  |  |  | 0.86775 | Default Emission Factor
La Plata | 2140_G_1 | 2140 | G | 1 |  | Combustion Turbine | S_D_AECI | Missouri | Macon | 1.7 | 2013 | 9999 |  |  |  | 0.86775 | Default Emission Factor
La Plata | 2140_G_2 | 2140 | G | 2 |  | Combustion Turbine | S_D_AECI | Missouri | Macon | 1.7 | 2013 | 9999 |  |  |  | 0.86775 | Default Emission Factor
Macon | 2141_G_4 | 2141 | G | 4 |  | Combustion Turbine | S_D_AECI | Missouri | Macon | 0.7 | 1985 | 9999 |  |  |  | 0.86775 | Default Emission Factor
Malden | 2142_G_2A | 2142 | G | 2A |  | Combustion Turbine | SPP_WEST | Missouri | Dunklin | 1.8 | 1996 | 9999 |  |  |  | 0.86775 | Default Emission Factor
Malden | 2142_G_3A | 2142 | G | 3A |  | Combustion Turbine | SPP_WEST | Missouri | Dunklin | 1.8 | 1996 | 9999 |  |  |  | 0.86775 | Default Emission Factor
Malden | 2142_G_4A | 2142 | G | 4A |  | Combustion Turbine | SPP_WEST | Missouri | Dunklin | 1.8 | 1996 | 9999 |  |  |  | 0.86775 | Default Emission Factor
Malden | 2142_G_5 | 2142 | G | 5 |  | Combustion Turbine | SPP_WEST | Missouri | Dunklin | 1.2 | 1957 | 9999 |  |  |  | 0.86775 | Default Emission Factor
Malden | 2142_G_6 | 2142 | G | 6 |  | Combustion Turbine | SPP_WEST | Missouri | Dunklin | 1.8 | 1963 | 9999 |  |  |  | 0.86775 | Default Emission Factor
Malden | 2142_G_7 | 2142 | G | 7 |  | Combustion Turbine | SPP_WEST | Missouri | Dunklin | 2.5 | 1973 | 9999 |  |  |  | 0.86775 | Default Emission Factor
Malden | 2142_G_8 | 2142 | G | 8 |  | Combustion Turbine | SPP_WEST | Missouri | Dunklin | 3.8 | 1973 | 9999 | 2019 | 0.0417 | 20.6803 | 4.0328 | NEI 2019
Marshall (MO) | 2144_G_10 | 2144 | G | 10 |  | Combustion Turbine | SPP_N | Missouri | Saline | 6.3 | 1990 | 9999 | 2019 | 0.0376 | 137.5294 | 0.54679 | NEI 2019
Marshall (MO) | 2144_G_11 | 2144 | G | 11 |  | Combustion Turbine | SPP_N | Missouri | Saline | 6.3 | 1994 | 9999 | 2019 | 0.0403 | 137.5294 | 0.58606 | NEI 2019
Marshall (MO) | 2144_G_7 | 2144 | G | 7 |  | Combustion Turbine | SPP_N | Missouri | Saline | 0.9 | 1988 | 9999 | 2019 | 0.0029 | 19.6471 | 0.29521 | NEI 2019
Marshall (MO) | 2144_G_8 | 2144 | G | 8 |  | Combustion Turbine | SPP_N | Missouri | Saline | 0.9 | 1988 | 9999 | 2019 | 0.0031 | 19.6471 | 0.31557 | NEI 2019
Marshall (MO) | 2144_G_9 | 2144 | G | 9 |  | Combustion Turbine | SPP_N | Missouri | Saline | 0.9 | 1988 | 9999 | 2019 | 0.0029 | 19.6471 | 0.29521 | NEI 2019
Marshall (MO) | 2144_G_GT1 | 2144 | G | GT1 |  | Combustion Turbine | SPP_N | Missouri | Saline | 14 | 1972 | 9999 | 2019 | 0.491 | 6076 | 0.16162 | NEI 2019
Memphis | 2145_G_1 | 2145 | G | 1 |  | Combustion Turbine | S_D_AECI | Missouri | Scotland | 0.6 | 1972 | 9999 |  |  |  | 0.86775 | Default Emission Factor
Memphis | 2145_G_10 | 2145 | G | 10 |  | Combustion Turbine | S_D_AECI | Missouri | Scotland | 1 | 1989 | 9999 |  |  |  | 0.86775 | Default Emission Factor
Memphis | 2145_G_11 | 2145 | G | 11 |  | Combustion Turbine | S_D_AECI | Missouri | Scotland | 1 | 1989 | 9999 |  |  |  | 0.86775 | Default Emission Factor
Memphis | 2145_G_12 | 2145 | G | 12 |  | Combustion Turbine | S_D_AECI | Missouri | Scotland | 0.4 | 1989 | 9999 |  |  |  | 0.86775 | Default Emission Factor
Memphis | 2145_G_13 | 2145 | G | 13 |  | Combustion Turbine | S_D_AECI | Missouri | Scotland | 1 | 1990 | 9999 |  |  |  | 0.86775 | Default Emission Factor
Memphis | 2145_G_3 | 2145 | G | 3 |  | Combustion Turbine | S_D_AECI | Missouri | Scotland | 0.2 | 1945 | 9999 |  |  |  | 0.86775 | Default Emission Factor
Memphis | 2145_G_6 | 2145 | G | 6 |  | Combustion Turbine | S_D_AECI | Missouri | Scotland | 0.9 | 1957 | 9999 |  |  |  | 0.86775 | Default Emission Factor
Memphis | 2145_G_7 | 2145 | G | 7 |  | Combustion Turbine | S_D_AECI | Missouri | Scotland | 1.1 | 1960 | 9999 |  |  |  | 0.86775 | Default Emission Factor
Memphis | 2145_G_8 | 2145 | G | 8 |  | Combustion Turbine | S_D_AECI | Missouri | Scotland | 1.3 | 1966 | 9999 |  |  |  | 0.86775 | Default Emission Factor
Memphis | 2145_G_9 | 2145 | G | 9 |  | Combustion Turbine | S_D_AECI | Missouri | Scotland | 1.3 | 1972 | 9999 |  |  |  | 0.86775 | Default Emission Factor
James River Power Station | 2161_G_GT1 | 2161 | G | GT1 | 89860 | Combustion Turbine | SPP_N | Missouri | Greene | 75 | 1989 | 9999 | 2019 | 3.1596 | 64652.4213 | 0.09774 | NEI 2019
James River Power Station | 2161_G_GT2 | 2161 | G | GT2 | 1350 | Combustion Turbine | SPP_N | Missouri | Greene | 80 | 1992 | 9999 | 2019 | 4.0282 | 68962.5827 | 0.11682 | NEI 2019
Unionville City of | 2164_G_1 | 2164 | G | 1 |  | Combustion Turbine | S_D_AECI | Missouri | Putnam | 0.6 | 1970 | 9999 |  |  |  | 0.86775 | Default Emission Factor
Unionville City of | 2164_G_2 | 2164 | G | 2 |  | Combustion Turbine | S_D_AECI | Missouri | Putnam | 1.7 | 1975 | 9999 |  |  |  | 0.86775 | Default Emission Factor
Unionville City of | 2164_G_3 | 2164 | G | 3 |  | Combustion Turbine | S_D_AECI | Missouri | Putnam | 0.2 | 1935 | 9999 |  |  |  | 0.86775 | Default Emission Factor
Unionville City of | 2164_G_4 | 2164 | G | 4 |  | Combustion Turbine | S_D_AECI | Missouri | Putnam | 0.9 | 1970 | 9999 |  |  |  | 0.86775 | Default Emission Factor
Unionville City of | 2164_G_5 | 2164 | G | 5 |  | Combustion Turbine | S_D_AECI | Missouri | Putnam | 0.3 | 1955 | 9999 |  |  |  | 0.86775 | Default Emission Factor
Unionville City of | 2164_G_6 | 2164 | G | 6 |  | Combustion Turbine | S_D_AECI | Missouri | Putnam | 0.3 | 1955 | 9999 |  |  |  | 0.86775 | Default Emission Factor
Unionville City of | 2164_G_7 | 2164 | G | 7 |  | Combustion Turbine | S_D_AECI | Missouri | Putnam | 0.9 | 1962 | 9999 |  |  |  | 0.86775 | Default Emission Factor
Unionville City of | 2164_G_8 | 2164 | G | 8 |  | Combustion Turbine | S_D_AECI | Missouri | Putnam | 1.1 | 1967 | 9999 |  |  |  | 0.86775 | Default Emission Factor
Unionville City of | 2164_G_9 | 2164 | G | 9 |  | Combustion Turbine | S_D_AECI | Missouri | Putnam | 2 | 1994 | 9999 |  |  |  | 0.86775 | Default Emission Factor
Glendive GT | 2176_G_GT1 | 2176 | G | GT1 |  | Combustion Turbine | MIS_MAPP | Montana | Dawson | 34.8 | 1979 | 9999 | 2019 | 0.0311 | 686.7076 | 0.09058 | NEI 2019
Glendive GT | 2176_G_GT-2 | 2176 | G | GT-2 | 1363 | Combustion Turbine | MIS_MAPP | Montana | Dawson | 40.1 | 2003 | 9999 | 2019 | 0.109 | 791.2924 | 0.2755 | NEI 2019
Miles City GT | 2177_G_1 | 2177 | G | 1 |  | Combustion Turbine | MIS_MAPP | Montana | Custer | 23.6 | 1972 | 9999 | 2019 | 0.0312 | 236 | 0.26441 | NEI 2019
Old Faithful | 2196_G_1 | 2196 | G | 1 |  | Combustion Turbine | WECC_WY | Wyoming | Teton | 1 | 1979 | 9999 |  |  |  | 0.86775 | Default Emission Factor
Old Faithful | 2196_G_2 | 2196 | G | 2 |  | Combustion Turbine | WECC_WY | Wyoming | Teton | 1 | 1979 | 9999 |  |  |  | 0.86775 | Default Emission Factor
Ansley | 2214_G_2 | 2214 | G | 2 |  | Combustion Turbine | SPP_NEBR | Nebraska | Custer | 0.8 | 1976 | 2024 | 2019 | 0.0016963 | 7.3846 | 0.45942 | NEI 2019
Ansley | 2214_G_3 | 2214 | G | 3 |  | Combustion Turbine | SPP_NEBR | Nebraska | Custer | 0.5 | 1969 | 9999 | 2019 | 0.0010232 | 4.6154 | 0.4434 | NEI 2019
Auburn | 2215_G_1 | 2215 | G | 1 |  | Combustion Turbine | SPP_NEBR | Nebraska | Nemaha | 2.2 | 1982 | 9999 | 2019 | 0.0013642 | 20.1143 | 0.13565 | NEI 2019
Auburn | 2215_G_2 | 2215 | G | 2 |  | Combustion Turbine | SPP_NEBR | Nebraska | Nemaha | 0.9 | 1949 | 9999 |  |  |  | 0.86775 | Default Emission Factor
Auburn | 2215_G_4A | 2215 | G | 4A |  | Combustion Turbine | SPP_NEBR | Nebraska | Nemaha | 3.7 | 1993 | 9999 | 2019 | 0.0046077 | 33.8286 | 0.27241 | NEI 2019
Auburn | 2215_G_5 | 2215 | G | 5 |  | Combustion Turbine | SPP_NEBR | Nebraska | Nemaha | 3 | 1973 | 9999 | 2019 | 0.0029603 | 27.4286 | 0.21586 | NEI 2019
Auburn | 2215_G_6 | 2215 | G | 6 |  | Combustion Turbine | SPP_NEBR | Nebraska | Nemaha | 2.5 | 1967 | 9999 | 2019 | 0.0017762 | 22.8571 | 0.15541 | NEI 2019
Auburn | 2215_G_7 | 2215 | G | 7 |  | Combustion Turbine | SPP_NEBR | Nebraska | Nemaha | 5.2 | 1987 | 9999 | 2019 | 0.030169 | 47.5429 | 1.2691 | NEI 2019
Arnold | 2216_G_1 | 2216 | G | 1 |  | Combustion Turbine | SPP_NEBR | Nebraska | Custer | 0.5 | 1960 | 9999 |  |  |  | 0.86775 | Default Emission Factor
Arnold | 2216_G_3 | 2216 | G | 3 |  | Combustion Turbine | SPP_NEBR | Nebraska | Custer | 0.2 | 1942 | 9999 |  |  |  | 0.86775 | Default Emission Factor
Arnold | 2216_G_4 | 2216 | G | 4 |  | Combustion Turbine | SPP_NEBR | Nebraska | Custer | 0.2 | 1946 | 9999 |  |  |  | 0.86775 | Default Emission Factor
Beaver City | 2217_G_1 | 2217 | G | 1 |  | Combustion Turbine | SPP_NEBR | Nebraska | Furnas | 0.4 | 1957 | 9999 |  |  |  | 0.86775 | Default Emission Factor
Beaver City | 2217_G_2 | 2217 | G | 2 |  | Combustion Turbine | SPP_NEBR | Nebraska | Furnas | 0.3 | 1963 | 9999 |  |  |  | 0.86775 | Default Emission Factor
Beaver City | 2217_G_3 | 2217 | G | 3 |  | Combustion Turbine | SPP_NEBR | Nebraska | Furnas | 0.2 | 1947 | 9999 |  |  |  | 0.86775 | Default Emission Factor
Beaver City | 2217_G_4 | 2217 | G | 4 |  | Combustion Turbine | SPP_NEBR | Nebraska | Furnas | 0.8 | 1967 | 9999 |  |  |  | 0.86775 | Default Emission Factor
Broken Bow | 2221_G_1 | 2221 | G | 1 |  | Combustion Turbine | SPP_NEBR | Nebraska | Custer | 0.5 | 1936 | 9999 |  |  |  | 0.86775 | Default Emission Factor
Broken Bow | 2221_G_2 | 2221 | G | 2 |  | Combustion Turbine | SPP_NEBR | Nebraska | Custer | 3.5 | 1970 | 9999 | 2019 | 0.0071534 | 23.3333 | 0.61315 | NEI 2019
Broken Bow | 2221_G_3 | 2221 | G | 3 |  | Combustion Turbine | SPP_NEBR | Nebraska | Custer | 0.7 | 1945 | 9999 |  |  |  | 0.86775 | Default Emission Factor
Broken Bow | 2221_G_4 | 2221 | G | 4 |  | Combustion Turbine | SPP_NEBR | Nebraska | Custer | 0.7 | 1951 | 9999 | 2019 | 0.0017838 | 4.6667 | 0.7645 | NEI 2019
Broken Bow | 2221_G_5 | 2221 | G | 5 |  | Combustion Turbine | SPP_NEBR | Nebraska | Custer | 1 | 1951 | 9999 | 2019 | 0.0022138 | 6.6667 | 0.66414 | NEI 2019
Broken Bow | 2221_G_6 | 2221 | G | 6 |  | Combustion Turbine | SPP_NEBR | Nebraska | Custer | 2 | 1961 | 9999 | 2019 | 0.0035446 | 13.3333 | 0.5317 | NEI 2019
Burwell | 2222_G_1 | 2222 | G | 1 |  | Combustion Turbine | SPP_NEBR | Nebraska | Garfield | 1.4 | 1972 | 9999 | 2017 | 0.0042783 | 7.5122 | 1.139 | NEI 2019
Burwell | 2222_G_2 | 2222 | G | 2 |  | Combustion Turbine | SPP_NEBR | Nebraska | Garfield | 1.1 | 1968 | 9999 | 2019 | 0.002826 | 6.9756 | 0.81026 | NEI 2019
Burwell | 2222_G_3 | 2222 | G | 3 |  | Combustion Turbine | SPP_NEBR | Nebraska | Garfield | 0.9 | 1960 | 9999 | 2019 | 0.0016485 | 5.7073 | 0.57769 | NEI 2019
Burwell | 2222_G_4 | 2222 | G | 4 |  | Combustion Turbine | SPP_NEBR | Nebraska | Garfield | 0.7 | 1955 | 9999 |  |  |  | 0.86775 | Default Emission Factor
Cambridge | 2223_G_CAT1 | 2223 | G | CAT1 |  | Combustion Turbine | SPP_NEBR | Nebraska | Furnas | 2 | 2005 | 9999 |  |  |  | 0.86775 | Default Emission Factor
Cambridge | 2223_G_CAT2 | 2223 | G | CAT2 |  | Combustion Turbine | SPP_NEBR | Nebraska | Furnas | 2 | 2005 | 9999 |  |  |  | 0.86775 | Default Emission Factor
Campbell Village | 2225_G_IC4 | 2225 | G | IC4 |  | Combustion Turbine | SPP_NEBR | Nebraska | Franklin | 1 | 1983 | 9999 |  |  |  | 0.86775 | Default Emission Factor
Chappell | 2230_G_5 | 2230 | G | 5 |  | Combustion Turbine | SPP_NEBR | Nebraska | Deuel | 1 | 1982 | 9999 |  |  |  | 0.86775 | Default Emission Factor
Curtis | 2232_G_2 | 2232 | G | 2 |  | Combustion Turbine | SPP_NEBR | Nebraska | Frontier | 0.8 | 1955 | 9999 | 2019 | 0.0051329 | 10.1333 | 1.0131 | NEI 2019
Curtis | 2232_G_3 | 2232 | G | 3 |  | Combustion Turbine | SPP_NEBR | Nebraska | Frontier | 1 | 1969 | 9999 | 2019 | 0.0027029 | 12.6667 | 0.42678 | NEI 2019
David City | 2233_G_1 | 2233 | G | 1 |  | Combustion Turbine | SPP_NEBR | Nebraska | Butler | 1.3 | 1960 | 9999 |  |  |  | 0.86775 | Default Emission Factor
David City | 2233_G_2 | 2233 | G | 2 |  | Combustion Turbine | SPP_NEBR | Nebraska | Butler | 0.8 | 1949 | 9999 |  |  |  | 0.86775 | Default Emission Factor
David City | 2233_G_3 | 2233 | G | 3 |  | Combustion Turbine | SPP_NEBR | Nebraska | Butler | 0.9 | 1955 | 9999 |  |  |  | 0.86775 | Default Emission Factor
David City | 2233_G_4 | 2233 | G | 4 |  | Combustion Turbine | SPP_NEBR | Nebraska | Butler | 1.8 | 1966 | 9999 |  |  |  | 0.86775 | Default Emission Factor
David City | 2233_G_5 | 2233 | G | 5 |  | Combustion Turbine | SPP_NEBR | Nebraska | Butler | 1.3 | 1996 | 9999 | 2019 | 0.00093714 | 3.2874 | 0.57015 | NEI 2019
David City | 2233_G_6 | 2233 | G | 6 |  | Combustion Turbine | SPP_NEBR | Nebraska | Butler | 1.3 | 1996 | 9999 |  |  |  | 0.86775 | Default Emission Factor
David City | 2233_G_7 | 2233 | G | 7 |  | Combustion Turbine | SPP_NEBR | Nebraska | Butler | 1.3 | 1996 | 9999 |  |  |  | 0.86775 | Default Emission Factor
Deshler | 2234_G_4 | 2234 | G | 4 |  | Combustion Turbine | SPP_NEBR | Nebraska | Thayer | 0.6 | 1956 | 9999 |  |  |  | 0.86775 | Default Emission Factor
Deshler | 2234_G_5 | 2234 | G | 5 |  | Combustion Turbine | SPP_NEBR | Nebraska | Thayer | 1.1 | 1999 | 9999 |  |  |  | 0.86775 | Default Emission Factor
Emerson | 2235_G_2 | 2235 | G | 2 |  | Combustion Turbine | SPP_NEBR | Nebraska | Dixon | 1.1 | 1968 | 9999 | 2017 | 0.01 | 5.5 | 3.6364 | NEI 2019
Emerson | 2235_G_3 | 2235 | G | 3 |  | Combustion Turbine | SPP_NEBR | Nebraska | Dixon | 0.1 | 1947 | 9999 |  |  |  | 0.86775 | Default Emission Factor
Emerson | 2235_G_4 | 2235 | G | 4 |  | Combustion Turbine | SPP_NEBR | Nebraska | Dixon | 0.4 | 1960 | 9999 |  |  |  | 0.86775 | Default Emission Factor
Falls City | 2237_G_1 | 2237 | G | 1 |  | Combustion Turbine | SPP_NEBR | Nebraska | Richardson | 0.6 | 1930 | 9999 |  |  |  | 0.86775 | Default Emission Factor
Falls City | 2237_G_2 | 2237 | G | 2 |  | Combustion Turbine | SPP_NEBR | Nebraska | Richardson | 0.9 | 1937 | 9999 |  |  |  | 0.86775 | Default Emission Factor
Falls City | 2237_G_3 | 2237 | G | 3 |  | Combustion Turbine | SPP_NEBR | Nebraska | Richardson | 2.3 | 1965 | 9999 |  |  |  | 0.86775 | Default Emission Factor
Falls City | 2237_G_4 | 2237 | G | 4 |  | Combustion Turbine | SPP_NEBR | Nebraska | Richardson | 0.8 | 1946 | 9999 |  |  |  | 0.86775 | Default Emission Factor
Falls City | 2237_G_5 | 2237 | G | 5 |  | Combustion Turbine | SPP_NEBR | Nebraska | Richardson | 1.4 | 1950 | 9999 | 2019 | 0.00867 | 7.8151 | 2.2188 | NEI 2019
Falls City | 2237_G_6 | 2237 | G | 6 |  | Combustion Turbine | SPP_NEBR | Nebraska | Richardson | 2 | 1958 | 9999 | 2019 | 0.041065 | 11.1644 | 7.3564 | NEI 2019
Falls City | 2237_G_7 | 2237 | G | 7 |  | Combustion Turbine | SPP_NEBR | Nebraska | Richardson | 5.9 | 1972 | 9999 |  |  |  | 0.86775 | Default Emission Factor
Falls City | 2237_G_8 | 2237 | G | 8 |  | Combustion Turbine | SPP_NEBR | Nebraska | Richardson | 6 | 1982 | 9999 |  |  |  | 0.86775 | Default Emission Factor
Falls City | 2237_G_9 | 2237 | G | 9 |  | Combustion Turbine | SPP_NEBR | Nebraska | Richardson | 9.3 | 2018 | 9999 |  |  |  | 0.86775 | Default Emission Factor
Franklin (NE) | 2238_G_1 | 2238 | G | 1 |  | Combustion Turbine | SPP_NEBR | Nebraska | Franklin | 0.6 | 1963 | 9999 |  |  |  | 0.86775 | Default Emission Factor
Franklin (NE) | 2238_G_2 | 2238 | G | 2 |  | Combustion Turbine | SPP_NEBR | Nebraska | Franklin | 1.3 | 1974 | 9999 |  |  |  | 0.86775 | Default Emission Factor
Franklin (NE) | 2238_G_3 | 2238 | G | 3 |  | Combustion Turbine | SPP_NEBR | Nebraska | Franklin | 1.1 | 1969 | 9999 |  |  |  | 0.86775 | Default Emission Factor
Franklin (NE) | 2238_G_4 | 2238 | G | 4 |  | Combustion Turbine | SPP_NEBR | Nebraska | Franklin | 0.9 | 1955 | 9999 |  |  |  | 0.86775 | Default Emission Factor
Lon Wright | 2240_G_5OT | 2240 | G | 5OT | 9176 | Combustion Turbine | SPP_NEBR | Nebraska | Dodge | 38 | 2003 | 9999 | 2019 | 0.14901 | 3824 | 0.07793 | NEI 2019
C W Burdick | 2241_G_GT1 | 2241 | G | GT1 |  | Combustion Turbine | SPP_NEBR | Nebraska | Hall | 13.6 | 1968 | 9999 |  |  |  | 0.155 | Default Emission Factor
C W Burdick | 2241_G_GT2 | 2241 | G | GT2 | 88133 | Combustion Turbine | SPP_NEBR | Nebraska | Hall | 34 | 2003 | 9999 |  |  |  | 0.155 | Default Emission Factor
C W Burdick | 2241_G_GT3 | 2241 | G | GT3 | 88134 | Combustion Turbine | SPP_NEBR | Nebraska | Hall | 34 | 2003 | 9999 |  |  |  | 0.155 | Default Emission Factor
Don Henry | 2243_G_1 | 2243 | G | 1 |  | Combustion Turbine | SPP_NEBR | Nebraska | Adams | 18 | 1972 | 9999 |  |  |  | 0.155 | Default Emission Factor
Kimball | 2248_G_1 | 2248 | G | 1 |  | Combustion Turbine | WECC_WY | Nebraska | Kimball | 0.7 | 1956 | 9999 | 2019 | 0.0020388 | 4.5132 | 0.90347 | NEI 2019
Kimball | 2248_G_2 | 2248 | G | 2 |  | Combustion Turbine | WECC_WY | Nebraska | Kimball | 0.7 | 1955 | 9999 | 2019 | 0.0016011 | 4.5132 | 0.70953 | NEI 2019
Kimball | 2248_G_3 | 2248 | G | 3 |  | Combustion Turbine | WECC_WY | Nebraska | Kimball | 1 | 1959 | 9999 | 2017 | 0.0018971 | 6.8421 | 0.55453 | NEI 2019
Kimball | 2248_G_4 | 2248 | G | 4 |  | Combustion Turbine | WECC_WY | Nebraska | Kimball | 1 | 1960 | 9999 | 2019 | 0.0013541 | 6.4474 | 0.42003 | NEI 2019
Kimball | 2248_G_5 | 2248 | G | 5 |  | Combustion Turbine | WECC_WY | Nebraska | Kimball | 0.6 | 1944 | 9999 | 2019 | 0.0012717 | 3.8684 | 0.65748 | NEI 2019
Kimball | 2248_G_6 | 2248 | G | 6 |  | Combustion Turbine | WECC_WY | Nebraska | Kimball | 3.6 | 1974 | 9999 | 2019 | 0.0059462 | 23.2105 | 0.51237 | NEI 2019
Laurel | 2249_G_1 | 2249 | G | 1 |  | Combustion Turbine | SPP_NEBR | Nebraska | Cedar | 1.1 | 1974 | 9999 | 2019 | 0.00077224 | 2.2759 | 0.67864 | NEI 2019
Laurel | 2249_G_2 | 2249 | G | 2 |  | Combustion Turbine | SPP_NEBR | Nebraska | Cedar | 0.7 | 1970 | 9999 |  |  |  | 0.86775 | Default Emission Factor
Laurel | 2249_G_7 | 2249 | G | 7 |  | Combustion Turbine | SPP_NEBR | Nebraska | Cedar | 1.1 | 1992 | 9999 |  |  |  | 0.86775 | Default Emission Factor
J Street | 2250_G_1 | 2250 | G | 1 | 90730 | Combustion Turbine | SPP_NEBR | Nebraska | Lancaster | 29 | 1972 | 9999 |  |  |  | 0.155 | Default Emission Factor
Lyons | 2253_G_2 | 2253 | G | 2 |  | Combustion Turbine | SPP_NEBR | Nebraska | Burt | 0.2 | 1953 | 9999 |  |  |  | 0.86775 | Default Emission Factor
Lyons | 2253_G_3 | 2253 | G | 3 |  | Combustion Turbine | SPP_NEBR | Nebraska | Burt | 0.3 | 1960 | 9999 |  |  |  | 0.86775 | Default Emission Factor
Lyons | 2253_G_4A | 2253 | G | 4A |  | Combustion Turbine | SPP_NEBR | Nebraska | Burt | 0.6 | 1967 | 9999 |  |  |  | 0.86775 | Default Emission Factor
Nebraska City # 1 | 2255_G_10 | 2255 | G | 10 |  | Combustion Turbine | SPP_NEBR | Nebraska | Otoe | 5.8 | 1979 | 9999 |  |  |  | 0.86775 | Default Emission Factor
Nebraska City # 1 | 2255_G_2 | 2255 | G | 2 |  | Combustion Turbine | SPP_NEBR | Nebraska | Otoe | 1 | 1953 | 9999 |  |  |  | 0.86775 | Default Emission Factor
Nebraska City # 1 | 2255_G_3 | 2255 | G | 3 |  | Combustion Turbine | SPP_NEBR | Nebraska | Otoe | 2 | 1955 | 9999 |  |  |  | 0.86775 | Default Emission Factor
Nebraska City # 1 | 2255_G_4 | 2255 | G | 4 |  | Combustion Turbine | SPP_NEBR | Nebraska | Otoe | 2.7 | 1957 | 9999 |  |  |  | 0.86775 | Default Emission Factor
Nebraska City # 1 | 2255_G_5 | 2255 | G | 5 |  | Combustion Turbine | SPP_NEBR | Nebraska | Otoe | 1.7 | 1964 | 9999 |  |  |  | 0.86775 | Default Emission Factor
Nebraska City # 1 | 2255_G_8 | 2255 | G | 8 |  | Combustion Turbine | SPP_NEBR | Nebraska | Otoe | 3.6 | 1971 | 9999 |  |  |  | 0.86775 | Default Emission Factor
Nebraska City # 1 | 2255_G_9 | 2255 | G | 9 |  | Combustion Turbine | SPP_NEBR | Nebraska | Otoe | 5.8 | 1974 | 9999 |  |  |  | 0.86775 | Default Emission Factor
Syracuse # 2 | 2256_G_6 | 2256 | G | 6 |  | Combustion Turbine | SPP_NEBR | Nebraska | Otoe | 1.6 | 1969 | 9999 |  |  |  | 0.86775 | Default Emission Factor
Syracuse # 2 | 2256_G_7 | 2256 | G | 7 |  | Combustion Turbine | SPP_NEBR | Nebraska | Otoe | 1.6 | 1970 | 9999 |  |  |  | 0.86775 | Default Emission Factor
Sarpy County | 2292_G_1 | 2292 | G | 1 | 90742 | Combustion Turbine | SPP_NEBR | Nebraska | Sarpy | 55.3 | 1972 | 9999 | 2019 | 0.072656 | 16209.6269 | 0.00897 | NEI 2019
Sarpy County | 2292_G_2 | 2292 | G | 2 | 90743 | Combustion Turbine | SPP_NEBR | Nebraska | Sarpy | 56.4 | 1972 | 9999 | 2019 | 0.50801 | 16532.0607 | 0.06146 | NEI 2019
Sarpy County | 2292_G_3 | 2292 | G | 3 | 1387 | Combustion Turbine | SPP_NEBR | Nebraska | Sarpy | 107.7 | 1996 | 9999 | 2019 | 0.73514 | 31569.2009 | 0.04657 | NEI 2019
Sarpy County | 2292_G_4 | 2292 | G | 4 | 1388 | Combustion Turbine | SPP_NEBR | Nebraska | Sarpy | 49 | 2000 | 9999 |  |  |  | 0.155 | Default Emission Factor
Sarpy County | 2292_G_5 | 2292 | G | 5 | 1390 | Combustion Turbine | SPP_NEBR | Nebraska | Sarpy | 48.1 | 2000 | 9999 |  |  |  | 0.155 | Default Emission Factor
Sarpy County | 2292_G_BSD | 2292 | G | BSD |  | Combustion Turbine | SPP_NEBR | Nebraska | Sarpy | 3.4 | 1996 | 9999 |  |  |  | 0.86775 | Default Emission Factor
Ord | 2294_G_1 | 2294 | G | 1 |  | Combustion Turbine | SPP_NEBR | Nebraska | Valley | 5 | 1973 | 9999 |  |  |  | 0.86775 | Default Emission Factor
Ord | 2294_G_2 | 2294 | G | 2 |  | Combustion Turbine | SPP_NEBR | Nebraska | Valley | 1 | 1966 | 9999 |  |  |  | 0.86775 | Default Emission Factor
Ord | 2294_G_3 | 2294 | G | 3 |  | Combustion Turbine | SPP_NEBR | Nebraska | Valley | 2 | 1963 | 9999 |  |  |  | 0.86775 | Default Emission Factor
Ord | 2294_G_4A | 2294 | G | 4A |  | Combustion Turbine | SPP_NEBR | Nebraska | Valley | 1.4 | 1997 | 9999 |  |  |  | 0.86775 | Default Emission Factor
Ord | 2294_G_5A | 2294 | G | 5A |  | Combustion Turbine | SPP_NEBR | Nebraska | Valley | 1.4 | 1997 | 9999 |  |  |  | 0.86775 | Default Emission Factor
Oxford (NE) | 2295_G_2 | 2295 | G | 2 |  | Combustion Turbine | SPP_NEBR | Nebraska | Furnas | 0.5 | 1953 | 9999 | 2019 | 0.0013617 | 8.8333 | 0.30832 | NEI 2019
Oxford (NE) | 2295_G_3 | 2295 | G | 3 |  | Combustion Turbine | SPP_NEBR | Nebraska | Furnas | 0.8 | 1956 | 9999 | 2019 | 0.001879 | 14.1333 | 0.2659 | NEI 2019
Oxford (NE) | 2295_G_4 | 2295 | G | 4 |  | Combustion Turbine | SPP_NEBR | Nebraska | Furnas | 0.5 | 1956 | 9999 | 2019 | 0.001408 | 8.8333 | 0.31879 | NEI 2019
Oxford (NE) | 2295_G_5 | 2295 | G | 5 |  | Combustion Turbine | SPP_NEBR | Nebraska | Furnas | 1.2 | 1972 | 9999 | 2019 | 0.0095809 | 21.2 | 0.90386 | NEI 2019
Pender | 2296_G_1 | 2296 | G | 1 |  | Combustion Turbine | SPP_NEBR | Nebraska | Thurston | 1.2 | 1968 | 9999 |  |  |  | 0.86775 | Default Emission Factor
Pender | 2296_G_2 | 2296 | G | 2 |  | Combustion Turbine | SPP_NEBR | Nebraska | Thurston | 2 | 1973 | 9999 |  |  |  | 0.86775 | Default Emission Factor
Pender | 2296_G_3 | 2296 | G | 3 |  | Combustion Turbine | SPP_NEBR | Nebraska | Thurston | 0.5 | 1953 | 9999 |  |  |  | 0.86775 | Default Emission Factor
Pender | 2296_G_4 | 2296 | G | 4 |  | Combustion Turbine | SPP_NEBR | Nebraska | Thurston | 0.8 | 1961 | 9999 |  |  |  | 0.86775 | Default Emission Factor
Plainview Muncipal Power | 2297_G_1 | 2297 | G | 1 |  | Combustion Turbine | SPP_NEBR | Nebraska | Pierce | 1.1 | 1949 | 9999 |  |  |  | 0.86775 | Default Emission Factor
Plainview Muncipal Power | 2297_G_3 | 2297 | G | 3 |  | Combustion Turbine | SPP_NEBR | Nebraska | Pierce | 0.9 | 1958 | 9999 |  |  |  | 0.86775 | Default Emission Factor
Plainview Muncipal Power | 2297_G_4 | 2297 | G | 4 |  | Combustion Turbine | SPP_NEBR | Nebraska | Pierce | 1.2 | 1963 | 9999 |  |  |  | 0.86775 | Default Emission Factor
Plainview Muncipal Power | 2297_G_5 | 2297 | G | 5 |  | Combustion Turbine | SPP_NEBR | Nebraska | Pierce | 1.8 | 1999 | 9999 |  |  |  | 0.86775 | Default Emission Factor
Red Cloud | 2299_G_2 | 2299 | G | 2 |  | Combustion Turbine | SPP_NEBR | Nebraska | Webster | 0.6 | 1953 | 9999 | 2019 | 0.0056643 | 10.1538 | 1.1157 | NEI 2019
Red Cloud | 2299_G_3 | 2299 | G | 3 |  | Combustion Turbine | SPP_NEBR | Nebraska | Webster | 1.2 | 1960 | 9999 | 2019 | 0.006662 | 20.3077 | 0.6561 | NEI 2019
Red Cloud | 2299_G_4 | 2299 | G | 4 |  | Combustion Turbine | SPP_NEBR | Nebraska | Webster | 1.2 | 1968 | 9999 | 2019 | 0.00865 | 20.3077 | 0.85189 | NEI 2019
Sargent | 2300_G_1 | 2300 | G | 1 |  | Combustion Turbine | SPP_NEBR | Nebraska | Custer | 1.1 | 1968 | 9999 | 2019 | 0.00052203 | 0.45833 | 2.278 | NEI 2019
Sargent | 2300_G_3 | 2300 | G | 3 |  | Combustion Turbine | SPP_NEBR | Nebraska | Custer | 0.9 | 1964 | 9999 |  |  |  | 0.86775 | Default Emission Factor
Sargent | 2300_G_4 | 2300 | G | 4 |  | Combustion Turbine | SPP_NEBR | Nebraska | Custer | 0.4 | 1954 | 9999 |  |  |  | 0.86775 | Default Emission Factor
Sidney (NE) | 2302_G_1 | 2302 | G | 1 |  | Combustion Turbine | SPP_NEBR | Nebraska | Cheyenne | 1 | 1949 | 9999 |  |  |  | 0.86775 | Default Emission Factor
Sidney (NE) | 2302_G_3 | 2302 | G | 3 |  | Combustion Turbine | SPP_NEBR | Nebraska | Cheyenne | 0.6 | 1931 | 9999 |  |  |  | 0.86775 | Default Emission Factor
Sidney (NE) | 2302_G_5 | 2302 | G | 5 |  | Combustion Turbine | SPP_NEBR | Nebraska | Cheyenne | 2.5 | 1955 | 9999 |  |  |  | 0.86775 | Default Emission Factor
Spalding | 2303_G_4 | 2303 | G | 4 |  | Combustion Turbine | SPP_NEBR | Nebraska | Greeley | 0.2 | 1947 | 9999 |  |  |  | 0.86775 | Default Emission Factor
Spalding | 2303_G_5 | 2303 | G | 5 |  | Combustion Turbine | SPP_NEBR | Nebraska | Greeley | 0.4 | 1959 | 9999 |  |  |  | 0.86775 | Default Emission Factor
Spalding | 2303_G_6 | 2303 | G | 6 |  | Combustion Turbine | SPP_NEBR | Nebraska | Greeley | 1.3 | 1975 | 9999 |  |  |  | 0.86775 | Default Emission Factor
Stuart (NE) | 2305_G_1 | 2305 | G | 1 |  | Combustion Turbine | SPP_NEBR | Nebraska | Holt | 0.7 | 1952 | 9999 | 2019 | 0.0009782 | 3.3158 | 0.59003 | NEI 2019
Stuart (NE) | 2305_G_2 | 2305 | G | 2 |  | Combustion Turbine | SPP_NEBR | Nebraska | Holt | 0.2 | 1960 | 9999 |  |  |  | 0.86775 | Default Emission Factor
Stuart (NE) | 2305_G_3 | 2305 | G | 3 |  | Combustion Turbine | SPP_NEBR | Nebraska | Holt | 0.2 | 1952 | 9999 |  |  |  | 0.86775 | Default Emission Factor
Stuart (NE) | 2305_G_5 | 2305 | G | 5 |  | Combustion Turbine | SPP_NEBR | Nebraska | Holt | 0.8 | 1997 | 9999 | 2019 | 0.001833 | 3.7895 | 0.96742 | NEI 2019
Tecumseh | 2308_G_1 | 2308 | G | 1 |  | Combustion Turbine | SPP_NEBR | Nebraska | Johnson | 0.6 | 1948 | 9999 |  |  |  | 0.86775 | Default Emission Factor
Tecumseh | 2308_G_2 | 2308 | G | 2 |  | Combustion Turbine | SPP_NEBR | Nebraska | Johnson | 1.4 | 1968 | 9999 | 2019 | 0.0049634 | 12.0909 | 0.82101 | NEI 2019
Tecumseh | 2308_G_3 | 2308 | G | 3 |  | Combustion Turbine | SPP_NEBR | Nebraska | Johnson | 1 | 1953 | 9999 | 2019 | 0.0022608 | 8.6364 | 0.52356 | NEI 2019
Tecumseh | 2308_G_4 | 2308 | G | 4 |  | Combustion Turbine | SPP_NEBR | Nebraska | Johnson | 1.2 | 1960 | 9999 | 2019 | 0.0034384 | 10.3636 | 0.66355 | NEI 2019
Tecumseh | 2308_G_5A | 2308 | G | 5A |  | Combustion Turbine | SPP_NEBR | Nebraska | Johnson | 2.4 | 1993 | 9999 | 2019 | 0.00709 | 20.7273 | 0.68413 | NEI 2019
Wahoo | 2310_G_1 | 2310 | G | 1 |  | Combustion Turbine | SPP_NEBR | Nebraska | Saunders | 2.1 | 1960 | 9999 | 2019 | 0.00074843 | 2.625 | 0.57023 | NEI 2019
Wahoo | 2310_G_2 | 2310 | G | 2 |  | Combustion Turbine | SPP_NEBR | Nebraska | Saunders | 0.4 | 1936 | 9999 |  |  |  | 0.86775 | Default Emission Factor
Wahoo | 2310_G_3 | 2310 | G | 3 |  | Combustion Turbine | SPP_NEBR | Nebraska | Saunders | 4.4 | 1973 | 9999 | 2019 | 0.0016514 | 5.5 | 0.6005 | NEI 2019
Wahoo | 2310_G_4 | 2310 | G | 4 |  | Combustion Turbine | SPP_NEBR | Nebraska | Saunders | 1.1 | 1947 | 9999 |  |  |  | 0.86775 | Default Emission Factor
Wahoo | 2310_G_5 | 2310 | G | 5 |  | Combustion Turbine | SPP_NEBR | Nebraska | Saunders | 2.2 | 1952 | 9999 | 2019 | 0.00080871 | 2.75 | 0.58815 | NEI 2019
Wahoo | 2310_G_6 | 2310 | G | 6 |  | Combustion Turbine | SPP_NEBR | Nebraska | Saunders | 3.4 | 1969 | 9999 | 2019 | 0.0012475 | 4.25 | 0.58707 | NEI 2019
Wakefield | 2311_G_2 | 2311 | G | 2 |  | Combustion Turbine | SPP_NEBR | Nebraska | Dixon | 0.5 | 1915 | 9999 |  |  |  | 0.86775 | Default Emission Factor
Wakefield | 2311_G_5 | 2311 | G | 5 |  | Combustion Turbine | SPP_NEBR | Nebraska | Dixon | 1 | 1966 | 9999 |  |  |  | 0.86775 | Default Emission Factor
Wakefield | 2311_G_6 | 2311 | G | 6 |  | Combustion Turbine | SPP_NEBR | Nebraska | Dixon | 1.1 | 1971 | 9999 |  |  |  | 0.86775 | Default Emission Factor
Wakefield | 2311_G_IC4 | 2311 | G | IC4 |  | Combustion Turbine | SPP_NEBR | Nebraska | Dixon | 0.6 | 1961 | 9999 |  |  |  | 0.86775 | Default Emission Factor
Wayne IC | 2312_G_1 | 2312 | G | 1 |  | Combustion Turbine | SPP_NEBR | Nebraska | Wayne | 0.8 | 1951 | 9999 |  |  |  | 0.86775 | Default Emission Factor
Wayne IC | 2312_G_2 | 2312 | G | 2 |  | Combustion Turbine | SPP_NEBR | Nebraska | Wayne | 0.9 | 1947 | 9999 |  |  |  | 0.86775 | Default Emission Factor
Wayne IC | 2312_G_3 | 2312 | G | 3 |  | Combustion Turbine | SPP_NEBR | Nebraska | Wayne | 1.8 | 1956 | 9999 |  |  |  | 0.86775 | Default Emission Factor
Wayne IC | 2312_G_4 | 2312 | G | 4 |  | Combustion Turbine | SPP_NEBR | Nebraska | Wayne | 1.9 | 1960 | 9999 | 2019 | 0.00069932 | 5.1733 | 0.27036 | NEI 2019
Wayne IC | 2312_G_5 | 2312 | G | 5 |  | Combustion Turbine | SPP_NEBR | Nebraska | Wayne | 3.3 | 1966 | 9999 |  |  |  | 0.86775 | Default Emission Factor
Wayne IC | 2312_G_6 | 2312 | G | 6 |  | Combustion Turbine | SPP_NEBR | Nebraska | Wayne | 4.9 | 1968 | 9999 |  |  |  | 0.86775 | Default Emission Factor
Wayne IC | 2312_G_7 | 2312 | G | 7 |  | Combustion Turbine | SPP_NEBR | Nebraska | Wayne | 3.3 | 1998 | 9999 |  |  |  | 0.86775 | Default Emission Factor
Wayne IC | 2312_G_8 | 2312 | G | 8 |  | Combustion Turbine | SPP_NEBR | Nebraska | Wayne | 3.3 | 1998 | 9999 |  |  |  | 0.86775 | Default Emission Factor
West Point Municipal | 2313_G_2 | 2313 | G | 2 |  | Combustion Turbine | SPP_NEBR | Nebraska | Cuming | 0.9 | 1947 | 9999 |  |  |  | 0.86775 | Default Emission Factor
West Point Municipal | 2313_G_3 | 2313 | G | 3 |  | Combustion Turbine | SPP_NEBR | Nebraska | Cuming | 1.2 | 1959 | 9999 | 2019 | 0.008546 | 16.3636 | 1.0445 | NEI 2019
West Point Municipal | 2313_G_4 | 2313 | G | 4 |  | Combustion Turbine | SPP_NEBR | Nebraska | Cuming | 2.3 | 1965 | 9999 | 2019 | 0.0042731 | 31.3636 | 0.27249 | NEI 2019
Wilber | 2315_G_4 | 2315 | G | 4 |  | Combustion Turbine | SPP_NEBR | Nebraska | Saline | 0.9 | 1960 | 9999 |  |  |  | 0.86775 | Default Emission Factor
Wilber | 2315_G_5 | 2315 | G | 5 |  | Combustion Turbine | SPP_NEBR | Nebraska | Saline | 0.6 | 1960 | 9999 |  |  |  | 0.86775 | Default Emission Factor
Wilber | 2315_G_6 | 2315 | G | 6 |  | Combustion Turbine | SPP_NEBR | Nebraska | Saline | 1.6 | 1997 | 9999 |  |  |  | 0.86775 | Default Emission Factor
Wisner | 2316_G_3 | 2316 | G | 3 |  | Combustion Turbine | SPP_NEBR | Nebraska | Cuming | 0.8 | 1969 | 9999 | 2019 | 0.0027044 | 4.8421 | 1.117 | NEI 2019
Wisner | 2316_G_4 | 2316 | G | 4 |  | Combustion Turbine | SPP_NEBR | Nebraska | Cuming | 1.5 | 2010 | 9999 |  |  |  | 0.86775 | Default Emission Factor
Wisner | 2316_G_5 | 2316 | G | 5 |  | Combustion Turbine | SPP_NEBR | Nebraska | Cuming | 1.5 | 2010 | 9999 |  |  |  | 0.86775 | Default Emission Factor
Clark (NVE) | 2322_G_10 | 2322 | G | 10 |  | Combined Cycle | WECC_SNV | Nevada | Clark | 85 | 1994 | 9999 |  |  |  | 0.19044 | NEI 2019
Clark (NVE) | 2322_G_11 | 2322 | G | 11 | 89799 | Combustion Turbine | WECC_SNV | Nevada | Clark | 52 | 2008 | 9999 | 2019 | 0.61 | 17113.4374 | 0.07129 | NEI 2019
Clark (NVE) | 2322_G_12 | 2322 | G | 12 | 89801 | Combustion Turbine | WECC_SNV | Nevada | Clark | 52 | 2008 | 9999 | 2019 | 1.02 | 17113.4374 | 0.11921 | NEI 2019
Clark (NVE) | 2322_G_13 | 2322 | G | 13 | 89803 | Combustion Turbine | WECC_SNV | Nevada | Clark | 52 | 2008 | 9999 | 2019 | 0.77 | 17113.4374 | 0.08999 | NEI 2019
Clark (NVE) | 2322_G_14 | 2322 | G | 14 | 89805 | Combustion Turbine | WECC_SNV | Nevada | Clark | 52 | 2008 | 9999 | 2019 | 0.71 | 17113.4374 | 0.08298 | NEI 2019
Clark (NVE) | 2322_G_15 | 2322 | G | 15 | 89807 | Combustion Turbine | WECC_SNV | Nevada | Clark | 52 | 2008 | 9999 | 2019 | 0.62 | 17113.4374 | 0.07246 | NEI 2019
Clark (NVE) | 2322_G_16 | 2322 | G | 16 | 89809 | Combustion Turbine | WECC_SNV | Nevada | Clark | 52 | 2008 | 9999 | 2019 | 0.75 | 17113.4374 | 0.08765 | NEI 2019
Clark (NVE) | 2322_G_17 | 2322 | G | 17 | 89811 | Combustion Turbine | WECC_SNV | Nevada | Clark | 52 | 2008 | 9999 | 2019 | 0.78 | 17113.4374 | 0.09116 | NEI 2019
Clark (NVE) | 2322_G_18 | 2322 | G | 18 | 89813 | Combustion Turbine | WECC_SNV | Nevada | Clark | 52 | 2008 | 9999 | 2019 | 0.65 | 17113.4374 | 0.07596 | NEI 2019
Clark (NVE) | 2322_G_19 | 2322 | G | 19 | 89815 | Combustion Turbine | WECC_SNV | Nevada | Clark | 52 | 2008 | 9999 | 2019 | 0.64 | 17113.4374 | 0.0748 | NEI 2019
Clark (NVE) | 2322_G_20 | 2322 | G | 20 | 89817 | Combustion Turbine | WECC_SNV | Nevada | Clark | 52 | 2008 | 9999 | 2019 | 0.83 | 17113.4374 | 0.097 | NEI 2019
Clark (NVE) | 2322_G_21 | 2322 | G | 21 | 89820 | Combustion Turbine | WECC_SNV | Nevada | Clark | 52 | 2008 | 9999 | 2019 | 0.64 | 17113.4374 | 0.0748 | NEI 2019
Clark (NVE) | 2322_G_22 | 2322 | G | 22 | 89821 | Combustion Turbine | WECC_SNV | Nevada | Clark | 52 | 2008 | 9999 | 2019 | 0.42 | 17113.4374 | 0.04908 | NEI 2019
Clark (NVE) | 2322_G_9 | 2322 | G | 9 |  | Combined Cycle | WECC_SNV | Nevada | Clark | 85 | 1993 | 9999 |  |  |  | 0.19585 | NEI 2019
Clark (NVE) | 2322_G_GT4 | 2322 | G | GT4 |  | Combustion Turbine | WECC_SNV | Nevada | Clark | 55 | 1973 | 9999 | 2019 | 0.52 | 18100.7511 | 0.05746 | NEI 2019
Clark (NVE) | 2322_G_GT5 | 2322 | G | GT5 |  | Combined Cycle | WECC_SNV | Nevada | Clark | 73 | 1979 | 9999 | 2019 | 10.26 | 143084 | 0.19585 | NEI 2019
Clark (NVE) | 2322_G_GT6 | 2322 | G | GT6 |  | Combined Cycle | WECC_SNV | Nevada | Clark | 73 | 1979 | 9999 | 2019 | 11.87 | 82904 | 0.19585 | NEI 2019
Clark (NVE) | 2322_G_GT7 | 2322 | G | GT7 |  | Combined Cycle | WECC_SNV | Nevada | Clark | 73 | 1980 | 9999 | 2019 | 9.92 | 145294 | 0.19044 | NEI 2019
Clark (NVE) | 2322_G_GT8 | 2322 | G | GT8 |  | Combined Cycle | WECC_SNV | Nevada | Clark | 73 | 1982 | 9999 | 2019 | 11.08 | 75245 | 0.19044 | NEI 2019
Tracy | 2336_G_10 | 2336 | G | 10 | 90238 | Combined Cycle | WECC_NNV | Nevada | Storey | 263 | 2008 | 9999 |  |  |  | 0.05018 | NEI 2019
Tracy | 2336_G_4 | 2336 | G | 4 | 1413 | Combined Cycle | WECC_NNV | Nevada | Storey | 64 | 1994 | 9999 |  |  |  | 0.05564 | NEI 2019
Tracy | 2336_G_5 | 2336 | G | 5 | 1413 | Combined Cycle | WECC_NNV | Nevada | Storey | 40 | 1996 | 9999 | 2019 | 13.7993 | 496026 | 0.05564 | NEI 2019
Tracy | 2336_G_8 | 2336 | G | 8 | 90238 | Combined Cycle | WECC_NNV | Nevada | Storey | 145 | 2008 | 9999 | 2019 | 40.685 | 2249423 | 0.05018 | NEI 2019
Tracy | 2336_G_9 | 2336 | G | 9 | 90239 | Combined Cycle | WECC_NNV | Nevada | Storey | 145 | 2008 | 9999 | 2019 | 41.2385 | 1015470 | 0.05018 | NEI 2019
Tracy | 2336_G_GT3 | 2336 | G | GT3 | 1411 | Combustion Turbine | WECC_NNV | Nevada | Storey | 66.3 | 1994 | 9999 | 2019 | 4.8108 | 101299.5 | 0.09498 | NEI 2019
Tracy | 2336_G_GT4 | 2336 | G | GT4 | 1412 | Combustion Turbine | WECC_NNV | Nevada | Storey | 66.3 | 1994 | 9999 | 2019 | 3.7179 | 101299.5 | 0.0734 | NEI 2019
Lost Nation | 2362_G_GT1 | 2362 | G | GT1 |  | Combustion Turbine | NENGREST | New Hampshire | Coos | 14 | 1969 | 9999 | 2017 | 0.063156 | 459 | 0.27519 | NEI 2019
Merrimack | 2364_G_GT1 | 2364 | G | GT1 |  | Combustion Turbine | NENGREST | New Hampshire | Merrimack | 16.8 | 1968 | 9999 | 2019 | 0.01784 | 185 | 0.19287 | NEI 2019
Merrimack | 2364_G_GT2 | 2364 | G | GT2 |  | Combustion Turbine | NENGREST | New Hampshire | Merrimack | 16.8 | 1969 | 9999 | 2019 | 0.0138 | 185 | 0.14919 | NEI 2019
Schiller | 2367_G_GT1 | 2367 | G | GT1 |  | Combustion Turbine | NENGREST | New Hampshire | Rockingham | 17 | 1970 | 9999 | 2019 | 0.01966 | 226 | 0.17398 | NEI 2019
White Lake | 2369_G_GT1 | 2369 | G | GT1 |  | Combustion Turbine | NENGREST | New Hampshire | Carroll | 17.5 | 1968 | 9999 | 2017 | 0.048492 | 500 | 0.19397 | NEI 2019
Carlls Corner | 2379_G_CA1 | 2379 | G | CA1 | 1429 | Combustion Turbine | PJM_EMAC | New Jersey | Cumberland | 37.4 | 1973 | 9999 |  |  |  | 0.155 | Default Emission Factor
Carlls Corner | 2379_G_CA2 | 2379 | G | CA2 | 1430 | Combustion Turbine | PJM_EMAC | New Jersey | Cumberland | 41.2 | 1973 | 9999 |  |  |  | 0.155 | Default Emission Factor
Sayreville | 2390_G_GT1 | 2390 | G | GT1 | 1460 | Combustion Turbine | PJM_EMAC | New Jersey | Middlesex | 50 | 1972 | 9999 |  |  |  | 0.155 | Default Emission Factor
Sayreville | 2390_G_GT2 | 2390 | G | GT2 | 1461 | Combustion Turbine | PJM_EMAC | New Jersey | Middlesex | 50 | 1972 | 9999 |  |  |  | 0.155 | Default Emission Factor
Sayreville | 2390_G_GT3 | 2390 | G | GT3 | 1462 | Combustion Turbine | PJM_EMAC | New Jersey | Middlesex | 50 | 1972 | 9999 |  |  |  | 0.155 | Default Emission Factor
Sayreville | 2390_G_GT4 | 2390 | G | GT4 | 1463 | Combustion Turbine | PJM_EMAC | New Jersey | Middlesex | 50 | 1973 | 9999 |  |  |  | 0.155 | Default Emission Factor
Gilbert | 2393_G_4 | 2393 | G | 4 | 1477 | Combined Cycle | PJM_EMAC | New Jersey | Hunterdon | 47 | 1974 | 9999 |  |  |  | 0.04609 | Default Emission Factor
Gilbert | 2393_G_5 | 2393 | G | 5 | 1478 | Combined Cycle | PJM_EMAC | New Jersey | Hunterdon | 47 | 1974 | 9999 |  |  |  | 0.04609 | Default Emission Factor
Gilbert | 2393_G_6 | 2393 | G | 6 | 1479 | Combined Cycle | PJM_EMAC | New Jersey | Hunterdon | 49 | 1974 | 9999 |  |  |  | 0.04609 | Default Emission Factor
Gilbert | 2393_G_7 | 2393 | G | 7 | 1480 | Combined Cycle | PJM_EMAC | New Jersey | Hunterdon | 47 | 1974 | 9999 |  |  |  | 0.04609 | Default Emission Factor
Gilbert | 2393_G_8 | 2393 | G | 8 | 1477 | Combined Cycle | PJM_EMAC | New Jersey | Hunterdon | 104 | 1977 | 9999 |  |  |  | 0.04609 | Default Emission Factor
Gilbert | 2393_G_9 | 2393 | G | 9 | 1481 | Combustion Turbine | PJM_EMAC | New Jersey | Hunterdon | 150 | 1996 | 9999 | 2019 | 0.25 | 7427 | 0.06732 | NEI 2019
Bergen Generating Station | 2398_G_1101 | 2398 | G | 1101 | 1485 | Combined Cycle | PJM_EMAC | New Jersey | Bergen | 110 | 1995 | 9999 |  |  |  | 0.04609 | Default Emission Factor
Bergen Generating Station | 2398_G_1201 | 2398 | G | 1201 | 1486 | Combined Cycle | PJM_EMAC | New Jersey | Bergen | 110 | 1995 | 9999 |  |  |  | 0.04609 | Default Emission Factor
Bergen Generating Station | 2398_G_1301 | 2398 | G | 1301 | 1487 | Combined Cycle | PJM_EMAC | New Jersey | Bergen | 110 | 1995 | 9999 |  |  |  | 0.04609 | Default Emission Factor
Bergen Generating Station | 2398_G_1401 | 2398 | G | 1401 | 1488 | Combined Cycle | PJM_EMAC | New Jersey | Bergen | 110 | 1995 | 9999 |  |  |  | 0.04609 | Default Emission Factor
Bergen Generating Station | 2398_G_1501 | 2398 | G | 1501 | 1485 | Combined Cycle | PJM_EMAC | New Jersey | Bergen | 198 | 1959 | 9999 |  |  |  | 0.04609 | Default Emission Factor
Bergen Generating Station | 2398_G_2101 | 2398 | G | 2101 | 1490 | Combined Cycle | PJM_EMAC | New Jersey | Bergen | 177.3 | 2002 | 9999 |  |  |  | 0.06107 | NEI 2019
Bergen Generating Station | 2398_G_2201 | 2398 | G | 2201 | 1491 | Combined Cycle | PJM_EMAC | New Jersey | Bergen | 177.3 | 2002 | 9999 | 2019 | 56.3233 | 2915380 | 0.06107 | NEI 2019
Bergen Generating Station | 2398_G_2301 | 2398 | G | 2301 | 1490 | Combined Cycle | PJM_EMAC | New Jersey | Bergen | 236.4 | 2002 | 9999 |  |  |  | 0.06107 | NEI 2019
PSEG Burlington Generating Station | 2399_G_121 | 2399 | G | 121 | 1498 | Combustion Turbine | PJM_EMAC | New Jersey | Burlington | 42 | 2000 | 9999 |  |  |  | 0.05839 | NEI 2019
PSEG Burlington Generating Station | 2399_G_122 | 2399 | G | 122 | 1499 | Combustion Turbine | PJM_EMAC | New Jersey | Burlington | 42 | 2000 | 9999 |  |  |  | 0.05839 | NEI 2019
PSEG Burlington Generating Station | 2399_G_123 | 2399 | G | 123 | 1500 | Combustion Turbine | PJM_EMAC | New Jersey | Burlington | 42 | 2000 | 9999 |  |  |  | 0.05839 | NEI 2019
PSEG Burlington Generating Station | 2399_G_124 | 2399 | G | 124 | 1501 | Combustion Turbine | PJM_EMAC | New Jersey | Burlington | 42 | 2000 | 9999 | 2019 | 0.3815 | 13068 | 0.05839 | NEI 2019
PSEG Essex Generating Station | 2401_G_9 | 2401 | G | 9 | 1534 | Combustion Turbine | PJM_EMAC | New Jersey | Essex | 81 | 1990 | 9999 | 2019 | 0.0448 | 1158 | 0.07738 | NEI 2019
PSEG Kearny Generating Station | 2404_G_131 | 2404 | G | 131 | 90777 | Combustion Turbine | PJM_EMAC | New Jersey | Hudson | 46.9 | 2012 | 9999 |  |  |  | 0.02456 | NEI 2019
PSEG Kearny Generating Station | 2404_G_132 | 2404 | G | 132 | 90778 | Combustion Turbine | PJM_EMAC | New Jersey | Hudson | 46.9 | 2012 | 9999 |  |  |  | 0.02456 | NEI 2019
PSEG Kearny Generating Station | 2404_G_133 | 2404 | G | 133 | 90779 | Combustion Turbine | PJM_EMAC | New Jersey | Hudson | 46.9 | 2012 | 9999 |  |  |  | 0.02456 | NEI 2019
PSEG Kearny Generating Station | 2404_G_134 | 2404 | G | 134 | 90780 | Combustion Turbine | PJM_EMAC | New Jersey | Hudson | 46.9 | 2012 | 9999 |  |  |  | 0.02456 | NEI 2019
PSEG Kearny Generating Station | 2404_G_141 | 2404 | G | 141 | 90781 | Combustion Turbine | PJM_EMAC | New Jersey | Hudson | 46.9 | 2012 | 9999 |  |  |  | 0.02456 | NEI 2019
PSEG Kearny Generating Station | 2404_G_142 | 2404 | G | 142 | 90782 | Combustion Turbine | PJM_EMAC | New Jersey | Hudson | 46.9 | 2012 | 9999 | 2019 | 0.6706 | 54613.2838 | 0.02456 | NEI 2019
PSEG Kearny Generating Station | 2404_G_N121 | 2404 | G | N121 | 1540 | Combustion Turbine | PJM_EMAC | New Jersey | Hudson | 44.5 | 2001 | 9999 |  |  |  | 0.04711 | NEI 2019
PSEG Kearny Generating Station | 2404_G_N122 | 2404 | G | N122 | 1541 | Combustion Turbine | PJM_EMAC | New Jersey | Hudson | 44.5 | 2001 | 9999 |  |  |  | 0.04711 | NEI 2019
PSEG Kearny Generating Station | 2404_G_N123 | 2404 | G | N123 | 1542 | Combustion Turbine | PJM_EMAC | New Jersey | Hudson | 44.5 | 2001 | 9999 |  |  |  | 0.04711 | NEI 2019
PSEG Kearny Generating Station | 2404_G_N124 | 2404 | G | N124 | 1543 | Combustion Turbine | PJM_EMAC | New Jersey | Hudson | 44.5 | 2001 | 9999 | 2019 | 0.8137 | 34545.7162 | 0.04711 | NEI 2019
PSEG Linden Generating Station | 2406_G_1001 | 2406 | G | 1001 | 1552 | Combined Cycle | PJM_EMAC | New Jersey | Union | 238.4 | 2006 | 9999 |  |  |  | 0.04609 | Default Emission Factor
PSEG Linden Generating Station | 2406_G_1101 | 2406 | G | 1101 | 1552 | Combined Cycle | PJM_EMAC | New Jersey | Union | 188.3 | 2006 | 9999 |  |  |  | 0.04609 | Default Emission Factor
PSEG Linden Generating Station | 2406_G_1201 | 2406 | G | 1201 | 1553 | Combined Cycle | PJM_EMAC | New Jersey | Union | 188.3 | 2006 | 9999 |  |  |  | 0.04609 | Default Emission Factor
PSEG Linden Generating Station | 2406_G_2001 | 2406 | G | 2001 | 1558 | Combined Cycle | PJM_EMAC | New Jersey | Union | 238.4 | 2006 | 9999 |  |  |  | 0.03782 | NEI 2019
PSEG Linden Generating Station | 2406_G_2101 | 2406 | G | 2101 | 1558 | Combined Cycle | PJM_EMAC | New Jersey | Union | 188.3 | 2006 | 9999 |  |  |  | 0.03782 | NEI 2019
PSEG Linden Generating Station | 2406_G_2201 | 2406 | G | 2201 | 1559 | Combined Cycle | PJM_EMAC | New Jersey | Union | 188.3 | 2006 | 9999 | 2019 | 49.5069 | 5299243 | 0.03782 | NEI 2019
PSEG Linden Generating Station | 2406_G_5 | 2406 | G | 5 | 1561 | Combustion Turbine | PJM_EMAC | New Jersey | Union | 86 | 2000 | 9999 |  |  |  | 0.09714 | NEI 2019
PSEG Linden Generating Station | 2406_G_6 | 2406 | G | 6 | 1562 | Combustion Turbine | PJM_EMAC | New Jersey | Union | 86 | 2000 | 9999 |  |  |  | 0.09714 | NEI 2019
PSEG Linden Generating Station | 2406_G_7 | 2406 | G | 7 | 1563 | Combustion Turbine | PJM_EMAC | New Jersey | Union | 84 | 1995 | 9999 |  |  |  | 0.09714 | NEI 2019
PSEG Linden Generating Station | 2406_G_8 | 2406 | G | 8 | 1565 | Combustion Turbine | PJM_EMAC | New Jersey | Union | 80.2 | 1995 | 9999 | 2019 | 0.5322 | 10958 | 0.09714 | NEI 2019
PSEG Salem Generating Station | 2410_G_3 | 2410 | G | 3 | 1572 | Combustion Turbine | PJM_EMAC | New Jersey | Salem | 38.4 | 1971 | 9999 |  |  |  | 0.155 | Default Emission Factor
PSEG Sewaren Generating Station | 2411_G_701 | 2411 | G | 701 | 91149 | Combined Cycle | PJM_EMAC | New Jersey | Middlesex | 328 | 2018 | 9999 | 2019 | 59.3953 | 3308721 | 0.0359 | NEI 2019
PSEG Sewaren Generating Station | 2411_G_702 | 2411 | G | 702 | 91149 | Combined Cycle | PJM_EMAC | New Jersey | Middlesex | 196.5 | 2018 | 9999 |  |  |  | 0.0359 | NEI 2019
Howard Down | 2434_G_11 | 2434 | G | 11 | 90625 | Combustion Turbine | PJM_EMAC | New Jersey | Cumberland | 55 | 2012 | 9999 | 2019 | 2.772 | 80373 | 0.06898 | NEI 2019
Rio Grande | 2444_G_9 | 2444 | G | 9 | 90701 | Combustion Turbine | WECC_NM | New Mexico | Dona Ana | 87.9 | 2013 | 9999 | 2019 | 1.812 | 263806 | 0.01374 | NEI 2019
Maddox | 2446_G_2 | 2446 | G | 2 |  | Combustion Turbine | SPP_SPS | New Mexico | Lea | 61 | 1976 | 2024 | 2019 | 13.02 | 264457.338 | 0.09847 | NEI 2019
Maddox | 2446_G_3 | 2446 | G | 3 |  | Combustion Turbine | SPP_SPS | New Mexico | Lea | 10 | 1963 | 2025 | 2019 | 0.011 | 43353.662 | 0.00051 | NEI 2019
Cunningham | 2454_G_3 | 2454 | G | 3 | 1602 | Combustion Turbine | SPP_SPS | New Mexico | Lea | 106 | 1998 | 9999 | 2019 | 10.166 | 420337.1675 | 0.04837 | NEI 2019
Cunningham | 2454_G_4 | 2454 | G | 4 | 1603 | Combustion Turbine | SPP_SPS | New Mexico | Lea | 103 | 1998 | 9999 | 2019 | 12.175 | 408440.8325 | 0.05962 | NEI 2019
Humboldt Bay | 246_G_IC1 | 246 | G | IC1 |  | Combustion Turbine | WEC_CALN | California | Humboldt | 16.3 | 2010 | 9999 | 2017 | 0.59458 | 43052.5495 | 0.02762 | NEI 2019
Humboldt Bay | 246_G_IC10 | 246 | G | IC10 |  | Combustion Turbine | WEC_CALN | California | Humboldt | 16.3 | 2010 | 9999 | 2017 | 0.56003 | 43052.5495 | 0.02602 | NEI 2019
Humboldt Bay | 246_G_IC2 | 246 | G | IC2 |  | Combustion Turbine | WEC_CALN | California | Humboldt | 16.3 | 2010 | 9999 |  |  |  | 0.86775 | Default Emission Factor
Humboldt Bay | 246_G_IC3 | 246 | G | IC3 |  | Combustion Turbine | WEC_CALN | California | Humboldt | 16.3 | 2011 | 9999 | 2017 | 0.51704 | 43052.5495 | 0.02402 | NEI 2019
Humboldt Bay | 246_G_IC4 | 246 | G | IC4 |  | Combustion Turbine | WEC_CALN | California | Humboldt | 16.3 | 2010 | 9999 | 2017 | 0.30181 | 43052.5495 | 0.01402 | NEI 2019
Humboldt Bay | 246_G_IC5 | 246 | G | IC5 |  | Combustion Turbine | WEC_CALN | California | Humboldt | 16.3 | 2010 | 9999 | 2017 | 0.51325 | 43052.5495 | 0.02384 | NEI 2019
Humboldt Bay | 246_G_IC6 | 246 | G | IC6 |  | Combustion Turbine | WEC_CALN | California | Humboldt | 16.3 | 2010 | 9999 |  |  |  | 0.86775 | Default Emission Factor
Humboldt Bay | 246_G_IC7 | 246 | G | IC7 |  | Combustion Turbine | WEC_CALN | California | Humboldt | 16.3 | 2010 | 9999 | 2017 | 0.60636 | 43052.5495 | 0.02817 | NEI 2019
Humboldt Bay | 246_G_IC8 | 246 | G | IC8 |  | Combustion Turbine | WEC_CALN | California | Humboldt | 16.3 | 2010 | 9999 | 2017 | 0.442 | 43052.5495 | 0.02053 | NEI 2019
Humboldt Bay | 246_G_IC9 | 246 | G | IC9 |  | Combustion Turbine | WEC_CALN | California | Humboldt | 16.7 | 2010 | 9999 | 2017 | 0.57589 | 44109.0538 | 0.02611 | NEI 2019
Danskammer Generating Station | 2480_G_5 | 2480 | G | 5 |  | Combustion Turbine | NY_Z_G-I | New York | Orange | 2.5 | 1967 | 9999 |  |  |  | 0.86775 | Default Emission Factor
Danskammer Generating Station | 2480_G_6 | 2480 | G | 6 |  | Combustion Turbine | NY_Z_G-I | New York | Orange | 2.5 | 1967 | 9999 |  |  |  | 0.86775 | Default Emission Factor
South Cairo | 2485_G_GT1 | 2485 | G | GT1 |  | Combustion Turbine | NY_Z_G-I | New York | Greene | 20.1 | 1970 | 9999 |  |  |  | 0.155 | Default Emission Factor
West Coxsackie | 2487_G_GT1 | 2487 | G | GT1 |  | Combustion Turbine | NY_Z_G-I | New York | Greene | 19.6 | 1969 | 9999 |  |  |  | 0.155 | Default Emission Factor
Arthur Kill Generating Station | 2490_G_GT1 | 2490 | G | GT1 | 1612 | Combustion Turbine | NY_Z_J | New York | Richmond | 12 | 1970 | 9999 | 2019 | 0.027997 | 405 | 0.13826 | NEI 2019
East River | 2493_G_1 | 2493 | G | 1 | 1614 | Combustion Turbine | NY_Z_J | New York | New York | 154.7 | 2005 | 9999 | 2019 | 49.7313 | 1106663.8826 | 0.08988 | NEI 2019
East River | 2493_G_2 | 2493 | G | 2 | 1615 | Combustion Turbine | NY_Z_J | New York | New York | 153.1 | 2005 | 9999 | 2019 | 36.889 | 1095218.1024 | 0.06736 | NEI 2019
Gowanus Gas Turbines Generating | 2494_G_GT11 | 2494 | G | GT11 | 1619 | Combustion Turbine | NY_Z_J | New York | Kings | 18.7 | 1971 | 9999 |  |  |  | 0.16826 | NEI 2019
Gowanus Gas Turbines Generating | 2494_G_GT12 | 2494 | G | GT12 | 1620 | Combustion Turbine | NY_Z_J | New York | Kings | 19.1 | 1971 | 9999 |  |  |  | 0.16826 | NEI 2019
Gowanus Gas Turbines Generating | 2494_G_GT13 | 2494 | G | GT13 | 1621 | Combustion Turbine | NY_Z_J | New York | Kings | 17.8 | 1971 | 9999 |  |  |  | 0.16826 | NEI 2019
Gowanus Gas Turbines Generating | 2494_G_GT14 | 2494 | G | GT14 | 1622 | Combustion Turbine | NY_Z_J | New York | Kings | 16.2 | 1971 | 9999 |  |  |  | 0.16826 | NEI 2019
Gowanus Gas Turbines Generating | 2494_G_GT15 | 2494 | G | GT15 | 1623 | Combustion Turbine | NY_Z_J | New York | Kings | 17.2 | 1971 | 9999 |  |  |  | 0.16826 | NEI 2019
Gowanus Gas Turbines Generating | 2494_G_GT16 | 2494 | G | GT16 | 1624 | Combustion Turbine | NY_Z_J | New York | Kings | 16.3 | 1971 | 9999 |  |  |  | 0.16826 | NEI 2019
Gowanus Gas Turbines Generating | 2494_G_GT17 | 2494 | G | GT17 | 1625 | Combustion Turbine | NY_Z_J | New York | Kings | 16.7 | 1971 | 9999 |  |  |  | 0.16826 | NEI 2019
Gowanus Gas Turbines Generating | 2494_G_GT18 | 2494 | G | GT18 | 1626 | Combustion Turbine | NY_Z_J | New York | Kings | 15.1 | 1971 | 9999 |  |  |  | 0.16826 | NEI 2019
Gowanus Gas Turbines Generating | 2494_G_GT21 | 2494 | G | GT21 | 1627 | Combustion Turbine | NY_Z_J | New York | Kings | 17.1 | 1971 | 9999 |  |  |  | 0.16826 | NEI 2019
Gowanus Gas Turbines Generating | 2494_G_GT22 | 2494 | G | GT22 | 1628 | Combustion Turbine | NY_Z_J | New York | Kings | 18.5 | 1971 | 9999 |  |  |  | 0.16826 | NEI 2019
Gowanus Gas Turbines Generating | 2494_G_GT23 | 2494 | G | GT23 | 1629 | Combustion Turbine | NY_Z_J | New York | Kings | 20 | 1971 | 9999 |  |  |  | 0.16826 | NEI 2019
Gowanus Gas Turbines Generating | 2494_G_GT24 | 2494 | G | GT24 | 1630 | Combustion Turbine | NY_Z_J | New York | Kings | 17.4 | 1971 | 9999 |  |  |  | 0.16826 | NEI 2019
Gowanus Gas Turbines Generating | 2494_G_GT25 | 2494 | G | GT25 | 1631 | Combustion Turbine | NY_Z_J | New York | Kings | 18.8 | 1971 | 9999 |  |  |  | 0.16826 | NEI 2019
Gowanus Gas Turbines Generating | 2494_G_GT26 | 2494 | G | GT26 | 1632 | Combustion Turbine | NY_Z_J | New York | Kings | 20.2 | 1971 | 9999 |  |  |  | 0.16826 | NEI 2019
Gowanus Gas Turbines Generating | 2494_G_GT27 | 2494 | G | GT27 | 1633 | Combustion Turbine | NY_Z_J | New York | Kings | 19.1 | 1971 | 9999 |  |  |  | 0.16826 | NEI 2019
Gowanus Gas Turbines Generating | 2494_G_GT28 | 2494 | G | GT28 | 1634 | Combustion Turbine | NY_Z_J | New York | Kings | 16.1 | 1971 | 9999 |  |  |  | 0.16826 | NEI 2019
Gowanus Gas Turbines Generating | 2494_G_GT31 | 2494 | G | GT31 | 1635 | Combustion Turbine | NY_Z_J | New York | Kings | 16.7 | 1971 | 9999 |  |  |  | 0.16826 | NEI 2019
Gowanus Gas Turbines Generating | 2494_G_GT32 | 2494 | G | GT32 | 1636 | Combustion Turbine | NY_Z_J | New York | Kings | 16.8 | 1971 | 9999 |  |  |  | 0.16826 | NEI 2019
Gowanus Gas Turbines Generating | 2494_G_GT33 | 2494 | G | GT33 | 1637 | Combustion Turbine | NY_Z_J | New York | Kings | 18.1 | 1971 | 9999 |  |  |  | 0.16826 | NEI 2019
Gowanus Gas Turbines Generating | 2494_G_GT34 | 2494 | G | GT34 | 1638 | Combustion Turbine | NY_Z_J | New York | Kings | 16.2 | 1971 | 9999 |  |  |  | 0.16826 | NEI 2019
Gowanus Gas Turbines Generating | 2494_G_GT35 | 2494 | G | GT35 | 1639 | Combustion Turbine | NY_Z_J | New York | Kings | 17.3 | 1971 | 9999 |  |  |  | 0.16826 | NEI 2019
Gowanus Gas Turbines Generating | 2494_G_GT36 | 2494 | G | GT36 | 1640 | Combustion Turbine | NY_Z_J | New York | Kings | 15.5 | 1971 | 9999 |  |  |  | 0.16826 | NEI 2019
Gowanus Gas Turbines Generating | 2494_G_GT37 | 2494 | G | GT37 | 1641 | Combustion Turbine | NY_Z_J | New York | Kings | 17.9 | 1971 | 9999 |  |  |  | 0.16826 | NEI 2019
Gowanus Gas Turbines Generating | 2494_G_GT38 | 2494 | G | GT38 | 1642 | Combustion Turbine | NY_Z_J | New York | Kings | 17.6 | 1971 | 9999 |  |  |  | 0.16826 | NEI 2019
Gowanus Gas Turbines Generating | 2494_G_GT41 | 2494 | G | GT41 | 1643 | Combustion Turbine | NY_Z_J | New York | Kings | 18.2 | 1971 | 9999 |  |  |  | 0.16826 | NEI 2019
Gowanus Gas Turbines Generating | 2494_G_GT42 | 2494 | G | GT42 | 1644 | Combustion Turbine | NY_Z_J | New York | Kings | 17.9 | 1971 | 9999 |  |  |  | 0.16826 | NEI 2019
Gowanus Gas Turbines Generating | 2494_G_GT43 | 2494 | G | GT43 | 1645 | Combustion Turbine | NY_Z_J | New York | Kings | 16.4 | 1971 | 9999 |  |  |  | 0.16826 | NEI 2019
Gowanus Gas Turbines Generating | 2494_G_GT44 | 2494 | G | GT44 | 1646 | Combustion Turbine | NY_Z_J | New York | Kings | 16.5 | 1971 | 9999 |  |  |  | 0.16826 | NEI 2019
Gowanus Gas Turbines Generating | 2494_G_GT45 | 2494 | G | GT45 | 1647 | Combustion Turbine | NY_Z_J | New York | Kings | 16.2 | 1971 | 9999 |  |  |  | 0.16826 | NEI 2019
Gowanus Gas Turbines Generating | 2494_G_GT46 | 2494 | G | GT46 | 1648 | Combustion Turbine | NY_Z_J | New York | Kings | 18 | 1971 | 9999 |  |  |  | 0.16826 | NEI 2019
Gowanus Gas Turbines Generating | 2494_G_GT47 | 2494 | G | GT47 | 1649 | Combustion Turbine | NY_Z_J | New York | Kings | 16.6 | 1971 | 9999 |  |  |  | 0.16826 | NEI 2019
Gowanus Gas Turbines Generating | 2494_G_GT48 | 2494 | G | GT48 | 1650 | Combustion Turbine | NY_Z_J | New York | Kings | 16.6 | 1971 | 9999 | 2019 | 0.62828 | 7468 | 0.16826 | NEI 2019
Hudson Avenue | 2496_G_GT3 | 2496 | G | GT3 | 1655 | Combustion Turbine | NY_Z_J | New York | Kings | 16.7 | 1970 | 9999 |  |  |  | 0.21731 | NEI 2019
Hudson Avenue | 2496_G_GT5 | 2496 | G | GT5 | 1657 | Combustion Turbine | NY_Z_J | New York | Kings | 14.7 | 1970 | 9999 | 2019 | 0.070407 | 648 | 0.21731 | NEI 2019
Narrows Gas Turbines Generating | 2499_G_NT11 | 2499 | G | NT11 | 1659 | Combustion Turbine | NY_Z_J | New York | Kings | 19.6 | 1972 | 9999 |  |  |  | 0.11064 | NEI 2019
Narrows Gas Turbines Generating | 2499_G_NT12 | 2499 | G | NT12 | 1660 | Combustion Turbine | NY_Z_J | New York | Kings | 17.6 | 1972 | 9999 |  |  |  | 0.11064 | NEI 2019
Narrows Gas Turbines Generating | 2499_G_NT13 | 2499 | G | NT13 | 1661 | Combustion Turbine | NY_Z_J | New York | Kings | 18.6 | 1972 | 9999 |  |  |  | 0.11064 | NEI 2019
Narrows Gas Turbines Generating | 2499_G_NT14 | 2499 | G | NT14 | 1662 | Combustion Turbine | NY_Z_J | New York | Kings | 18.7 | 1972 | 9999 |  |  |  | 0.11064 | NEI 2019
Narrows Gas Turbines Generating | 2499_G_NT15 | 2499 | G | NT15 | 1663 | Combustion Turbine | NY_Z_J | New York | Kings | 20.6 | 1972 | 9999 |  |  |  | 0.11064 | NEI 2019
Narrows Gas Turbines Generating | 2499_G_NT16 | 2499 | G | NT16 | 1664 | Combustion Turbine | NY_Z_J | New York | Kings | 15.7 | 1972 | 9999 |  |  |  | 0.11064 | NEI 2019
Narrows Gas Turbines Generating | 2499_G_NT17 | 2499 | G | NT17 | 1665 | Combustion Turbine | NY_Z_J | New York | Kings | 19.8 | 1972 | 9999 |  |  |  | 0.11064 | NEI 2019
Narrows Gas Turbines Generating | 2499_G_NT18 | 2499 | G | NT18 | 1666 | Combustion Turbine | NY_Z_J | New York | Kings | 17.4 | 1972 | 9999 | 2019 | 1.0493 | 18967.9337 | 0.11064 | NEI 2019
Narrows Gas Turbines Generating | 2499_G_NT21 | 2499 | G | NT21 | 1667 | Combustion Turbine | NY_Z_J | New York | Kings | 19 | 1972 | 9999 |  |  |  | 0.12002 | NEI 2019
Narrows Gas Turbines Generating | 2499_G_NT22 | 2499 | G | NT22 | 1668 | Combustion Turbine | NY_Z_J | New York | Kings | 16.3 | 1972 | 9999 |  |  |  | 0.12002 | NEI 2019
Narrows Gas Turbines Generating | 2499_G_NT23 | 2499 | G | NT23 | 1669 | Combustion Turbine | NY_Z_J | New York | Kings | 17.7 | 1972 | 9999 |  |  |  | 0.12002 | NEI 2019
Narrows Gas Turbines Generating | 2499_G_NT24 | 2499 | G | NT24 | 1670 | Combustion Turbine | NY_Z_J | New York | Kings | 18 | 1972 | 9999 |  |  |  | 0.12002 | NEI 2019
Narrows Gas Turbines Generating | 2499_G_NT25 | 2499 | G | NT25 | 1671 | Combustion Turbine | NY_Z_J | New York | Kings | 18.4 | 1972 | 9999 |  |  |  | 0.12002 | NEI 2019
Narrows Gas Turbines Generating | 2499_G_NT26 | 2499 | G | NT26 | 1672 | Combustion Turbine | NY_Z_J | New York | Kings | 16.6 | 1972 | 9999 |  |  |  | 0.12002 | NEI 2019
Narrows Gas Turbines Generating | 2499_G_NT27 | 2499 | G | NT27 | 1673 | Combustion Turbine | NY_Z_J | New York | Kings | 18.9 | 1972 | 9999 |  |  |  | 0.12002 | NEI 2019
Narrows Gas Turbines Generating | 2499_G_NT28 | 2499 | G | NT28 | 1674 | Combustion Turbine | NY_Z_J | New York | Kings | 16.5 | 1972 | 9999 | 2019 | 1.0875 | 18122.0663 | 0.12002 | NEI 2019
Ravenswood | 2500_G_4 | 2500 | G | 4 | 89141 | Combined Cycle | NY_Z_J | New York | Queens | 169.7 | 2003 | 9999 | 2019 | 73.3236 | 1525287 | 0.09614 | NEI 2019
Ravenswood | 2500_G_4S | 2500 | G | 4S | 89141 | Combined Cycle | NY_Z_J | New York | Queens | 79.1 | 2003 | 9999 |  |  |  | 0.09614 | NEI 2019
Ravenswood | 2500_G_GT1 | 2500 | G | GT1 | 1682 | Combustion Turbine | NY_Z_J | New York | Queens | 8.7 | 1967 | 9999 | 2019 | 0.014929 | 94.6626 | 0.31542 | NEI 2019
Ravenswood | 2500_G_GT10 | 2500 | G | GT10 | 1689 | Combustion Turbine | NY_Z_J | New York | Queens | 19.2 | 1969 | 9999 | 2019 | 0.056628 | 208.9105 | 0.54213 | NEI 2019
Ravenswood | 2500_G_GT11 | 2500 | G | GT11 | 1690 | Combustion Turbine | NY_Z_J | New York | Queens | 17.3 | 1969 | 9999 | 2019 | 0.064709 | 188.237 | 0.68753 | NEI 2019
59th Street | 2503_G_GT1 | 2503 | G | GT1 | 1713 | Combustion Turbine | NY_Z_J | New York | New York | 15.5 | 1969 | 9999 | 2019 | 0.033 | 119 | 0.55462 | NEI 2019
74th Street | 2504_G_GT1 | 2504 | G | GT1 | 1717 | Combustion Turbine | NY_Z_J | New York | New York | 19 | 1968 | 9999 |  |  |  | 0.21203 | NEI 2019
74th Street | 2504_G_GT2 | 2504 | G | GT2 | 1718 | Combustion Turbine | NY_Z_J | New York | New York | 18.9 | 1968 | 9999 | 2019 | 0.0335 | 316 | 0.21203 | NEI 2019
E F Barrett | 2511_G_10 | 2511 | G | 10 | 1729 | Combustion Turbine | NY_Z_K | New York | Nassau | 39.6 | 1971 | 9999 |  |  |  | 0.25898 | NEI 2019
E F Barrett | 2511_G_11 | 2511 | G | 11 | 1731 | Combustion Turbine | NY_Z_K | New York | Nassau | 40.1 | 1971 | 9999 |  |  |  | 0.25898 | NEI 2019
E F Barrett | 2511_G_12 | 2511 | G | 12 | 1733 | Combustion Turbine | NY_Z_K | New York | Nassau | 40.9 | 1971 | 9999 |  |  |  | 0.25898 | NEI 2019
E F Barrett | 2511_G_3 | 2511 | G | 3 | 1721 | Combustion Turbine | NY_Z_K | New York | Nassau | 17.2 | 1970 | 9999 |  |  |  | 0.11772 | NEI 2019
E F Barrett | 2511_G_4 | 2511 | G | 4 | 1722 | Combustion Turbine | NY_Z_K | New York | Nassau | 17.1 | 1970 | 9999 |  |  |  | 0.11772 | NEI 2019
E F Barrett | 2511_G_5 | 2511 | G | 5 | 1723 | Combustion Turbine | NY_Z_K | New York | Nassau | 17.3 | 1970 | 9999 |  |  |  | 0.11772 | NEI 2019
E F Barrett | 2511_G_6 | 2511 | G | 6 | 1724 | Combustion Turbine | NY_Z_K | New York | Nassau | 17.8 | 1970 | 9999 |  |  |  | 0.11772 | NEI 2019
E F Barrett | 2511_G_8 | 2511 | G | 8 | 1726 | Combustion Turbine | NY_Z_K | New York | Nassau | 16.9 | 1970 | 9999 |  |  |  | 0.11772 | NEI 2019
E F Barrett | 2511_G_9 | 2511 | G | 9 | 1735 | Combustion Turbine | NY_Z_K | New York | Nassau | 40.7 | 1971 | 9999 | 2019 | 6.4001 | 49425.6202 | 0.25898 | NEI 2019
E F Barrett | 2511_G_GT1 | 2511 | G | GT1 | 1728 | Combustion Turbine | NY_Z_K | New York | Nassau | 17.4 | 1970 | 9999 | 2019 | 2.1859 | 37138.1598 | 0.11772 | NEI 2019
E F Barrett | 2511_G_GT2 | 2511 | G | GT2 | 1728 | Combustion Turbine | NY_Z_K | New York | Nassau | 17.5 | 1970 | 9999 |  |  |  | 0.11772 | NEI 2019
East Hampton | 2512_G_1 | 2512 | G | 1 | 1737 | Combustion Turbine | NY_Z_K | New York | Suffolk | 19.2 | 1970 | 9999 | 2019 | 2.0347 | 12044 | 0.33787 | NEI 2019
East Hampton | 2512_G_2 | 2512 | G | 2 |  | Combustion Turbine | NY_Z_K | New York | Suffolk | 2 | 1962 | 9999 |  |  |  | 0.86775 | Default Emission Factor
East Hampton | 2512_G_3 | 2512 | G | 3 |  | Combustion Turbine | NY_Z_K | New York | Suffolk | 2 | 1962 | 9999 |  |  |  | 0.86775 | Default Emission Factor
East Hampton | 2512_G_4 | 2512 | G | 4 |  | Combustion Turbine | NY_Z_K | New York | Suffolk | 2 | 1962 | 9999 |  |  |  | 0.86775 | Default Emission Factor
Glenwood | 2514_G_GT2 | 2514 | G | GT2 | 1741 | Combustion Turbine | NY_Z_K | New York | Nassau | 49 | 1972 | 9999 | 2019 | 0.085 | 281.4793 | 0.60395 | NEI 2019
Glenwood | 2514_G_GT3 | 2514 | G | GT3 | 1742 | Combustion Turbine | NY_Z_K | New York | Nassau | 55.1 | 1972 | 9999 | 2019 | 0.0565 | 316.5207 | 0.35701 | NEI 2019
Northport | 2516_G_GT1 | 2516 | G | GT1 | 1747 | Combustion Turbine | NY_Z_K | New York | Suffolk | 11.8 | 1967 | 9999 |  |  |  | 0.155 | Default Emission Factor
Port Jefferson | 2517_G_GT1 | 2517 | G | GT1 | 1752 | Combustion Turbine | NY_Z_K | New York | Suffolk | 12.1 | 1966 | 9999 | 2019 | 0.058 | 5550.1163 | 0.0209 | NEI 2019
Port Jefferson | 2517_G_GT2 | 2517 | G | GT2 | 10016 | Combustion Turbine | NY_Z_K | New York | Suffolk | 40.5 | 2002 | 9999 |  |  |  | 0.06837 | NEI 2019
Port Jefferson | 2517_G_GT3 | 2517 | G | GT3 | 10017 | Combustion Turbine | NY_Z_K | New York | Suffolk | 41.1 | 2002 | 9999 | 2019 | 1.2794 | 37428.8837 | 0.06837 | NEI 2019
Shoreham | 2518_G_GT1 | 2518 | G | GT1 | 2958 | Combustion Turbine | NY_Z_K | New York | Suffolk | 49.8 | 1971 | 9999 | 2019 | 0.26284 | 715.5434 | 0.73467 | NEI 2019
Shoreham | 2518_G_GT2 | 2518 | G | GT2 | 2959 | Combustion Turbine | NY_Z_K | New York | Suffolk | 15.9 | 1966 | 9999 | 2019 | 0.07373 | 228.4566 | 0.64546 | NEI 2019
South Hampton | 2519_G_1 | 2519 | G | 1 |  | Combustion Turbine | NY_Z_K | New York | Suffolk | 8.5 | 1963 | 9999 | 2019 | 0.516 | 2104 | 0.49049 | NEI 2019
Southold | 2520_G_1 | 2520 | G | 1 |  | Combustion Turbine | NY_Z_K | New York | Suffolk | 10 | 1964 | 9999 | 2019 | 0.379 | 1725 | 0.43942 | NEI 2019
Harris Lake | 2528_G_1 | 2528 | G | 1 |  | Combustion Turbine | NY_Z_D | New York | Essex | 1.7 | 1967 | 9999 |  |  |  | 0.86775 | Default Emission Factor
Harris Lake | 2528_G_2 | 2528 | G | 2 |  | Combustion Turbine | NY_Z_D | New York | Essex | 2.3 | 2017 | 9999 |  |  |  | 0.86775 | Default Emission Factor
Bethlehem Energy Center | 2539_G_5 | 2539 | G | 5 | 1771 | Combined Cycle | NY_Z_F | New York | Albany | 182.6 | 2005 | 9999 | 2019 | 41.8797 | 4544459 | 0.01843 | NEI 2019
Bethlehem Energy Center | 2539_G_6 | 2539 | G | 6 | 1772 | Combined Cycle | NY_Z_F | New York | Albany | 182.6 | 2005 | 9999 |  |  |  | 0.01843 | NEI 2019
Bethlehem Energy Center | 2539_G_7 | 2539 | G | 7 | 1773 | Combined Cycle | NY_Z_F | New York | Albany | 182.6 | 2005 | 9999 |  |  |  | 0.01843 | NEI 2019
Bethlehem Energy Center | 2539_G_8 | 2539 | G | 8 | 1771 | Combined Cycle | NY_Z_F | New York | Albany | 257 | 2005 | 9999 |  |  |  | 0.01843 | NEI 2019
E C Gaston | 26_G_GT4 | 26 | G | GT4 |  | Combustion Turbine | S_SOU | Alabama | Shelby | 16 | 1970 | 9999 | 2019 | 0.022 | 147 | 0.29932 | NEI 2019
Dynegy Moss Landing Power Plant | 260_G_CT1A | 260 | G | CT1A | 149 | Combined Cycle | WEC_CALN | California | Monterey | 165 | 2002 | 9999 |  |  |  | 0.04609 | Default Emission Factor
Dynegy Moss Landing Power Plant | 260_G_CT1B | 260 | G | CT1B | 150 | Combined Cycle | WEC_CALN | California | Monterey | 165 | 2002 | 9999 |  |  |  | 0.04609 | Default Emission Factor
Dynegy Moss Landing Power Plant | 260_G_CT2A | 260 | G | CT2A | 152 | Combined Cycle | WEC_CALN | California | Monterey | 165 | 2002 | 9999 |  |  |  | 0.04609 | Default Emission Factor
Dynegy Moss Landing Power Plant | 260_G_CT2B | 260 | G | CT2B | 153 | Combined Cycle | WEC_CALN | California | Monterey | 165 | 2002 | 9999 |  |  |  | 0.04609 | Default Emission Factor
Dynegy Moss Landing Power Plant | 260_G_ST1 | 260 | G | ST1 | 149 | Combined Cycle | WEC_CALN | California | Monterey | 180 | 2002 | 9999 |  |  |  | 0.04609 | Default Emission Factor
Dynegy Moss Landing Power Plant | 260_G_ST2 | 260 | G | ST2 | 152 | Combined Cycle | WEC_CALN | California | Monterey | 180 | 2002 | 9999 |  |  |  | 0.04609 | Default Emission Factor
Hillburn | 2628_G_GEN1 | 2628 | G | GEN1 | 1795 | Combustion Turbine | NY_Z_G-I | New York | Rockland | 33.1 | 1972 | 9999 | 2019 | 0.017941 | 305 | 0.11764 | NEI 2019
Shoemaker | 2632_G_SHOE | 2632 | G | SHOE | 1799 | Combustion Turbine | NY_Z_G-I | New York | Orange | 33 | 1972 | 9999 | 2019 | 0.06392 | 1117 | 0.11445 | NEI 2019
Plant No 1 Freeport | 2678_G_2 | 2678 | G | 2 |  | Combustion Turbine | NY_Z_K | New York | Nassau | 2.2 | 1949 | 9999 | 2019 | 0.006095 | 16.4368 | 0.74163 | NEI 2019
Plant No 1 Freeport | 2678_G_3 | 2678 | G | 3 |  | Combustion Turbine | NY_Z_K | New York | Nassau | 2 | 1954 | 9999 | 2019 | 0.01249 | 14.9425 | 1.6717 | NEI 2019
Plant No 2 Freeport | 2679_G_3 | 2679 | G | 3 |  | Combustion Turbine | NY_Z_K | New York | Nassau | 16.8 | 1973 | 9999 | 2019 | 0.094064 | 3529.2766 | 0.05331 | NEI 2019
Plant No 2 Freeport | 2679_G_CT5 | 2679 | G | CT5 | 88098 | Combustion Turbine | NY_Z_K | New York | Nassau | 49 | 2004 | 9999 | 2019 | 0.16857 | 10293.7234 | 0.03275 | NEI 2019
Greenport | 2681_G_4 | 2681 | G | 4 |  | Combustion Turbine | NY_Z_K | New York | Suffolk | 1 | 1957 | 9999 |  |  |  | 0.86775 | Default Emission Factor
Greenport | 2681_G_5 | 2681 | G | 5 |  | Combustion Turbine | NY_Z_K | New York | Suffolk | 1.5 | 1965 | 9999 |  |  |  | 0.86775 | Default Emission Factor
Greenport | 2681_G_6 | 2681 | G | 6 |  | Combustion Turbine | NY_Z_K | New York | Suffolk | 3 | 1971 | 9999 |  |  |  | 0.86775 | Default Emission Factor
S A Carlson | 2682_G_7 | 2682 | G | 7 | 1814 | Combustion Turbine | NY_Z_A | New York | Chautauqua | 42 | 2001 | 9999 | 2019 | 0.38635 | 140677.8904 | 0.00549 | NEI 2019
Charles P Keller | 2695_G_10 | 2695 | G | 10 |  | Combustion Turbine | NY_Z_K | New York | Nassau | 3.2 | 1954 | 9999 |  |  |  | 0.86775 | Default Emission Factor
Charles P Keller | 2695_G_11 | 2695 | G | 11 |  | Combustion Turbine | NY_Z_K | New York | Nassau | 5.2 | 1962 | 9999 |  |  |  | 0.86775 | Default Emission Factor
Charles P Keller | 2695_G_12 | 2695 | G | 12 |  | Combustion Turbine | NY_Z_K | New York | Nassau | 5.5 | 1967 | 9999 |  |  |  | 0.86775 | Default Emission Factor
Charles P Keller | 2695_G_13 | 2695 | G | 13 |  | Combustion Turbine | NY_Z_K | New York | Nassau | 5.5 | 1974 | 9999 |  |  |  | 0.86775 | Default Emission Factor
Charles P Keller | 2695_G_14 | 2695 | G | 14 |  | Combustion Turbine | NY_Z_K | New York | Nassau | 6.2 | 1994 | 9999 |  |  |  | 0.86775 | Default Emission Factor
Charles P Keller | 2695_G_9 | 2695 | G | 9 |  | Combustion Turbine | NY_Z_K | New York | Nassau | 3.2 | 1954 | 9999 |  |  |  | 0.86775 | Default Emission Factor
Asheville | 2706_G_CT5 | 2706 | G | CT5 |  | Combined Cycle | S_VACA | North Carolina | Buncombe | 191.2 | 2019 | 9999 |  |  |  | 0.02972 | Default Emission Factor
Asheville | 2706_G_CT7 | 2706 | G | CT7 |  | Combined Cycle | S_VACA | North Carolina | Buncombe | 191.2 | 2019 | 9999 |  |  |  | 0.02972 | Default Emission Factor
Asheville | 2706_G_GT1 | 2706 | G | GT1 | 1818 | Combustion Turbine | S_VACA | North Carolina | Buncombe | 160 | 1999 | 9999 | 2019 | 2.9983 | 671480 | 0.00893 | NEI 2019
Asheville | 2706_G_GT2 | 2706 | G | GT2 | 1819 | Combustion Turbine | S_VACA | North Carolina | Buncombe | 160 | 2000 | 9999 | 2019 | 3.0782 | 374182 | 0.01645 | NEI 2019
Asheville | 2706_G_ST6 | 2706 | G | ST6 | 1816 | Combined Cycle | S_VACA | North Carolina | Buncombe | 102 | 2019 | 9999 |  |  |  | 0.02972 | Default Emission Factor
Asheville | 2706_G_ST8 | 2706 | G | ST8 | 1817 | Combined Cycle | S_VACA | North Carolina | Buncombe | 102 | 2019 | 9999 |  |  |  | 0.02972 | Default Emission Factor
Blewett | 2707_G_GT1 | 2707 | G | GT1 | 90042 | Combustion Turbine | S_VACA | North Carolina | Anson | 13 | 1971 | 9999 |  |  |  | 0.155 | Default Emission Factor
Blewett | 2707_G_GT2 | 2707 | G | GT2 | 90043 | Combustion Turbine | S_VACA | North Carolina | Anson | 13 | 1971 | 9999 |  |  |  | 0.155 | Default Emission Factor
Blewett | 2707_G_GT3 | 2707 | G | GT3 | 90044 | Combustion Turbine | S_VACA | North Carolina | Anson | 13 | 1971 | 9999 |  |  |  | 0.155 | Default Emission Factor
Blewett | 2707_G_GT4 | 2707 | G | GT4 | 90045 | Combustion Turbine | S_VACA | North Carolina | Anson | 13 | 1971 | 9999 |  |  |  | 0.155 | Default Emission Factor
W H Weatherspoon | 2716_G_GT1 | 2716 | G | GT1 | 88324 | Combustion Turbine | S_VACA | North Carolina | Robeson | 31 | 1970 | 9999 |  |  |  | 0.155 | Default Emission Factor
W H Weatherspoon | 2716_G_GT2 | 2716 | G | GT2 | 88325 | Combustion Turbine | S_VACA | North Carolina | Robeson | 31 | 1970 | 9999 |  |  |  | 0.155 | Default Emission Factor
W H Weatherspoon | 2716_G_GT3 | 2716 | G | GT3 | 88326 | Combustion Turbine | S_VACA | North Carolina | Robeson | 32 | 1971 | 9999 |  |  |  | 0.155 | Default Emission Factor
W H Weatherspoon | 2716_G_GT4 | 2716 | G | GT4 | 88327 | Combustion Turbine | S_VACA | North Carolina | Robeson | 30 | 1971 | 9999 |  |  |  | 0.155 | Default Emission Factor
Buck | 2720_G_CT11 | 2720 | G | CT11 | 90410 | Combined Cycle | S_VACA | North Carolina | Rowan | 178 | 2011 | 9999 | 2019 | 43.42 | 4392284 | 0.01977 | NEI 2019
Buck | 2720_G_CT12 | 2720 | G | CT12 | 90411 | Combined Cycle | S_VACA | North Carolina | Rowan | 178 | 2011 | 9999 |  |  |  | 0.01977 | NEI 2019
Buck | 2720_G_ST10 | 2720 | G | ST10 | 90410 | Combined Cycle | S_VACA | North Carolina | Rowan | 312 | 2011 | 9999 |  |  |  | 0.01977 | NEI 2019
Dan River | 2723_G_CT8 | 2723 | G | CT8 | 90412 | Combined Cycle | S_VACA | North Carolina | Rockingham | 171 | 2012 | 9999 | 2019 | 144.09 | 4394833 | 0.06557 | NEI 2019
Dan River | 2723_G_CT9 | 2723 | G | CT9 | 90413 | Combined Cycle | S_VACA | North Carolina | Rockingham | 171 | 2012 | 9999 |  |  |  | 0.06557 | NEI 2019
Dan River | 2723_G_ST7 | 2723 | G | ST7 | 90412 | Combined Cycle | S_VACA | North Carolina | Rockingham | 320 | 2012 | 9999 |  |  |  | 0.06557 | NEI 2019
Buxton | 2783_G_1A | 2783 | G | 1A |  | Combustion Turbine | PJM_Dom | North Carolina | Dare | 3 | 1991 | 9999 |  |  |  | 1.2022 | NEI 2019
Buxton | 2783_G_2A | 2783 | G | 2A |  | Combustion Turbine | PJM_Dom | North Carolina | Dare | 3 | 1991 | 9999 |  |  |  | 1.2022 | NEI 2019
Buxton | 2783_G_3A | 2783 | G | 3A |  | Combustion Turbine | PJM_Dom | North Carolina | Dare | 3 | 1991 | 9999 |  |  |  | 1.2022 | NEI 2019
Buxton | 2783_G_4A | 2783 | G | 4A |  | Combustion Turbine | PJM_Dom | North Carolina | Dare | 3 | 1991 | 9999 |  |  |  | 1.2022 | NEI 2019
Buxton | 2783_G_5A | 2783 | G | 5A |  | Combustion Turbine | PJM_Dom | North Carolina | Dare | 3 | 1991 | 9999 | 2019 | 0.33 | 549 | 1.2022 | NEI 2019
R M Heskett | 2790_G_3 | 2790 | G | 3 | 90931 | Combustion Turbine | MIS_MAPP | North Dakota | Morton | 88 | 2014 | 9999 | 2019 | 0.182 | 714 | 0.5098 | NEI 2019
Jamestown | 2801_G_1 | 2801 | G | 1 |  | Combustion Turbine | MIS_MAPP | North Dakota | Stutsman | 20.5 | 1976 | 9999 |  |  |  | 0.155 | Default Emission Factor
Jamestown | 2801_G_2 | 2801 | G | 2 |  | Combustion Turbine | MIS_MAPP | North Dakota | Stutsman | 21.2 | 1978 | 9999 |  |  |  | 0.155 | Default Emission Factor
Grafton | 2811_G_1 | 2811 | G | 1 |  | Combustion Turbine | MIS_MAPP | North Dakota | Walsh | 0.6 | 1937 | 9999 |  |  |  | 0.86775 | Default Emission Factor
Grafton | 2811_G_2 | 2811 | G | 2 |  | Combustion Turbine | MIS_MAPP | North Dakota | Walsh | 0.8 | 1949 | 9999 |  |  |  | 0.86775 | Default Emission Factor
Grafton | 2811_G_3 | 2811 | G | 3 |  | Combustion Turbine | MIS_MAPP | North Dakota | Walsh | 1.3 | 1956 | 9999 |  |  |  | 0.86775 | Default Emission Factor
Grafton | 2811_G_4 | 2811 | G | 4 |  | Combustion Turbine | MIS_MAPP | North Dakota | Walsh | 1.3 | 1956 | 9999 |  |  |  | 0.86775 | Default Emission Factor
Dicks Creek | 2831_G_1 | 2831 | G | 1 | 9185 | Combustion Turbine | PJM_West | Ohio | Butler | 92 | 1965 | 9999 | 2019 | 0.18 | 3542.8781 | 0.10161 | NEI 2019
Dicks Creek | 2831_G_3 | 2831 | G | 3 |  | Combustion Turbine | PJM_West | Ohio | Butler | 14.2 | 1969 | 9999 | 2019 | 0.028 | 546.8355 | 0.10241 | NEI 2019
Dicks Creek | 2831_G_4 | 2831 | G | 4 |  | Combustion Turbine | PJM_West | Ohio | Butler | 15 | 1969 | 9999 | 2019 | 0.014 | 577.6432 | 0.04847 | NEI 2019
Dicks Creek | 2831_G_5 | 2831 | G | 5 |  | Combustion Turbine | PJM_West | Ohio | Butler | 15 | 1969 | 9999 | 2019 | 0.016 | 577.6432 | 0.0554 | NEI 2019
Miami Fort | 2832_G_GT3 | 2832 | G | GT3 |  | Combustion Turbine | PJM_West | Ohio | Hamilton | 14 | 1971 | 9999 | 2019 | 0.0074 | 78.5 | 0.18854 | NEI 2019
Miami Fort | 2832_G_GT4 | 2832 | G | GT4 |  | Combustion Turbine | PJM_West | Ohio | Hamilton | 14 | 1971 | 9999 | 2019 | 0.0134 | 78.5 | 0.3414 | NEI 2019
Miami Fort | 2832_G_GT5 | 2832 | G | GT5 |  | Combustion Turbine | PJM_West | Ohio | Hamilton | 14 | 1971 | 9999 | 2019 | 0.0101 | 78.5 | 0.25733 | NEI 2019
Miami Fort | 2832_G_GT6 | 2832 | G | GT6 |  | Combustion Turbine | PJM_West | Ohio | Hamilton | 14 | 1971 | 9999 | 2019 | 0.0096 | 78.5 | 0.24459 | NEI 2019
Frank M Tait | 2847_G_GT1 | 2847 | G | GT1 | 1928 | Combustion Turbine | PJM_West | Ohio | Montgomery | 88 | 1995 | 9999 | 2019 | 3.984 | 294333.5299 | 0.02707 | NEI 2019
Frank M Tait | 2847_G_GT2 | 2847 | G | GT2 | 1929 | Combustion Turbine | PJM_West | Ohio | Montgomery | 89 | 1996 | 9999 | 2019 | 5.83 | 297678.2291 | 0.03917 | NEI 2019
Frank M Tait | 2847_G_GT3 | 2847 | G | GT3 | 1930 | Combustion Turbine | PJM_West | Ohio | Montgomery | 79 | 1998 | 9999 | 2019 | 17.142 | 264231.237 | 0.12975 | NEI 2019
Frank M Tait | 2847_G_IC1 | 2847 | G | IC1 |  | Combustion Turbine | PJM_West | Ohio | Montgomery | 2.5 | 1967 | 9999 |  |  |  | 0.86775 | Default Emission Factor
Frank M Tait | 2847_G_IC2 | 2847 | G | IC2 |  | Combustion Turbine | PJM_West | Ohio | Montgomery | 2.5 | 1967 | 9999 |  |  |  | 0.86775 | Default Emission Factor
Frank M Tait | 2847_G_IC3 | 2847 | G | IC3 |  | Combustion Turbine | PJM_West | Ohio | Montgomery | 2.5 | 1967 | 9999 |  |  |  | 0.86775 | Default Emission Factor
Frank M Tait | 2847_G_IC4 | 2847 | G | IC4 |  | Combustion Turbine | PJM_West | Ohio | Montgomery | 2.5 | 1967 | 9999 |  |  |  | 0.86775 | Default Emission Factor
O H Hutchings | 2848_G_7 | 2848 | G | 7 | 88237 | Combustion Turbine | PJM_West | Ohio | Montgomery | 25 | 1968 | 9999 |  |  |  | 0.155 | Default Emission Factor
Monument | 2851_G_1 | 2851 | G | 1 |  | Combustion Turbine | PJM_West | Ohio | Montgomery | 2.4 | 1968 | 9999 |  |  |  | 0.86775 | Default Emission Factor
Monument | 2851_G_2 | 2851 | G | 2 |  | Combustion Turbine | PJM_West | Ohio | Montgomery | 2.4 | 1968 | 9999 |  |  |  | 0.86775 | Default Emission Factor
Monument | 2851_G_3 | 2851 | G | 3 |  | Combustion Turbine | PJM_West | Ohio | Montgomery | 2.4 | 1968 | 9999 |  |  |  | 0.86775 | Default Emission Factor
Monument | 2851_G_4 | 2851 | G | 4 |  | Combustion Turbine | PJM_West | Ohio | Montgomery | 2.4 | 1968 | 9999 |  |  |  | 0.86775 | Default Emission Factor
Monument | 2851_G_5 | 2851 | G | 5 |  | Combustion Turbine | PJM_West | Ohio | Montgomery | 2.4 | 1968 | 9999 |  |  |  | 0.86775 | Default Emission Factor
Sidney (OH) | 2852_G_1 | 2852 | G | 1 |  | Combustion Turbine | PJM_West | Ohio | Shelby | 2.4 | 1968 | 9999 |  |  |  | 0.86775 | Default Emission Factor
Sidney (OH) | 2852_G_2 | 2852 | G | 2 |  | Combustion Turbine | PJM_West | Ohio | Shelby | 2.4 | 1968 | 9999 |  |  |  | 0.86775 | Default Emission Factor
Sidney (OH) | 2852_G_3 | 2852 | G | 3 |  | Combustion Turbine | PJM_West | Ohio | Shelby | 2.4 | 1968 | 9999 |  |  |  | 0.86775 | Default Emission Factor
Sidney (OH) | 2852_G_4 | 2852 | G | 4 |  | Combustion Turbine | PJM_West | Ohio | Shelby | 2.4 | 1968 | 9999 |  |  |  | 0.86775 | Default Emission Factor
Sidney (OH) | 2852_G_5 | 2852 | G | 5 |  | Combustion Turbine | PJM_West | Ohio | Shelby | 2.4 | 1968 | 9999 |  |  |  | 0.86775 | Default Emission Factor
Yankee Street | 2854_G_1 | 2854 | G | 1 |  | Combustion Turbine | PJM_West | Ohio | Montgomery | 19.5 | 1969 | 9999 | 2019 | 0.0114 | 1036.4067 | 0.022 | NEI 2019
Yankee Street | 2854_G_2 | 2854 | G | 2 |  | Combustion Turbine | PJM_West | Ohio | Montgomery | 19.5 | 1969 | 9999 | 2019 | 0.013586 | 1036.4067 | 0.02622 | NEI 2019
Yankee Street | 2854_G_3 | 2854 | G | 3 |  | Combustion Turbine | PJM_West | Ohio | Montgomery | 19.3 | 1969 | 9999 | 2019 | 0.013088 | 1025.7769 | 0.02552 | NEI 2019
Yankee Street | 2854_G_4 | 2854 | G | 4 |  | Combustion Turbine | PJM_West | Ohio | Montgomery | 11 | 1970 | 9999 | 2019 | 0.0038 | 584.6397 | 0.013 | NEI 2019
Yankee Street | 2854_G_5 | 2854 | G | 5 |  | Combustion Turbine | PJM_West | Ohio | Montgomery | 9 | 1970 | 9999 | 2019 | 0.005682 | 478.3416 | 0.02376 | NEI 2019
Yankee Street | 2854_G_6 | 2854 | G | 6 |  | Combustion Turbine | PJM_West | Ohio | Montgomery | 12 | 1970 | 9999 | 2019 | 0.0106 | 637.7887 | 0.03324 | NEI 2019
Yankee Street | 2854_G_7 | 2854 | G | 7 |  | Combustion Turbine | PJM_West | Ohio | Montgomery | 11 | 1970 | 9999 | 2019 | 0.0066 | 584.6397 | 0.02258 | NEI 2019
Niles Power Plant | 2861_G_GT1 | 2861 | G | GT1 | 9278 | Combustion Turbine | PJM_ATSI | Ohio | Trumbull | 25 | 1972 | 9999 |  |  |  | 0.155 | Default Emission Factor
FirstEnergy West Lorain | 2869_G_1A | 2869 | G | 1A | 9279 | Combustion Turbine | PJM_ATSI | Ohio | Lorain | 57 | 1973 | 9999 | 2019 | 0.0318 | 1067.0315 | 0.05961 | NEI 2019
FirstEnergy West Lorain | 2869_G_1B | 2869 | G | 1B | 9280 | Combustion Turbine | PJM_ATSI | Ohio | Lorain | 57 | 1973 | 9999 | 2019 | 0.0109 | 1067.0315 | 0.02043 | NEI 2019
FirstEnergy West Lorain | 2869_G_2 | 2869 | G | 2 | 8316 | Combustion Turbine | PJM_ATSI | Ohio | Lorain | 85 | 2001 | 9999 | 2019 | 0.0886 | 1591.1874 | 0.11136 | NEI 2019
FirstEnergy West Lorain | 2869_G_3 | 2869 | G | 3 | 8318 | Combustion Turbine | PJM_ATSI | Ohio | Lorain | 85 | 2001 | 9999 | 2019 | 0.2808 | 1591.1874 | 0.35294 | NEI 2019
FirstEnergy West Lorain | 2869_G_4 | 2869 | G | 4 | 8320 | Combustion Turbine | PJM_ATSI | Ohio | Lorain | 85 | 2001 | 9999 | 2019 | 0.0475 | 1591.1874 | 0.0597 | NEI 2019
FirstEnergy West Lorain | 2869_G_5 | 2869 | G | 5 | 8322 | Combustion Turbine | PJM_ATSI | Ohio | Lorain | 85 | 2001 | 9999 | 2019 | 0.0703 | 1591.1874 | 0.08836 | NEI 2019
FirstEnergy West Lorain | 2869_G_6 | 2869 | G | 6 | 8324 | Combustion Turbine | PJM_ATSI | Ohio | Lorain | 85 | 2001 | 9999 | 2019 | 0.0502 | 1591.1874 | 0.0631 | NEI 2019
FirstEnergy Bay Shore | 2878_G_CT | 2878 | G | CT |  | Combustion Turbine | PJM_ATSI | Ohio | Lucas | 16 | 1967 | 9999 |  |  |  | 0.155 | Default Emission Factor
Richland | 2880_G_1 | 2880 | G | 1 |  | Combustion Turbine | PJM_ATSI | Ohio | Defiance | 11 | 1965 | 9999 |  |  |  | 0.155 | Default Emission Factor
Richland | 2880_G_2 | 2880 | G | 2 |  | Combustion Turbine | PJM_ATSI | Ohio | Defiance | 11 | 1966 | 9999 |  |  |  | 0.155 | Default Emission Factor
Richland | 2880_G_3 | 2880 | G | 3 |  | Combustion Turbine | PJM_ATSI | Ohio | Defiance | 11 | 1966 | 9999 |  |  |  | 0.155 | Default Emission Factor
Richland | 2880_G_4 | 2880 | G | 4 | 1988 | Combustion Turbine | PJM_ATSI | Ohio | Defiance | 112 | 2001 | 9999 | 2019 | 5.55 | 70858.6655 | 0.15665 | NEI 2019
Richland | 2880_G_5 | 2880 | G | 5 | 1989 | Combustion Turbine | PJM_ATSI | Ohio | Defiance | 112 | 2001 | 9999 | 2019 | 6.02 | 70858.6655 | 0.16992 | NEI 2019
Richland | 2880_G_6 | 2880 | G | 6 | 1990 | Combustion Turbine | PJM_ATSI | Ohio | Defiance | 112 | 2001 | 9999 | 2019 | 5.01 | 70858.6655 | 0.14141 | NEI 2019
Stryker | 2881_G_1 | 2881 | G | 1 |  | Combustion Turbine | PJM_ATSI | Ohio | Williams | 17 | 1968 | 9999 |  |  |  | 0.155 | Default Emission Factor
Arcanum | 2902_G_1 | 2902 | G | 1 |  | Combustion Turbine | PJM_West | Ohio | Darke | 0.8 | 1951 | 9999 |  |  |  | 0.86775 | Default Emission Factor
Arcanum | 2902_G_2 | 2902 | G | 2 |  | Combustion Turbine | PJM_West | Ohio | Darke | 0.6 | 1946 | 9999 |  |  |  | 0.86775 | Default Emission Factor
Bryan (OH) | 2903_G_1 | 2903 | G | 1 |  | Combustion Turbine | PJM_ATSI | Ohio | Williams | 12.5 | 1970 | 9999 |  |  |  | 0.155 | Default Emission Factor
Bryan (OH) | 2903_G_2 | 2903 | G | 2 |  | Combustion Turbine | PJM_ATSI | Ohio | Williams | 12.5 | 1988 | 9999 |  |  |  | 0.155 | Default Emission Factor
Bryan (OH) | 2903_G_5 | 2903 | G | 5 |  | Combustion Turbine | PJM_ATSI | Ohio | Williams | 2.5 | 1948 | 9999 |  |  |  | 0.86775 | Default Emission Factor
Bryan (OH) | 2903_G_6 | 2903 | G | 6 |  | Combustion Turbine | PJM_ATSI | Ohio | Williams | 4 | 1963 | 9999 |  |  |  | 0.155 | Default Emission Factor
Collinwood | 2906_G_3 | 2906 | G | 3 |  | Combustion Turbine | PJM_ATSI | Ohio | Cuyahoga | 16 | 1971 | 9999 |  |  |  | 0.155 | Default Emission Factor
West 41st Street | 2909_G_1 | 2909 | G | 1 |  | Combustion Turbine | PJM_ATSI | Ohio | Cuyahoga | 16 | 1970 | 9999 | 2019 | 0.022175 | 173 | 0.25636 | NEI 2019
West 41st Street | 2909_G_2 | 2909 | G | 2 |  | Combustion Turbine | PJM_ATSI | Ohio | Cuyahoga | 16 | 1970 | 9999 |  |  |  | 0.155 | Default Emission Factor
Dover | 2914_G_5 | 2914 | G | 5 |  | Combustion Turbine | PJM_West | Ohio | Tuscarawas | 2.4 | 1966 | 9999 |  |  |  | 0.86775 | Default Emission Factor
Dover | 2914_G_6 | 2914 | G | 6 |  | Combustion Turbine | PJM_West | Ohio | Tuscarawas | 15.3 | 1992 | 9999 |  |  |  | 0.155 | Default Emission Factor
Hamilton (OH) | 2917_G_GT2 | 2917 | G | GT2 |  | Combustion Turbine | PJM_West | Ohio | Butler | 12 | 1971 | 9999 |  |  |  | 0.155 | Default Emission Factor
Oberlin (OH) | 2933_G_1 | 2933 | G | 1 |  | Combustion Turbine | PJM_ATSI | Ohio | Lorain | 1 | 1948 | 9999 |  |  |  | 0.86775 | Default Emission Factor
Oberlin (OH) | 2933_G_10 | 2933 | G | 10 |  | Combustion Turbine | PJM_ATSI | Ohio | Lorain | 0.5 | 1990 | 9999 |  |  |  | 0.86775 | Default Emission Factor
Oberlin (OH) | 2933_G_2A | 2933 | G | 2A |  | Combustion Turbine | PJM_ATSI | Ohio | Lorain | 3.1 | 2001 | 9999 |  |  |  | 0.86775 | Default Emission Factor
Oberlin (OH) | 2933_G_3A | 2933 | G | 3A |  | Combustion Turbine | PJM_ATSI | Ohio | Lorain | 3.1 | 2001 | 9999 |  |  |  | 0.86775 | Default Emission Factor
Oberlin (OH) | 2933_G_6 | 2933 | G | 6 |  | Combustion Turbine | PJM_ATSI | Ohio | Lorain | 2 | 1958 | 9999 |  |  |  | 0.86775 | Default Emission Factor
Oberlin (OH) | 2933_G_7 | 2933 | G | 7 |  | Combustion Turbine | PJM_ATSI | Ohio | Lorain | 2.7 | 1961 | 9999 |  |  |  | 0.86775 | Default Emission Factor
Oberlin (OH) | 2933_G_8 | 2933 | G | 8 |  | Combustion Turbine | PJM_ATSI | Ohio | Lorain | 3 | 1966 | 9999 |  |  |  | 0.86775 | Default Emission Factor
Oberlin (OH) | 2933_G_9 | 2933 | G | 9 |  | Combustion Turbine | PJM_ATSI | Ohio | Lorain | 0.4 | 1990 | 9999 |  |  |  | 0.86775 | Default Emission Factor
Oberlin (OH) | 2933_G_IC4 | 2933 | G | IC4 |  | Combustion Turbine | PJM_ATSI | Ohio | Lorain | 2.1 | 1996 | 9999 |  |  |  | 0.86775 | Default Emission Factor
Painesville | 2936_G_WPCP1 | 2936 | G | WPCP1 |  | Combustion Turbine | PJM_ATSI | Ohio | Lake | 1.8 | 2010 | 9999 |  |  |  | 0.86775 | Default Emission Factor
Piqua Power Plant | 2937_G_11 | 2937 | G | 11 |  | Combustion Turbine | PJM_West | Ohio | Miami | 16.5 | 1989 | 9999 |  |  |  | 0.155 | Default Emission Factor
Piqua Power Plant | 2937_G_8 | 2937 | G | 8 |  | Combustion Turbine | PJM_West | Ohio | Miami | 20 | 1972 | 9999 |  |  |  | 0.155 | Default Emission Factor
St Marys | 2942_G_7 | 2942 | G | 7 |  | Combustion Turbine | PJM_West | Ohio | Auglaize | 12 | 1992 | 9999 |  |  |  | 0.155 | Default Emission Factor
St Marys | 2942_G_GT1 | 2942 | G | GT1 |  | Combustion Turbine | PJM_West | Ohio | Auglaize | 10.4 | 1999 | 9999 |  |  |  | 0.155 | Default Emission Factor
Anadarko | 2945_G_10 | 2945 | G | 10 |  | Combustion Turbine | PJM_West | Ohio | Monroe | 1.2 | 1983 | 9999 |  |  |  | 0.86775 | Default Emission Factor
Anadarko | 2945_G_11 | 2945 | G | 11 |  | Combustion Turbine | PJM_West | Ohio | Monroe | 1.2 | 1983 | 9999 |  |  |  | 0.86775 | Default Emission Factor
Anadarko | 2945_G_6 | 2945 | G | 6 |  | Combustion Turbine | PJM_West | Ohio | Monroe | 0.6 | 1949 | 9999 |  |  |  | 0.86775 | Default Emission Factor
Anadarko | 2945_G_7 | 2945 | G | 7 |  | Combustion Turbine | PJM_West | Ohio | Monroe | 1.2 | 1957 | 9999 |  |  |  | 0.86775 | Default Emission Factor
Anadarko | 2945_G_8 | 2945 | G | 8 |  | Combustion Turbine | PJM_West | Ohio | Monroe | 1.5 | 1965 | 9999 |  |  |  | 0.86775 | Default Emission Factor
Anadarko | 2945_G_9 | 2945 | G | 9 |  | Combustion Turbine | PJM_West | Ohio | Monroe | 2.1 | 1971 | 9999 |  |  |  | 0.86775 | Default Emission Factor
Horseshoe Lake | 2951_G_10 | 2951 | G | 10 | 1999 | Combustion Turbine | SPP_WEST | Oklahoma | Oklahoma | 41.8 | 2001 | 9999 | 2019 | 4.446 | 121234.7529 | 0.07335 | NEI 2019
Horseshoe Lake | 2951_G_9 | 2951 | G | 9 | 2003 | Combustion Turbine | SPP_WEST | Oklahoma | Oklahoma | 43.2 | 2001 | 9999 | 2019 | 4.409 | 125295.2471 | 0.07038 | NEI 2019
Mustang | 2953_G_GT1 | 2953 | G | GT1 | 91175 | Combustion Turbine | SPP_WEST | Oklahoma | Canadian | 57 | 2017 | 9999 |  |  |  | 0.155 | Default Emission Factor
Mustang | 2953_G_GT2 | 2953 | G | GT2 | 91176 | Combustion Turbine | SPP_WEST | Oklahoma | Canadian | 57 | 2017 | 9999 |  |  |  | 0.155 | Default Emission Factor
Mustang | 2953_G_GT3 | 2953 | G | GT3 | 91177 | Combustion Turbine | SPP_WEST | Oklahoma | Canadian | 58 | 2017 | 9999 |  |  |  | 0.155 | Default Emission Factor
Mustang | 2953_G_GT4 | 2953 | G | GT4 | 91171 | Combustion Turbine | SPP_WEST | Oklahoma | Canadian | 58 | 2017 | 9999 |  |  |  | 0.155 | Default Emission Factor
Mustang | 2953_G_GT5 | 2953 | G | GT5 | 91172 | Combustion Turbine | SPP_WEST | Oklahoma | Canadian | 57 | 2017 | 9999 |  |  |  | 0.155 | Default Emission Factor
Mustang | 2953_G_GT6 | 2953 | G | GT6 | 91173 | Combustion Turbine | SPP_WEST | Oklahoma | Canadian | 57 | 2017 | 9999 |  |  |  | 0.155 | Default Emission Factor
Mustang | 2953_G_GT7 | 2953 | G | GT7 | 91174 | Combustion Turbine | SPP_WEST | Oklahoma | Canadian | 57 | 2017 | 9999 |  |  |  | 0.155 | Default Emission Factor
Northeastern | 2963_G_1 | 2963 | G | 1 | 2016 | Combined Cycle | SPP_WEST | Oklahoma | Rogers | 146 | 1961 | 9999 |  |  |  | 0.05419 | NEI 2019
Northeastern | 2963_G_1A | 2963 | G | 1A | 2016 | Combined Cycle | SPP_WEST | Oklahoma | Rogers | 149 | 2001 | 9999 | 2019 | 23.7972 | 1157900 | 0.05419 | NEI 2019
Northeastern | 2963_G_1B | 2963 | G | 1B | 2017 | Combined Cycle | SPP_WEST | Oklahoma | Rogers | 149 | 2001 | 9999 | 2019 | 23.9039 | 602770 | 0.05419 | NEI 2019
Northeastern | 2963_G_IC1 | 2963 | G | IC1 |  | Combustion Turbine | SPP_WEST | Oklahoma | Rogers | 4 | 1980 | 9999 |  |  |  | 0.86775 | Default Emission Factor
Southwestern | 2964_G_4 | 2964 | G | 4 | 91253 | Combustion Turbine | SPP_WEST | Oklahoma | Caddo | 76 | 2008 | 9999 | 2019 | 2.0477 | 54035 | 0.07579 | NEI 2019
Southwestern | 2964_G_5 | 2964 | G | 5 | 91254 | Combustion Turbine | SPP_WEST | Oklahoma | Caddo | 76 | 2008 | 9999 | 2019 | 2.416 | 54035 | 0.08942 | NEI 2019
Tulsa | 2965_G_IC1 | 2965 | G | IC1 |  | Combustion Turbine | SPP_WEST | Oklahoma | Tulsa | 8.3 | 1967 | 9999 |  |  |  | 0.86775 | Default Emission Factor
Weleetka | 2966_G_IC1 | 2966 | G | IC1 |  | Combustion Turbine | SPP_WEST | Oklahoma | Okfuskee | 4 | 1963 | 9999 |  |  |  | 0.86775 | Default Emission Factor
Cushing | 2975_G_1 | 2975 | G | 1 |  | Combustion Turbine | SPP_WEST | Oklahoma | Payne | 1.8 | 1956 | 9999 |  |  |  | 0.86775 | Default Emission Factor
Cushing | 2975_G_10 | 2975 | G | 10 |  | Combustion Turbine | SPP_WEST | Oklahoma | Payne | 4 | 1972 | 9999 |  |  |  | 0.86775 | Default Emission Factor
Cushing | 2975_G_11 | 2975 | G | 11 |  | Combustion Turbine | SPP_WEST | Oklahoma | Payne | 6.3 | 1988 | 9999 |  |  |  | 0.86775 | Default Emission Factor
Cushing | 2975_G_2 | 2975 | G | 2 |  | Combustion Turbine | SPP_WEST | Oklahoma | Payne | 0.8 | 1949 | 9999 |  |  |  | 0.86775 | Default Emission Factor
Cushing | 2975_G_3 | 2975 | G | 3 |  | Combustion Turbine | SPP_WEST | Oklahoma | Payne | 0.4 | 1936 | 9999 |  |  |  | 0.86775 | Default Emission Factor
Cushing | 2975_G_4 | 2975 | G | 4 |  | Combustion Turbine | SPP_WEST | Oklahoma | Payne | 0.4 | 1936 | 9999 |  |  |  | 0.86775 | Default Emission Factor
Cushing | 2975_G_5 | 2975 | G | 5 |  | Combustion Turbine | SPP_WEST | Oklahoma | Payne | 0.4 | 1936 | 9999 |  |  |  | 0.86775 | Default Emission Factor
Cushing | 2975_G_6 | 2975 | G | 6 |  | Combustion Turbine | SPP_WEST | Oklahoma | Payne | 0.6 | 1939 | 9999 |  |  |  | 0.86775 | Default Emission Factor
Cushing | 2975_G_7 | 2975 | G | 7 |  | Combustion Turbine | SPP_WEST | Oklahoma | Payne | 1.9 | 1956 | 9999 |  |  |  | 0.86775 | Default Emission Factor
Cushing | 2975_G_8 | 2975 | G | 8 |  | Combustion Turbine | SPP_WEST | Oklahoma | Payne | 1.9 | 1956 | 9999 |  |  |  | 0.86775 | Default Emission Factor
Cushing | 2975_G_9 | 2975 | G | 9 |  | Combustion Turbine | SPP_WEST | Oklahoma | Payne | 2.7 | 1965 | 9999 |  |  |  | 0.86775 | Default Emission Factor
Kingfisher | 2986_G_3 | 2986 | G | 3 |  | Combustion Turbine | SPP_WEST | Oklahoma | Kingfisher | 2.9 | 1965 | 9999 |  |  |  | 0.86775 | Default Emission Factor
Kingfisher | 2986_G_4 | 2986 | G | 4 |  | Combustion Turbine | SPP_WEST | Oklahoma | Kingfisher | 1.2 | 1959 | 9999 |  |  |  | 0.86775 | Default Emission Factor
Kingfisher | 2986_G_5 | 2986 | G | 5 |  | Combustion Turbine | SPP_WEST | Oklahoma | Kingfisher | 3 | 1970 | 9999 |  |  |  | 0.86775 | Default Emission Factor
Kingfisher | 2986_G_IC1 | 2986 | G | IC1 |  | Combustion Turbine | SPP_WEST | Oklahoma | Kingfisher | 1 | 1954 | 9999 |  |  |  | 0.86775 | Default Emission Factor
Kingfisher | 2986_G_IC2 | 2986 | G | IC2 |  | Combustion Turbine | SPP_WEST | Oklahoma | Kingfisher | 0.6 | 1954 | 9999 |  |  |  | 0.86775 | Default Emission Factor
Mangum | 2991_G_1 | 2991 | G | 1 |  | Combustion Turbine | SPP_WEST | Oklahoma | Greer | 0.9 | 1946 | 9999 |  |  |  | 0.86775 | Default Emission Factor
Mangum | 2991_G_4 | 2991 | G | 4 |  | Combustion Turbine | SPP_WEST | Oklahoma | Greer | 1.2 | 1956 | 9999 |  |  |  | 0.86775 | Default Emission Factor
Mangum | 2991_G_5 | 2991 | G | 5 |  | Combustion Turbine | SPP_WEST | Oklahoma | Greer | 1.7 | 1963 | 9999 |  |  |  | 0.86775 | Default Emission Factor
Mangum | 2991_G_6 | 2991 | G | 6 |  | Combustion Turbine | SPP_WEST | Oklahoma | Greer | 1.6 | 1969 | 9999 |  |  |  | 0.86775 | Default Emission Factor
Pawhuska | 2995_G_1 | 2995 | G | 1 |  | Combustion Turbine | SPP_WEST | Oklahoma | Osage | 1.1 | 1949 | 9999 |  |  |  | 0.86775 | Default Emission Factor
Pawhuska | 2995_G_2 | 2995 | G | 2 |  | Combustion Turbine | SPP_WEST | Oklahoma | Osage | 1.2 | 1954 | 9999 |  |  |  | 0.86775 | Default Emission Factor
Pawhuska | 2995_G_3 | 2995 | G | 3 |  | Combustion Turbine | SPP_WEST | Oklahoma | Osage | 2.5 | 1966 | 9999 |  |  |  | 0.86775 | Default Emission Factor
Pawhuska | 2995_G_5 | 2995 | G | 5 |  | Combustion Turbine | SPP_WEST | Oklahoma | Osage | 2 | 1960 | 9999 |  |  |  | 0.86775 | Default Emission Factor
Barry | 3_G_A1CT | 3 | G | A1CT | 6 | Combined Cycle | S_SOU | Alabama | Mobile | 175.6 | 2000 | 9999 | 2019 | 58.69 | 2752044 | 0.05751 | NEI 2019
Barry | 3_G_A1CT2 | 3 | G | A1CT2 | 7 | Combined Cycle | S_SOU | Alabama | Mobile | 175.6 | 2000 | 9999 | 2019 | 58.89 | 1337371 | 0.05751 | NEI 2019
Barry | 3_G_A1ST | 3 | G | A1ST | 6 | Combined Cycle | S_SOU | Alabama | Mobile | 200 | 2000 | 9999 |  |  |  | 0.05751 | NEI 2019
Barry | 3_G_A2C1 | 3 | G | A2C1 | 8 | Combined Cycle | S_SOU | Alabama | Mobile | 178.6 | 2000 | 9999 | 2019 | 225.07 | 2722936 | 0.20095 | NEI 2019
Barry | 3_G_A2C2 | 3 | G | A2C2 | 9 | Combined Cycle | S_SOU | Alabama | Mobile | 178.6 | 2000 | 9999 | 2019 | 181.03 | 1318927 | 0.20095 | NEI 2019
Barry | 3_G_A2ST | 3 | G | A2ST | 8 | Combined Cycle | S_SOU | Alabama | Mobile | 200 | 2000 | 9999 |  |  |  | 0.20095 | NEI 2019
Madelia | 30_G_1 | 30 | G | 1 |  | Combustion Turbine | MIS_MNWI | Minnesota | Watonwan | 3.1 | 2001 | 9999 |  |  |  | 0.86775 | Default Emission Factor
Madelia | 30_G_2 | 30 | G | 2 |  | Combustion Turbine | MIS_MNWI | Minnesota | Watonwan | 1.5 | 1965 | 9999 |  |  |  | 0.86775 | Default Emission Factor
Madelia | 30_G_3 | 30 | G | 3 |  | Combustion Turbine | MIS_MNWI | Minnesota | Watonwan | 0.9 | 1959 | 9999 |  |  |  | 0.86775 | Default Emission Factor
Madelia | 30_G_4 | 30 | G | 4 |  | Combustion Turbine | MIS_MNWI | Minnesota | Watonwan | 3.7 | 1973 | 9999 |  |  |  | 0.86775 | Default Emission Factor
Madelia | 30_G_5 | 30 | G | 5 |  | Combustion Turbine | MIS_MNWI | Minnesota | Watonwan | 1.1 | 1954 | 9999 |  |  |  | 0.86775 | Default Emission Factor
Boomer Lake Station | 3000_G_3 | 3000 | G | 3 |  | Combustion Turbine | SPP_WEST | Oklahoma | Payne | 2 | 2004 | 9999 |  |  |  | 0.86775 | Default Emission Factor
Boomer Lake Station | 3000_G_4 | 3000 | G | 4 |  | Combustion Turbine | SPP_WEST | Oklahoma | Payne | 2 | 2004 | 9999 |  |  |  | 0.86775 | Default Emission Factor
Boomer Lake Station | 3000_G_5 | 3000 | G | 5 |  | Combustion Turbine | SPP_WEST | Oklahoma | Payne | 2 | 2004 | 9999 |  |  |  | 0.86775 | Default Emission Factor
Anadarko Plant | 3006_G_10 | 3006 | G | 10 | 90430 | Combustion Turbine | SPP_WEST | Oklahoma | Caddo | 45 | 2009 | 9999 | 2019 | 0.553 | 52404.8 | 0.02111 | NEI 2019
Anadarko Plant | 3006_G_11 | 3006 | G | 11 | 90431 | Combustion Turbine | SPP_WEST | Oklahoma | Caddo | 45 | 2009 | 9999 | 2019 | 0.375 | 52404.8 | 0.01431 | NEI 2019
Anadarko Plant | 3006_G_4 | 3006 | G | 4 | 90966 | Combined Cycle | SPP_WEST | Oklahoma | Caddo | 94 | 1977 | 9999 | 2019 | 1.9857 | 177654 | 0.02235 | NEI 2019
Anadarko Plant | 3006_G_5 | 3006 | G | 5 | 90967 | Combined Cycle | SPP_WEST | Oklahoma | Caddo | 94 | 1977 | 9999 | 2019 | 1.5148 | 255400 | 0.01186 | NEI 2019
Anadarko Plant | 3006_G_6 | 3006 | G | 6 | 90968 | Combined Cycle | SPP_WEST | Oklahoma | Caddo | 94 | 1977 | 9999 | 2019 | 2.9739 | 168500 | 0.0353 | NEI 2019
Anadarko Plant | 3006_G_9 | 3006 | G | 9 | 90429 | Combustion Turbine | SPP_WEST | Oklahoma | Caddo | 45 | 2009 | 9999 | 2019 | 0.296 | 52404.8 | 0.0113 | NEI 2019
Brunot Island | 3096_G_1A | 3096 | G | 1A |  | Combustion Turbine | PJM_West | Pennsylvania | Allegheny | 15 | 1972 | 9999 |  |  |  | 0.155 | Default Emission Factor
Brunot Island | 3096_G_2A | 3096 | G | 2A | 2032 | Combined Cycle | PJM_West | Pennsylvania | Allegheny | 46 | 1973 | 9999 | 2019 | 2.6022 | 15191 | 0.21341 | NEI 2019
Brunot Island | 3096_G_2B | 3096 | G | 2B | 2033 | Combined Cycle | PJM_West | Pennsylvania | Allegheny | 48 | 1973 | 9999 | 2019 | 2.8698 | 14045 | 0.21341 | NEI 2019
Brunot Island | 3096_G_3 | 3096 | G | 3 | 2034 | Combined Cycle | PJM_West | Pennsylvania | Allegheny | 49 | 1973 | 9999 | 2019 | 2.1915 | 13300 | 0.21341 | NEI 2019
Brunot Island | 3096_G_ST4 | 3096 | G | ST4 | 2032 | Combined Cycle | PJM_West | Pennsylvania | Allegheny | 101 | 1974 | 9999 |  |  |  | 0.21341 | NEI 2019
Hamilton (PA) | 3109_G_1 | 3109 | G | 1 |  | Combustion Turbine | PJM_WMAC | Pennsylvania | Adams | 18 | 1971 | 9999 |  |  |  | 0.155 | Default Emission Factor
Hunterstown | 3110_G_1 | 3110 | G | 1 |  | Combustion Turbine | PJM_WMAC | Pennsylvania | Adams | 18 | 1971 | 9999 | 2019 | 0.229 | 574.3019 | 0.7975 | NEI 2019
Hunterstown | 3110_G_2 | 3110 | G | 2 |  | Combustion Turbine | PJM_WMAC | Pennsylvania | Adams | 17 | 1971 | 9999 | 2019 | 0.0497 | 542.3962 | 0.18326 | NEI 2019
Hunterstown | 3110_G_3 | 3110 | G | 3 |  | Combustion Turbine | PJM_WMAC | Pennsylvania | Adams | 18 | 1971 | 9999 | 2019 | 0.0823 | 574.3019 | 0.28661 | NEI 2019
Mountain | 3111_G_1 | 3111 | G | 1 | 2049 | Combustion Turbine | PJM_WMAC | Pennsylvania | Cumberland | 18 | 1972 | 9999 | 2019 | 0.0702 | 863.5 | 0.16259 | NEI 2019
Mountain | 3111_G_2 | 3111 | G | 2 | 2050 | Combustion Turbine | PJM_WMAC | Pennsylvania | Cumberland | 18 | 1972 | 9999 | 2019 | 0.213 | 863.5 | 0.49334 | NEI 2019
Orrtanna | 3112_G_1 | 3112 | G | 1 |  | Combustion Turbine | PJM_WMAC | Pennsylvania | Adams | 18 | 1971 | 9999 |  |  |  | 0.155 | Default Emission Factor
Portland (PA) | 3113_G_3 | 3113 | G | 3 |  | Combustion Turbine | PJM_WMAC | Pennsylvania | Northampton | 13 | 1967 | 9999 | 2019 | 0.016971 | 98.6098 | 0.34421 | NEI 2019
Portland (PA) | 3113_G_4 | 3113 | G | 4 |  | Combustion Turbine | PJM_WMAC | Pennsylvania | Northampton | 17 | 1971 | 9999 | 2019 | 0.016971 | 128.9512 | 0.26322 | NEI 2019
Portland (PA) | 3113_G_5 | 3113 | G | 5 | 2056 | Combustion Turbine | PJM_WMAC | Pennsylvania | Northampton | 134 | 1997 | 9999 | 2019 | 0.10875 | 1016.439 | 0.21398 | NEI 2019
Shawnee (PA) | 3114_G_1 | 3114 | G | 1 |  | Combustion Turbine | PJM_WMAC | Pennsylvania | Monroe | 17 | 1972 | 9999 |  |  |  | 0.155 | Default Emission Factor
Titus | 3115_G_4 | 3115 | G | 4 |  | Combustion Turbine | PJM_WMAC | Pennsylvania | Berks | 13 | 1967 | 9999 |  |  |  | 0.155 | Default Emission Factor
Titus | 3115_G_5 | 3115 | G | 5 |  | Combustion Turbine | PJM_WMAC | Pennsylvania | Berks | 14 | 1970 | 9999 |  |  |  | 0.155 | Default Emission Factor
Tolna | 3116_G_1 | 3116 | G | 1 | 2063 | Combustion Turbine | PJM_WMAC | Pennsylvania | York | 18 | 1972 | 9999 | 2019 | 0.1429 | 850 | 0.33624 | NEI 2019
Tolna | 3116_G_2 | 3116 | G | 2 | 2064 | Combustion Turbine | PJM_WMAC | Pennsylvania | York | 18 | 1972 | 9999 | 2019 | 0.1292 | 850 | 0.304 | NEI 2019
Conemaugh | 3118_G_A | 3118 | G | A |  | Combustion Turbine | PJM_PENE | Pennsylvania | Indiana | 2.8 | 1970 | 9999 | 2019 | 0.027212 | 12.25 | 4.4428 | NEI 2019
Conemaugh | 3118_G_B | 3118 | G | B |  | Combustion Turbine | PJM_PENE | Pennsylvania | Indiana | 2.8 | 1970 | 9999 | 2019 | 0.026459 | 12.25 | 4.3199 | NEI 2019
Conemaugh | 3118_G_C | 3118 | G | C |  | Combustion Turbine | PJM_PENE | Pennsylvania | Indiana | 2.8 | 1970 | 9999 | 2019 | 0.028395 | 12.25 | 4.636 | NEI 2019
Conemaugh | 3118_G_D | 3118 | G | D |  | Combustion Turbine | PJM_PENE | Pennsylvania | Indiana | 2.8 | 1970 | 9999 | 2019 | 0.023233 | 12.25 | 3.7931 | NEI 2019
Blossburg | 3120_G_1 | 3120 | G | 1 |  | Combustion Turbine | PJM_PENE | Pennsylvania | Tioga | 16 | 1971 | 9999 | 2019 | 0.2135 | 783 | 0.54534 | NEI 2019
Shawville | 3131_G_5 | 3131 | G | 5 |  | Combustion Turbine | PJM_PENE | Pennsylvania | Clearfield | 2 | 1960 | 9999 | 2019 | 0.0034 | 0.66667 | 10.2 | NEI 2019
Shawville | 3131_G_6 | 3131 | G | 6 |  | Combustion Turbine | PJM_PENE | Pennsylvania | Clearfield | 2 | 1966 | 9999 | 2019 | 0.0036 | 0.66667 | 10.8 | NEI 2019
Shawville | 3131_G_7 | 3131 | G | 7 |  | Combustion Turbine | PJM_PENE | Pennsylvania | Clearfield | 2 | 1960 | 9999 | 2019 | 0.0037 | 0.66667 | 11.1 | NEI 2019
Warren | 3132_G_3 | 3132 | G | 3 | 2082 | Combustion Turbine | PJM_PENE | Pennsylvania | Warren | 46 | 1972 | 9999 | 2019 | 0.1377 | 1930 | 0.14269 | NEI 2019
Keystone | 3136_G_3 | 3136 | G | 3 |  | Combustion Turbine | PJM_PENE | Pennsylvania | Armstrong | 2.8 | 1968 | 9999 | 2019 | 0.032268 | 14.5 | 4.4507 | NEI 2019
Keystone | 3136_G_4 | 3136 | G | 4 |  | Combustion Turbine | PJM_PENE | Pennsylvania | Armstrong | 2.8 | 1968 | 9999 | 2019 | 0.021512 | 14.5 | 2.9671 | NEI 2019
Keystone | 3136_G_5 | 3136 | G | 5 |  | Combustion Turbine | PJM_PENE | Pennsylvania | Armstrong | 2.8 | 1968 | 9999 | 2019 | 0.021512 | 14.5 | 2.9671 | NEI 2019
Keystone | 3136_G_6 | 3136 | G | 6 |  | Combustion Turbine | PJM_PENE | Pennsylvania | Armstrong | 2.8 | 1968 | 9999 | 2019 | 0.021512 | 14.5 | 2.9671 | NEI 2019
New Castle Plant | 3138_G_EMDA | 3138 | G | EMDA |  | Combustion Turbine | PJM_ATSI | Pennsylvania | Lawrence | 2.5 | 1968 | 9999 | 2019 | 0.0033 | 9 | 0.73333 | NEI 2019
Sunbury Generation LP | 3152_G_CTG1 | 3152 | G | CTG1 |  | Combustion Turbine | PJM_WMAC | Pennsylvania | Snyder | 18 | 1971 | 9999 | 2019 | 0.0010756 | 28.5 | 0.07548 | NEI 2019
Sunbury Generation LP | 3152_G_CTG2 | 3152 | G | CTG2 |  | Combustion Turbine | PJM_WMAC | Pennsylvania | Snyder | 18 | 1971 | 9999 | 2019 | 0.010648 | 28.5 | 0.74725 | NEI 2019
Sunbury Generation LP | 3152_G_DI2 | 3152 | G | DI2 |  | Combustion Turbine | PJM_WMAC | Pennsylvania | Snyder | 5 | 1967 | 9999 | 2019 | 0.0054855 | 5 | 2.1942 | NEI 2019
Chester Generating Station | 3157_G_7 | 3157 | G | 7 |  | Combustion Turbine | PJM_EMAC | Pennsylvania | Chester | 13 | 1969 | 9999 |  |  |  | 0.155 | Default Emission Factor
Chester Generating Station | 3157_G_8 | 3157 | G | 8 |  | Combustion Turbine | PJM_EMAC | Pennsylvania | Chester | 13 | 1969 | 9999 |  |  |  | 0.155 | Default Emission Factor
Chester Generating Station | 3157_G_9 | 3157 | G | 9 |  | Combustion Turbine | PJM_EMAC | Pennsylvania | Chester | 13 | 1969 | 9999 |  |  |  | 0.155 | Default Emission Factor
Delaware Generating Station | 3160_G_10 | 3160 | G | 10 |  | Combustion Turbine | PJM_EMAC | Pennsylvania | Philadelphia | 13 | 1969 | 9999 |  |  |  | 0.155 | Default Emission Factor
Delaware Generating Station | 3160_G_11 | 3160 | G | 11 |  | Combustion Turbine | PJM_EMAC | Pennsylvania | Philadelphia | 13 | 1969 | 9999 |  |  |  | 0.155 | Default Emission Factor
Delaware Generating Station | 3160_G_12 | 3160 | G | 12 |  | Combustion Turbine | PJM_EMAC | Pennsylvania | Philadelphia | 13 | 1969 | 9999 |  |  |  | 0.155 | Default Emission Factor
Delaware Generating Station | 3160_G_9 | 3160 | G | 9 |  | Combustion Turbine | PJM_EMAC | Pennsylvania | Philadelphia | 17 | 1970 | 9999 |  |  |  | 0.155 | Default Emission Factor
Eddystone Generating Station | 3161_G_10 | 3161 | G | 10 |  | Combustion Turbine | PJM_EMAC | Pennsylvania | Delaware | 13 | 1967 | 9999 | 2019 | 0.074 | 184.3833 | 0.80268 | NEI 2019
Eddystone Generating Station | 3161_G_20 | 3161 | G | 20 |  | Combustion Turbine | PJM_EMAC | Pennsylvania | Delaware | 13 | 1967 | 9999 | 2019 | 0.0399 | 184.3833 | 0.43279 | NEI 2019
Eddystone Generating Station | 3161_G_30 | 3161 | G | 30 |  | Combustion Turbine | PJM_EMAC | Pennsylvania | Delaware | 17 | 1970 | 9999 | 2019 | 0.1283 | 241.1167 | 1.0642 | NEI 2019
Eddystone Generating Station | 3161_G_40 | 3161 | G | 40 |  | Combustion Turbine | PJM_EMAC | Pennsylvania | Delaware | 17 | 1970 | 9999 | 2019 | 0.093 | 241.1167 | 0.77141 | NEI 2019
Falls | 3162_G_1 | 3162 | G | 1 |  | Combustion Turbine | PJM_EMAC | Pennsylvania | Bucks | 17 | 1970 | 9999 | 2017 | 0.1237 | 933.6667 | 0.26498 | NEI 2019
Falls | 3162_G_2 | 3162 | G | 2 |  | Combustion Turbine | PJM_EMAC | Pennsylvania | Bucks | 17 | 1970 | 9999 | 2019 | 0.0877 | 219 | 0.80091 | NEI 2019
Falls | 3162_G_3 | 3162 | G | 3 |  | Combustion Turbine | PJM_EMAC | Pennsylvania | Bucks | 17 | 1970 | 9999 | 2019 | 0.1107 | 219 | 1.011 | NEI 2019
Moser Generating Station | 3163_G_1 | 3163 | G | 1 |  | Combustion Turbine | PJM_EMAC | Pennsylvania | Montgomery | 17 | 1970 | 9999 | 2019 | 0.1096 | 199 | 1.1015 | NEI 2019
Moser Generating Station | 3163_G_2 | 3163 | G | 2 |  | Combustion Turbine | PJM_EMAC | Pennsylvania | Montgomery | 17 | 1970 | 9999 | 2019 | 0.1181 | 199 | 1.1869 | NEI 2019
Moser Generating Station | 3163_G_3 | 3163 | G | 3 |  | Combustion Turbine | PJM_EMAC | Pennsylvania | Montgomery | 17 | 1970 | 9999 | 2019 | 0.0992 | 199 | 0.99699 | NEI 2019
Richmond Generating Station | 3168_G_91 | 3168 | G | 91 | 2164 | Combustion Turbine | PJM_EMAC | Pennsylvania | Philadelphia | 49 | 1973 | 9999 | 2019 | 0.1129 | 449 | 0.5029 | NEI 2019
Richmond Generating Station | 3168_G_92 | 3168 | G | 92 | 2165 | Combustion Turbine | PJM_EMAC | Pennsylvania | Philadelphia | 49 | 1973 | 9999 | 2019 | 0.0759 | 449 | 0.33809 | NEI 2019
Schuylkill Generating Station | 3169_G_10 | 3169 | G | 10 |  | Combustion Turbine | PJM_EMAC | Pennsylvania | Philadelphia | 13 | 1969 | 9999 | 2019 | 0.0716 | 239.2 | 0.59866 | NEI 2019
Schuylkill Generating Station | 3169_G_11 | 3169 | G | 11 |  | Combustion Turbine | PJM_EMAC | Pennsylvania | Philadelphia | 17 | 1971 | 9999 | 2019 | 0.1332 | 312.8 | 0.85166 | NEI 2019
Southwark | 3170_G_3 | 3170 | G | 3 |  | Combustion Turbine | PJM_EMAC | Pennsylvania | Philadelphia | 13 | 1967 | 9999 | 2019 | 0.0542 | 99.5 | 1.0895 | NEI 2019
Southwark | 3170_G_4 | 3170 | G | 4 |  | Combustion Turbine | PJM_EMAC | Pennsylvania | Philadelphia | 13 | 1967 | 9999 | 2019 | 0.0521 | 99.5 | 1.0472 | NEI 2019
Southwark | 3170_G_5 | 3170 | G | 5 |  | Combustion Turbine | PJM_EMAC | Pennsylvania | Philadelphia | 13 | 1967 | 9999 | 2019 | 0.0456 | 99.5 | 0.91658 | NEI 2019
Southwark | 3170_G_6 | 3170 | G | 6 |  | Combustion Turbine | PJM_EMAC | Pennsylvania | Philadelphia | 13 | 1968 | 9999 | 2019 | 0.0488 | 99.5 | 0.98091 | NEI 2019
Hunlock Power Station | 3176_G_3 | 3176 | G | 3 |  | Combined Cycle | PJM_WMAC | Pennsylvania | Luzerne | 29 | 1959 | 9999 |  |  |  | 0.03182 | NEI 2019
Hunlock Power Station | 3176_G_5 | 3176 | G | 5 | 90563 | Combined Cycle | PJM_WMAC | Pennsylvania | Luzerne | 49.2 | 2011 | 9999 | 2019 | 0.93 | 63634 | 0.03182 | NEI 2019
Hunlock Power Station | 3176_G_6 | 3176 | G | 6 | 90564 | Combined Cycle | PJM_WMAC | Pennsylvania | Luzerne | 48.5 | 2011 | 9999 | 2019 | 0.8 | 45119 | 0.03182 | NEI 2019
Manchester Street | 3236_G_G10A | 3236 | G | G10A | 2191 | Combined Cycle | NENGREST | Rhode Island | Providence | 110.1 | 1995 | 9999 |  |  |  | 0.04609 | Default Emission Factor
Manchester Street | 3236_G_G11A | 3236 | G | G11A | 2192 | Combined Cycle | NENGREST | Rhode Island | Providence | 110.2 | 1995 | 9999 |  |  |  | 0.02273 | NEI 2019
Manchester Street | 3236_G_GE10 | 3236 | G | GE10 | 2191 | Combined Cycle | NENGREST | Rhode Island | Providence | 46.9 | 1995 | 9999 |  |  |  | 0.04609 | Default Emission Factor
Manchester Street | 3236_G_GE11 | 3236 | G | GE11 | 2192 | Combined Cycle | NENGREST | Rhode Island | Providence | 46.8 | 1995 | 9999 | 2019 | 4.9485 | 1484595 | 0.02273 | NEI 2019
Manchester Street | 3236_G_GE9A | 3236 | G | GE9A | 2196 | Combined Cycle | NENGREST | Rhode Island | Providence | 110.1 | 1995 | 9999 |  |  |  | 0.04609 | Default Emission Factor
Manchester Street | 3236_G_GEN9 | 3236 | G | GEN9 | 2196 | Combined Cycle | NENGREST | Rhode Island | Providence | 46.9 | 1995 | 9999 |  |  |  | 0.04609 | Default Emission Factor
Darlington County | 3250_G_12 | 3250 | G | 12 | 2199 | Combustion Turbine | S_VACA | South Carolina | Darlington | 118 | 1997 | 9999 | 2019 | 0.55837 | 4057.814 | 0.27521 | NEI 2019
Darlington County | 3250_G_13 | 3250 | G | 13 | 2200 | Combustion Turbine | S_VACA | South Carolina | Darlington | 116 | 1997 | 9999 | 2019 | 0.46831 | 3989.0375 | 0.2348 | NEI 2019
W S Lee | 3264_G_7 | 3264 | G | 7 | 89636 | Combustion Turbine | S_VACA | South Carolina | Anderson | 42 | 2007 | 9999 | 2019 | 0.23664 | 4076.5 | 0.1161 | NEI 2019
W S Lee | 3264_G_8 | 3264 | G | 8 | 89637 | Combustion Turbine | S_VACA | South Carolina | Anderson | 42 | 2007 | 9999 | 2019 | 0.41548 | 4076.5 | 0.20384 | NEI 2019
W S Lee | 3264_G_CT11 | 3264 | G | CT11 | 91015 | Combined Cycle | S_VACA | South Carolina | Anderson | 237 | 2018 | 9999 | 2019 | 61.9681 | 1548785 | 0.04692 | NEI 2019
W S Lee | 3264_G_CT12 | 3264 | G | CT12 | 91016 | Combined Cycle | S_VACA | South Carolina | Anderson | 236 | 2018 | 9999 | 2019 | 61.6585 | 1553187 | 0.04692 | NEI 2019
W S Lee | 3264_G_ST10 | 3264 | G | ST10 | 91015 | Combined Cycle | S_VACA | South Carolina | Anderson | 313 | 2018 | 9999 |  |  |  | 0.04692 | NEI 2019
Coit GT | 3281_G_1 | 3281 | G | 1 |  | Combustion Turbine | S_VACA | South Carolina | Richland | 14 | 1969 | 9999 | 2017 | 0.078532 | 431.3077 | 0.36416 | NEI 2019
Coit GT | 3281_G_2 | 3281 | G | 2 |  | Combustion Turbine | S_VACA | South Carolina | Richland | 12 | 1969 | 9999 |  |  |  | 0.155 | Default Emission Factor
Hagood | 3285_G_4 | 3285 | G | 4 | 2225 | Combustion Turbine | S_VACA | South Carolina | Charleston | 88 | 1991 | 9999 |  |  |  | 0.155 | Default Emission Factor
Hagood | 3285_G_5 | 3285 | G | 5 |  | Combustion Turbine | S_VACA | South Carolina | Charleston | 18 | 2009 | 9999 |  |  |  | 0.155 | Default Emission Factor
Hagood | 3285_G_6 | 3285 | G | 6 |  | Combustion Turbine | S_VACA | South Carolina | Charleston | 20 | 2010 | 9999 |  |  |  | 0.155 | Default Emission Factor
Hardeeville | 3286_G_1 | 3286 | G | 1 |  | Combustion Turbine | S_VACA | South Carolina | Jasper | 9 | 1968 | 9999 |  |  |  | 0.155 | Default Emission Factor
Parr GT | 3291_G_GT1 | 3291 | G | GT1 |  | Combustion Turbine | S_VACA | South Carolina | Fairfield | 13.5 | 1970 | 9999 | 2019 | 0.16292 | 536.85 | 0.60696 | NEI 2019
Parr GT | 3291_G_GT2 | 3291 | G | GT2 |  | Combustion Turbine | S_VACA | South Carolina | Fairfield | 13.5 | 1970 | 9999 |  |  |  | 0.155 | Default Emission Factor
Parr GT | 3291_G_GT3 | 3291 | G | GT3 |  | Combustion Turbine | S_VACA | South Carolina | Fairfield | 16.5 | 1971 | 9999 |  |  |  | 0.155 | Default Emission Factor
Parr GT | 3291_G_GT4 | 3291 | G | GT4 |  | Combustion Turbine | S_VACA | South Carolina | Fairfield | 16.5 | 1971 | 9999 |  |  |  | 0.155 | Default Emission Factor
Urquhart | 3295_G_1 | 3295 | G | 1 | 8330 | Combined Cycle | S_VACA | South Carolina | Aiken | 64 | 1953 | 9999 |  |  |  | 0.09487 | NEI 2019
Urquhart | 3295_G_2 | 3295 | G | 2 | 8332 | Combined Cycle | S_VACA | South Carolina | Aiken | 64 | 1954 | 9999 |  |  |  | 0.04609 | Default Emission Factor
Urquhart | 3295_G_CT1 | 3295 | G | CT1 | 8330 | Combined Cycle | S_VACA | South Carolina | Aiken | 162 | 2002 | 9999 | 2019 | 44.3506 | 1658671 | 0.09487 | NEI 2019
Urquhart | 3295_G_CT2 | 3295 | G | CT2 | 8332 | Combined Cycle | S_VACA | South Carolina | Aiken | 168 | 2002 | 9999 |  |  |  | 0.04609 | Default Emission Factor
Urquhart | 3295_G_GT1 | 3295 | G | GT1 |  | Combustion Turbine | S_VACA | South Carolina | Aiken | 13 | 1969 | 9999 |  |  |  | 0.155 | Default Emission Factor
Urquhart | 3295_G_GT2 | 3295 | G | GT2 |  | Combustion Turbine | S_VACA | South Carolina | Aiken | 14 | 1969 | 9999 | 2019 | 0.0045773 | 1795.907 | 0.0051 | NEI 2019
Urquhart | 3295_G_GT3 | 3295 | G | GT3 |  | Combustion Turbine | S_VACA | South Carolina | Aiken | 11 | 1969 | 9999 | 2019 | 0.0048928 | 1411.0698 | 0.00694 | NEI 2019
Urquhart | 3295_G_GT4 | 3295 | G | GT4 | 2231 | Combustion Turbine | S_VACA | South Carolina | Aiken | 48 | 1999 | 9999 | 2019 | 0.30019 | 6157.3953 | 0.09751 | NEI 2019
Williams | 3298_G_1 | 3298 | G | 1 | 88279 | Combustion Turbine | S_VACA | South Carolina | Berkeley | 20 | 1972 | 9999 | 2019 | 0.0099622 | 155.5 | 0.12813 | NEI 2019
Williams | 3298_G_2 | 3298 | G | 2 | 88280 | Combustion Turbine | S_VACA | South Carolina | Berkeley | 20 | 1972 | 9999 | 2019 | 0.020347 | 155.5 | 0.2617 | NEI 2019
Rocky River (SC) | 3305_G_IC2 | 3305 | G | IC2 |  | Combustion Turbine | S_VACA | South Carolina | Anderson | 1 | 2013 | 9999 |  |  |  | 0.86775 | Default Emission Factor
Hilton Head | 3318_G_1 | 3318 | G | 1 | 88281 | Combustion Turbine | S_VACA | South Carolina | Beaufort | 19 | 1973 | 9999 | 2019 | 0.0033572 | 41.3778 | 0.16227 | NEI 2019
Hilton Head | 3318_G_2 | 3318 | G | 2 | 88282 | Combustion Turbine | S_VACA | South Carolina | Beaufort | 19 | 1974 | 9999 |  |  |  | 0.155 | Default Emission Factor
Hilton Head | 3318_G_3 | 3318 | G | 3 | 88283 | Combustion Turbine | S_VACA | South Carolina | Beaufort | 52 | 1979 | 9999 | 2019 | 0.048097 | 113.2444 | 0.84943 | NEI 2019
Myrtle Beach | 3320_G_1 | 3320 | G | 1 |  | Combustion Turbine | S_VACA | South Carolina | Horry | 8 | 1972 | 9999 |  |  |  | 0.155 | Default Emission Factor
Myrtle Beach | 3320_G_2 | 3320 | G | 2 |  | Combustion Turbine | S_VACA | South Carolina | Horry | 8 | 1962 | 9999 |  |  |  | 0.155 | Default Emission Factor
Myrtle Beach | 3320_G_3 | 3320 | G | 3 | 88284 | Combustion Turbine | S_VACA | South Carolina | Horry | 19 | 1962 | 9999 |  |  |  | 0.155 | Default Emission Factor
Myrtle Beach | 3320_G_4 | 3320 | G | 4 |  | Combustion Turbine | S_VACA | South Carolina | Horry | 19 | 1972 | 9999 |  |  |  | 0.155 | Default Emission Factor
Myrtle Beach | 3320_G_5 | 3320 | G | 5 | 88286 | Combustion Turbine | S_VACA | South Carolina | Horry | 21 | 1976 | 9999 |  |  |  | 0.155 | Default Emission Factor
Ben French | 3325_G_1 | 3325 | G | 1 |  | Combustion Turbine | WECC_WY | South Dakota | Pennington | 2 | 1965 | 9999 |  |  |  | 0.86775 | Default Emission Factor
Ben French | 3325_G_2 | 3325 | G | 2 |  | Combustion Turbine | WECC_WY | South Dakota | Pennington | 2 | 1965 | 9999 |  |  |  | 0.86775 | Default Emission Factor
Ben French | 3325_G_3 | 3325 | G | 3 |  | Combustion Turbine | WECC_WY | South Dakota | Pennington | 2 | 1965 | 9999 |  |  |  | 0.86775 | Default Emission Factor
Ben French | 3325_G_4 | 3325 | G | 4 |  | Combustion Turbine | WECC_WY | South Dakota | Pennington | 2 | 1965 | 9999 |  |  |  | 0.86775 | Default Emission Factor
Ben French | 3325_G_5 | 3325 | G | 5 |  | Combustion Turbine | WECC_WY | South Dakota | Pennington | 2 | 1965 | 9999 |  |  |  | 0.86775 | Default Emission Factor
Ben French | 3325_G_GT1 | 3325 | G | GT1 |  | Combustion Turbine | WECC_WY | South Dakota | Pennington | 17 | 1977 | 9999 |  |  |  | 0.155 | Default Emission Factor
Ben French | 3325_G_GT2 | 3325 | G | GT2 |  | Combustion Turbine | WECC_WY | South Dakota | Pennington | 17 | 1977 | 9999 |  |  |  | 0.155 | Default Emission Factor
Ben French | 3325_G_GT3 | 3325 | G | GT3 |  | Combustion Turbine | WECC_WY | South Dakota | Pennington | 17 | 1978 | 9999 | 2017 | 0.30196 | 873.74 | 0.69118 | NEI 2019
Ben French | 3325_G_GT4 | 3325 | G | GT4 |  | Combustion Turbine | WECC_WY | South Dakota | Pennington | 17 | 1979 | 9999 | 2019 | 0.32514 | 1973.75 | 0.32946 | NEI 2019
Aberdeen CT | 3338_G_2 | 3338 | G | 2 | 90796 | Combustion Turbine | SPP_WAUE | South Dakota | Brown | 52 | 2013 | 9999 |  |  |  | 0.155 | Default Emission Factor
Aberdeen CT | 3338_G_GT1 | 3338 | G | GT1 |  | Combustion Turbine | SPP_WAUE | South Dakota | Brown | 20.5 | 1978 | 2025 |  |  |  | 0.155 | Default Emission Factor
Clark (SD) | 3341_G_1 | 3341 | G | 1 |  | Combustion Turbine | SPP_WAUE | South Dakota | Clark | 2.6 | 1970 | 9999 |  |  |  | 0.86775 | Default Emission Factor
Faulkton | 3342_G_1 | 3342 | G | 1 |  | Combustion Turbine | SPP_WAUE | South Dakota | Faulk | 2.5 | 1969 | 9999 |  |  |  | 0.86775 | Default Emission Factor
Huron | 3344_G_1 | 3344 | G | 1 |  | Combustion Turbine | SPP_WAUE | South Dakota | Beadle | 11 | 1961 | 9999 |  |  |  | 0.155 | Default Emission Factor
Lake Preston | 3352_G_1A | 3352 | G | 1A |  | Combustion Turbine | MIS_MAPP | South Dakota | Kingsbury | 19.9 | 1978 | 9999 |  |  |  | 0.155 | Default Emission Factor
Allen | 3393_G_CTG1 | 3393 | G | CTG1 | 91027 | Combined Cycle | S_C_TVA | Tennessee | Shelby | 311.9 | 2018 | 9999 | 2019 | 50.2815 | 4074977 | 0.03326 | NEI 2019
Allen | 3393_G_CTG2 | 3393 | G | CTG2 | 91028 | Combined Cycle | S_C_TVA | Tennessee | Shelby | 311.9 | 2018 | 9999 | 2019 | 46.8527 | 1766850 | 0.03326 | NEI 2019
Allen | 3393_G_G10 | 3393 | G | G10 |  | Combustion Turbine | S_C_TVA | Tennessee | Shelby | 15.1 | 1971 | 9999 | 2019 | 0.0027001 | 29.0901 | 0.18564 | NEI 2019
Allen | 3393_G_G11 | 3393 | G | G11 |  | Combustion Turbine | S_C_TVA | Tennessee | Shelby | 15.1 | 1971 | 9999 | 2019 | 0.0027001 | 29.0901 | 0.18564 | NEI 2019
Allen | 3393_G_G12 | 3393 | G | G12 |  | Combustion Turbine | S_C_TVA | Tennessee | Shelby | 15.1 | 1971 | 9999 | 2019 | 0.0027001 | 29.0901 | 0.18564 | NEI 2019
Allen | 3393_G_G13 | 3393 | G | G13 |  | Combustion Turbine | S_C_TVA | Tennessee | Shelby | 15.1 | 1971 | 9999 | 2019 | 0.0027001 | 29.0901 | 0.18564 | NEI 2019
Allen | 3393_G_G14 | 3393 | G | G14 |  | Combustion Turbine | S_C_TVA | Tennessee | Shelby | 15.1 | 1971 | 9999 | 2019 | 0.0027001 | 29.0901 | 0.18564 | NEI 2019
Allen | 3393_G_G15 | 3393 | G | G15 |  | Combustion Turbine | S_C_TVA | Tennessee | Shelby | 15.1 | 1971 | 9999 | 2019 | 0.0027001 | 29.0901 | 0.18564 | NEI 2019
Allen | 3393_G_G16 | 3393 | G | G16 |  | Combustion Turbine | S_C_TVA | Tennessee | Shelby | 15.1 | 1971 | 9999 | 2019 | 0.0027001 | 29.0901 | 0.18564 | NEI 2019
Allen | 3393_G_G17 | 3393 | G | G17 | 88158 | Combustion Turbine | S_C_TVA | Tennessee | Shelby | 46.4 | 1972 | 9999 | 2019 | 0.05956 | 89.3895 | 1.3326 | NEI 2019
Allen | 3393_G_G18 | 3393 | G | G18 | 88159 | Combustion Turbine | S_C_TVA | Tennessee | Shelby | 46.4 | 1972 | 9999 |  |  |  | 0.155 | Default Emission Factor
Allen | 3393_G_G19 | 3393 | G | G19 | 88160 | Combustion Turbine | S_C_TVA | Tennessee | Shelby | 46.4 | 1972 | 9999 |  |  |  | 0.155 | Default Emission Factor
Allen | 3393_G_G20 | 3393 | G | G20 | 88161 | Combustion Turbine | S_C_TVA | Tennessee | Shelby | 46.4 | 1972 | 9999 | 2019 | 0.055645 | 89.3895 | 1.245 | NEI 2019
Allen | 3393_G_GT1 | 3393 | G | GT1 |  | Combustion Turbine | S_C_TVA | Tennessee | Shelby | 15.1 | 1971 | 9999 | 2019 | 0.0027001 | 29.0901 | 0.18564 | NEI 2019
Allen | 3393_G_GT2 | 3393 | G | GT2 |  | Combustion Turbine | S_C_TVA | Tennessee | Shelby | 15.1 | 1971 | 9999 | 2019 | 0.0027001 | 29.0901 | 0.18564 | NEI 2019
Allen | 3393_G_GT3 | 3393 | G | GT3 |  | Combustion Turbine | S_C_TVA | Tennessee | Shelby | 15.1 | 1971 | 9999 | 2019 | 0.0027001 | 29.0901 | 0.18564 | NEI 2019
Allen | 3393_G_GT4 | 3393 | G | GT4 |  | Combustion Turbine | S_C_TVA | Tennessee | Shelby | 15.1 | 1971 | 9999 | 2019 | 0.0027001 | 29.0901 | 0.18564 | NEI 2019
Allen | 3393_G_GT5 | 3393 | G | GT5 |  | Combustion Turbine | S_C_TVA | Tennessee | Shelby | 15.1 | 1971 | 9999 | 2019 | 0.0027001 | 29.0901 | 0.18564 | NEI 2019
Allen | 3393_G_GT6 | 3393 | G | GT6 |  | Combustion Turbine | S_C_TVA | Tennessee | Shelby | 15.1 | 1971 | 9999 | 2019 | 0.0027001 | 29.0901 | 0.18564 | NEI 2019
Allen | 3393_G_GT7 | 3393 | G | GT7 |  | Combustion Turbine | S_C_TVA | Tennessee | Shelby | 15.1 | 1971 | 9999 | 2019 | 0.0027001 | 29.0901 | 0.18564 | NEI 2019
Allen | 3393_G_GT8 | 3393 | G | GT8 |  | Combustion Turbine | S_C_TVA | Tennessee | Shelby | 15.1 | 1971 | 9999 | 2019 | 0.0027001 | 29.0901 | 0.18564 | NEI 2019
Allen | 3393_G_GT9 | 3393 | G | GT9 |  | Combustion Turbine | S_C_TVA | Tennessee | Shelby | 15.1 | 1971 | 9999 | 2019 | 0.0027001 | 29.0901 | 0.18564 | NEI 2019
Allen | 3393_G_STG1 | 3393 | G | STG1 | 91027 | Combined Cycle | S_C_TVA | Tennessee | Shelby | 428.3 | 2018 | 9999 |  |  |  | 0.03326 | NEI 2019
Gallatin (TN) | 3403_G_GT1 | 3403 | G | GT1 | 88162 | Combustion Turbine | S_C_TVA | Tennessee | Sumner | 71.5 | 1975 | 9999 |  |  |  | 0.02025 | NEI 2019
Gallatin (TN) | 3403_G_GT2 | 3403 | G | GT2 | 88163 | Combustion Turbine | S_C_TVA | Tennessee | Sumner | 71.5 | 1975 | 9999 |  |  |  | 0.02025 | NEI 2019
Gallatin (TN) | 3403_G_GT3 | 3403 | G | GT3 | 88164 | Combustion Turbine | S_C_TVA | Tennessee | Sumner | 71.5 | 1975 | 9999 |  |  |  | 0.02025 | NEI 2019
Gallatin (TN) | 3403_G_GT4 | 3403 | G | GT4 | 88165 | Combustion Turbine | S_C_TVA | Tennessee | Sumner | 71.5 | 1975 | 9999 | 2019 | 0.48827 | 48233.6335 | 0.02025 | NEI 2019
Gallatin (TN) | 3403_G_GT5 | 3403 | G | GT5 | 2258 | Combustion Turbine | S_C_TVA | Tennessee | Sumner | 73.4 | 2000 | 9999 |  |  |  | 0.29074 | NEI 2019
Gallatin (TN) | 3403_G_GT6 | 3403 | G | GT6 | 2259 | Combustion Turbine | S_C_TVA | Tennessee | Sumner | 73.4 | 2000 | 9999 |  |  |  | 0.29074 | NEI 2019
Gallatin (TN) | 3403_G_GT7 | 3403 | G | GT7 | 2260 | Combustion Turbine | S_C_TVA | Tennessee | Sumner | 73.4 | 2000 | 9999 |  |  |  | 0.29074 | NEI 2019
Gallatin (TN) | 3403_G_GT8 | 3403 | G | GT8 | 2261 | Combustion Turbine | S_C_TVA | Tennessee | Sumner | 73.4 | 2000 | 9999 | 2019 | 7.1982 | 49515.3665 | 0.29074 | NEI 2019
John Sevier | 3405_G_CTG1 | 3405 | G | CTG1 | 90657 | Combined Cycle | S_C_TVA | Tennessee | Hawkins | 165 | 2012 | 9999 | 2019 | 23.4333 | 962937 | 0.02974 | NEI 2019
John Sevier | 3405_G_CTG2 | 3405 | G | CTG2 | 90658 | Combined Cycle | S_C_TVA | Tennessee | Hawkins | 165 | 2012 | 9999 | 2019 | 25.3943 | 1073147 | 0.02974 | NEI 2019
John Sevier | 3405_G_CTG3 | 3405 | G | CTG3 | 90659 | Combined Cycle | S_C_TVA | Tennessee | Hawkins | 165 | 2012 | 9999 | 2019 | 24.8506 | 1081958 | 0.02974 | NEI 2019
John Sevier | 3405_G_STG1 | 3405 | G | STG1 | 90657 | Combined Cycle | S_C_TVA | Tennessee | Hawkins | 383 | 2012 | 9999 |  |  |  | 0.02974 | NEI 2019
Johnsonville | 3406_G_G10 | 3406 | G | G10 | 88167 | Combustion Turbine | S_C_TVA | Tennessee | Humphreys | 47.1 | 1975 | 9999 |  |  |  | 0.02656 | NEI 2019
Johnsonville | 3406_G_G11 | 3406 | G | G11 | 88168 | Combustion Turbine | S_C_TVA | Tennessee | Humphreys | 47.1 | 1975 | 9999 |  |  |  | 0.02656 | NEI 2019
Johnsonville | 3406_G_G12 | 3406 | G | G12 | 88169 | Combustion Turbine | S_C_TVA | Tennessee | Humphreys | 47.1 | 1975 | 9999 |  |  |  | 0.02656 | NEI 2019
Johnsonville | 3406_G_G13 | 3406 | G | G13 | 88170 | Combustion Turbine | S_C_TVA | Tennessee | Humphreys | 47.1 | 1975 | 9999 |  |  |  | 0.02656 | NEI 2019
Johnsonville | 3406_G_G14 | 3406 | G | G14 | 88171 | Combustion Turbine | S_C_TVA | Tennessee | Humphreys | 47.1 | 1975 | 9999 |  |  |  | 0.02656 | NEI 2019
Johnsonville | 3406_G_G15 | 3406 | G | G15 | 88172 | Combustion Turbine | S_C_TVA | Tennessee | Humphreys | 47.1 | 1975 | 9999 |  |  |  | 0.02656 | NEI 2019
Johnsonville | 3406_G_G16 | 3406 | G | G16 | 88173 | Combustion Turbine | S_C_TVA | Tennessee | Humphreys | 47.1 | 1975 | 9999 | 2019 | 1.3431 | 101138.0572 | 0.02656 | NEI 2019
Johnsonville | 3406_G_G17 | 3406 | G | G17 | 2276 | Combustion Turbine | S_C_TVA | Tennessee | Humphreys | 72.8 | 2000 | 9999 |  |  |  | 0.14225 | NEI 2019
Johnsonville | 3406_G_G18 | 3406 | G | G18 | 2277 | Combustion Turbine | S_C_TVA | Tennessee | Humphreys | 72.8 | 2000 | 9999 |  |  |  | 0.14225 | NEI 2019
Johnsonville | 3406_G_G19 | 3406 | G | G19 | 2278 | Combustion Turbine | S_C_TVA | Tennessee | Humphreys | 72.8 | 2000 | 9999 |  |  |  | 0.14225 | NEI 2019
Johnsonville | 3406_G_G20 | 3406 | G | G20 | 2279 | Combustion Turbine | S_C_TVA | Tennessee | Humphreys | 72.8 | 2000 | 9999 | 2019 | 2.7797 | 39080.9478 | 0.14225 | NEI 2019
Johnsonville | 3406_G_GT1 | 3406 | G | GT1 | 88166 | Combustion Turbine | S_C_TVA | Tennessee | Humphreys | 47.1 | 1975 | 9999 |  |  |  | 0.02656 | NEI 2019
Johnsonville | 3406_G_GT2 | 3406 | G | GT2 | 88174 | Combustion Turbine | S_C_TVA | Tennessee | Humphreys | 47.1 | 1975 | 9999 |  |  |  | 0.02656 | NEI 2019
Johnsonville | 3406_G_GT3 | 3406 | G | GT3 | 88175 | Combustion Turbine | S_C_TVA | Tennessee | Humphreys | 47.1 | 1975 | 9999 |  |  |  | 0.02656 | NEI 2019
Johnsonville | 3406_G_GT4 | 3406 | G | GT4 | 88176 | Combustion Turbine | S_C_TVA | Tennessee | Humphreys | 47.1 | 1975 | 9999 |  |  |  | 0.02656 | NEI 2019
Johnsonville | 3406_G_GT5 | 3406 | G | GT5 | 88177 | Combustion Turbine | S_C_TVA | Tennessee | Humphreys | 47.1 | 1975 | 9999 |  |  |  | 0.02656 | NEI 2019
Johnsonville | 3406_G_GT6 | 3406 | G | GT6 | 88178 | Combustion Turbine | S_C_TVA | Tennessee | Humphreys | 47.1 | 1975 | 9999 |  |  |  | 0.02656 | NEI 2019
Johnsonville | 3406_G_GT7 | 3406 | G | GT7 | 88179 | Combustion Turbine | S_C_TVA | Tennessee | Humphreys | 47.1 | 1975 | 9999 |  |  |  | 0.02656 | NEI 2019
Johnsonville | 3406_G_GT8 | 3406 | G | GT8 | 88180 | Combustion Turbine | S_C_TVA | Tennessee | Humphreys | 47.1 | 1975 | 9999 |  |  |  | 0.02656 | NEI 2019
Johnsonville | 3406_G_GT9 | 3406 | G | GT9 | 88181 | Combustion Turbine | S_C_TVA | Tennessee | Humphreys | 47.1 | 1975 | 9999 |  |  |  | 0.02656 | NEI 2019
Long Beach Generation LLC | 341_G_CT1 | 341 | G | CT1 | 89768 | Combustion Turbine | WECC_SCE | California | Los Angeles | 65 | 1976 | 9999 | 2019 | 0.41748 | 3645.5 | 0.22904 | NEI 2019
Long Beach Generation LLC | 341_G_CT2 | 341 | G | CT2 | 89769 | Combustion Turbine | WECC_SCE | California | Los Angeles | 65 | 1976 | 9999 | 2017 | 0.38766 | 8095.75 | 0.09577 | NEI 2019
Long Beach Generation LLC | 341_G_CT3 | 341 | G | CT3 | 89770 | Combustion Turbine | WECC_SCE | California | Los Angeles | 65 | 1976 | 9999 | 2017 | 0.36778 | 8095.75 | 0.09086 | NEI 2019
Long Beach Generation LLC | 341_G_CT4 | 341 | G | CT4 | 89771 | Combustion Turbine | WECC_SCE | California | Los Angeles | 65 | 1976 | 9999 | 2017 | 0.37772 | 8095.75 | 0.09331 | NEI 2019
Laredo | 3439_G_4 | 3439 | G | 4 | 90196 | Combustion Turbine | ERC_REST | Texas | Webb | 90.1 | 2008 | 9999 | 2019 | 0.79 | 56685.2926 | 0.02787 | NEI 2019
Laredo | 3439_G_5 | 3439 | G | 5 | 90197 | Combustion Turbine | ERC_REST | Texas | Webb | 87.3 | 2008 | 9999 | 2019 | 1.13 | 54923.7074 | 0.04115 | NEI 2019
Nueces Bay | 3441_G_7 | 3441 | G | 7 | 90242 | Combined Cycle | ERC_REST | Texas | Nueces | 319 | 1972 | 9999 |  |  |  | 0.07215 | NEI 2019
Nueces Bay | 3441_G_8 | 3441 | G | 8 | 90242 | Combined Cycle | ERC_REST | Texas | Nueces | 157 | 2010 | 9999 | 2019 | 27.96 | 848693 | 0.07215 | NEI 2019
Nueces Bay | 3441_G_9 | 3441 | G | 9 | 90243 | Combined Cycle | ERC_REST | Texas | Nueces | 157 | 2010 | 9999 | 2019 | 30.65 | 775881 | 0.07215 | NEI 2019
Victoria | 3443_G_5 | 3443 | G | 5 | 90094 | Combined Cycle | ERC_REST | Texas | Victoria | 125 | 1963 | 9999 |  |  |  | 0.04459 | NEI 2019
Victoria | 3443_G_7 | 3443 | G | 7 | 90094 | Combined Cycle | ERC_REST | Texas | Victoria | 160 | 2009 | 9999 | 2019 | 28.1129 | 1260976 | 0.04459 | NEI 2019
Newman | 3456_G_4 | 3456 | G | 4 | 2327 | Combined Cycle | WECC_NM | Texas | El Paso | 83 | 1975 | 2025 |  |  |  | 0.01287 | NEI 2019
Newman | 3456_G_5CA1 | 3456 | G | 5CA1 | 91266 | Combined Cycle | WECC_NM | Texas | El Paso | 138 | 2011 | 9999 |  |  |  | 0.06151 | NEI 2019
Newman | 3456_G_5CT1 | 3456 | G | 5CT1 | 91266 | Combined Cycle | WECC_NM | Texas | El Paso | 70 | 2009 | 9999 | 2019 | 20.7021 | 375921 | 0.06151 | NEI 2019
Newman | 3456_G_5CT2 | 3456 | G | 5CT2 | 91267 | Combined Cycle | WECC_NM | Texas | El Paso | 70 | 2009 | 9999 | 2019 | 17.6358 | 364283 | 0.06151 | NEI 2019
Newman | 3456_G_CT1 | 3456 | G | CT1 | 2327 | Combined Cycle | WECC_NM | Texas | El Paso | 72 | 1975 | 2025 | 2019 | 2.4464 | 566647 | 0.01287 | NEI 2019
Newman | 3456_G_CT2 | 3456 | G | CT2 | 2328 | Combined Cycle | WECC_NM | Texas | El Paso | 72 | 1975 | 2025 | 2019 | 3.9964 | 434466 | 0.01287 | NEI 2019
Greens Bayou | 3464_G_73 | 3464 | G | 73 | 89952 | Combustion Turbine | ERC_REST | Texas | Harris | 54 | 1976 | 9999 | 2019 | 1.2884 | 24189.2542 | 0.10653 | NEI 2019
Greens Bayou | 3464_G_74 | 3464 | G | 74 | 89953 | Combustion Turbine | ERC_REST | Texas | Harris | 54 | 1976 | 9999 | 2019 | 1.2458 | 24189.2542 | 0.103 | NEI 2019
Greens Bayou | 3464_G_81 | 3464 | G | 81 | 89954 | Combustion Turbine | ERC_REST | Texas | Harris | 54 | 1976 | 9999 | 2019 | 1.3417 | 24189.2542 | 0.11093 | NEI 2019
Greens Bayou | 3464_G_82 | 3464 | G | 82 | 89955 | Combustion Turbine | ERC_REST | Texas | Harris | 64 | 1976 | 9999 | 2019 | 1.2935 | 28668.7458 | 0.09024 | NEI 2019
Greens Bayou | 3464_G_83 | 3464 | G | 83 | 89956 | Combustion Turbine | ERC_REST | Texas | Harris | 64 | 1976 | 9999 | 2019 | 1.3846 | 28668.7458 | 0.09659 | NEI 2019
Greens Bayou | 3464_G_84 | 3464 | G | 84 | 89957 | Combustion Turbine | ERC_REST | Texas | Harris | 64 | 1976 | 9999 | 2019 | 1.3497 | 28668.7458 | 0.09416 | NEI 2019
T H Wharton | 3469_G_3 | 3469 | G | 3 | 89958 | Combined Cycle | ERC_REST | Texas | Harris | 104 | 1974 | 9999 |  |  |  | 0.06497 | NEI 2019
T H Wharton | 3469_G_31 | 3469 | G | 31 | 89958 | Combined Cycle | ERC_REST | Texas | Harris | 57 | 1972 | 9999 | 2019 | 3.3198 | 178590 | 0.06497 | NEI 2019
T H Wharton | 3469_G_32 | 3469 | G | 32 | 89959 | Combined Cycle | ERC_REST | Texas | Harris | 57 | 1972 | 9999 | 2019 | 2.4451 | 52820 | 0.06497 | NEI 2019
T H Wharton | 3469_G_33 | 3469 | G | 33 | 89960 | Combined Cycle | ERC_REST | Texas | Harris | 57 | 1972 | 9999 | 2019 | 3.3718 | 73501 | 0.06497 | NEI 2019
T H Wharton | 3469_G_34 | 3469 | G | 34 | 89961 | Combined Cycle | ERC_REST | Texas | Harris | 57 | 1972 | 9999 | 2019 | 3.0207 | 69338 | 0.06497 | NEI 2019
T H Wharton | 3469_G_4 | 3469 | G | 4 | 89962 | Combined Cycle | ERC_REST | Texas | Harris | 104 | 1974 | 9999 |  |  |  | 0.0656 | NEI 2019
T H Wharton | 3469_G_41 | 3469 | G | 41 | 89962 | Combined Cycle | ERC_REST | Texas | Harris | 57 | 1972 | 9999 | 2019 | 3.3826 | 192755 | 0.0656 | NEI 2019
T H Wharton | 3469_G_42 | 3469 | G | 42 | 89963 | Combined Cycle | ERC_REST | Texas | Harris | 57 | 1972 | 9999 | 2019 | 3.2952 | 71616 | 0.0656 | NEI 2019
T H Wharton | 3469_G_43 | 3469 | G | 43 | 89964 | Combined Cycle | ERC_REST | Texas | Harris | 57 | 1974 | 9999 | 2019 | 3.3748 | 71381 | 0.0656 | NEI 2019
T H Wharton | 3469_G_44 | 3469 | G | 44 | 89965 | Combined Cycle | ERC_REST | Texas | Harris | 57 | 1974 | 9999 | 2019 | 3.4822 | 76892 | 0.0656 | NEI 2019
T H Wharton | 3469_G_51 | 3469 | G | 51 | 89966 | Combustion Turbine | ERC_REST | Texas | Harris | 58 | 1975 | 9999 | 2019 | 1.6519 | 22701.6177 | 0.14553 | NEI 2019
T H Wharton | 3469_G_52 | 3469 | G | 52 | 89967 | Combustion Turbine | ERC_REST | Texas | Harris | 58 | 1975 | 9999 | 2019 | 1.697 | 22701.6177 | 0.14951 | NEI 2019
T H Wharton | 3469_G_53 | 3469 | G | 53 | 89968 | Combustion Turbine | ERC_REST | Texas | Harris | 58 | 1975 | 9999 | 2019 | 1.8186 | 22701.6177 | 0.16022 | NEI 2019
T H Wharton | 3469_G_54 | 3469 | G | 54 | 89969 | Combustion Turbine | ERC_REST | Texas | Harris | 58 | 1975 | 9999 | 2019 | 1.78 | 22701.6177 | 0.15682 | NEI 2019
T H Wharton | 3469_G_55 | 3469 | G | 55 | 89970 | Combustion Turbine | ERC_REST | Texas | Harris | 58 | 1975 | 9999 | 2019 | 1.532 | 22701.6177 | 0.13497 | NEI 2019
T H Wharton | 3469_G_56 | 3469 | G | 56 | 89971 | Combustion Turbine | ERC_REST | Texas | Harris | 58 | 1975 | 9999 | 2019 | 1.6432 | 22701.6177 | 0.14477 | NEI 2019
T H Wharton | 3469_G_GT1 | 3469 | G | GT1 |  | Combustion Turbine | ERC_REST | Texas | Harris | 13 | 1967 | 9999 | 2019 | 0.0878 | 5088.2936 | 0.03451 | NEI 2019
W A Parish | 3470_G_GT1 | 3470 | G | GT1 |  | Combustion Turbine | ERC_REST | Texas | Fort Bend | 13 | 1967 | 9999 | 2019 | 0.0805 | 1125 | 0.14311 | NEI 2019
Jones | 3482_G_3 | 3482 | G | 3 | 90700 | Combustion Turbine | SPP_SPS | Texas | Lubbock | 166 | 2011 | 9999 | 2019 | 4.8037 | 362004.7485 | 0.02654 | NEI 2019
Jones | 3482_G_4 | 3482 | G | 4 | 90833 | Combustion Turbine | SPP_SPS | Texas | Lubbock | 168 | 2013 | 9999 | 2019 | 1.8686 | 366366.2515 | 0.0102 | NEI 2019
Nichols | 3484_G_2 | 3484 | G | 2 | 2399 | O/G Steam | SPP_SPS | Texas | Potter | 106 | 1962 | 2024 | 2017 | 15.4922 | 85732 | 0.36141 | NEI 2019
Plant X | 3485_G_3 | 3485 | G | 3 | 2403 | O/G Steam | SPP_SPS | Texas | Lamb | 93 | 1955 | 2024 | 2019 | 10.113 | 240371 | 0.08415 | NEI 2019
Morgan Creek | 3492_G_CT1 | 3492 | G | CT1 | 90017 | Combustion Turbine | ERC_WEST | Texas | Mitchell | 67 | 1988 | 9999 | 2019 | 0.1983 | 2734.5 | 0.14504 | NEI 2019
Morgan Creek | 3492_G_CT2 | 3492 | G | CT2 | 90018 | Combustion Turbine | ERC_WEST | Texas | Mitchell | 66 | 1988 | 9999 | 2019 | 0.3541 | 2693.6866 | 0.26291 | NEI 2019
Morgan Creek | 3492_G_CT3 | 3492 | G | CT3 | 90019 | Combustion Turbine | ERC_WEST | Texas | Mitchell | 66 | 1988 | 9999 | 2019 | 0.2622 | 2693.6866 | 0.19468 | NEI 2019
Morgan Creek | 3492_G_CT4 | 3492 | G | CT4 | 90020 | Combustion Turbine | ERC_WEST | Texas | Mitchell | 67 | 1988 | 9999 | 2019 | 0.2899 | 2734.5 | 0.21203 | NEI 2019
Morgan Creek | 3492_G_CT5 | 3492 | G | CT5 | 90021 | Combustion Turbine | ERC_WEST | Texas | Mitchell | 68 | 1988 | 9999 | 2019 | 0.2888 | 2775.3134 | 0.20812 | NEI 2019
Morgan Creek | 3492_G_CT6 | 3492 | G | CT6 | 90022 | Combustion Turbine | ERC_WEST | Texas | Mitchell | 68 | 1988 | 9999 | 2019 | 0.1918 | 2775.3134 | 0.13822 | NEI 2019
Permian Basin | 3494_G_CT1 | 3494 | G | CT1 | 90023 | Combustion Turbine | ERC_WEST | Texas | Ward | 64 | 1988 | 9999 | 2019 | 7.0475 | 139856.1503 | 0.10078 | NEI 2019
Permian Basin | 3494_G_CT2 | 3494 | G | CT2 | 90024 | Combustion Turbine | ERC_WEST | Texas | Ward | 64 | 1988 | 9999 | 2019 | 10.2419 | 139856.1503 | 0.14646 | NEI 2019
Permian Basin | 3494_G_CT3 | 3494 | G | CT3 | 90025 | Combustion Turbine | ERC_WEST | Texas | Ward | 64 | 1988 | 9999 | 2019 | 14.1705 | 139856.1503 | 0.20264 | NEI 2019
Permian Basin | 3494_G_CT4 | 3494 | G | CT4 | 90026 | Combustion Turbine | ERC_WEST | Texas | Ward | 64 | 1990 | 9999 | 2019 | 17.4559 | 139856.1503 | 0.24963 | NEI 2019
Permian Basin | 3494_G_CT5 | 3494 | G | CT5 | 90027 | Combustion Turbine | ERC_WEST | Texas | Ward | 65 | 1990 | 9999 | 2019 | 13.5974 | 142041.4027 | 0.19146 | NEI 2019
Stryker Creek | 3504_G_D1 | 3504 | G | D1 |  | Combustion Turbine | ERC_REST | Texas | Cherokee | 2 | 1966 | 9999 |  |  |  | 0.86775 | Default Emission Factor
Stryker Creek | 3504_G_D2 | 3504 | G | D2 |  | Combustion Turbine | ERC_REST | Texas | Cherokee | 2 | 1966 | 9999 |  |  |  | 0.86775 | Default Emission Factor
Stryker Creek | 3504_G_D3 | 3504 | G | D3 |  | Combustion Turbine | ERC_REST | Texas | Cherokee | 2 | 1966 | 9999 |  |  |  | 0.86775 | Default Emission Factor
Stryker Creek | 3504_G_D4 | 3504 | G | D4 |  | Combustion Turbine | ERC_REST | Texas | Cherokee | 2 | 1966 | 9999 |  |  |  | 0.86775 | Default Emission Factor
Stryker Creek | 3504_G_D5 | 3504 | G | D5 |  | Combustion Turbine | ERC_REST | Texas | Cherokee | 2 | 1966 | 9999 |  |  |  | 0.86775 | Default Emission Factor
Trinidad (TX) | 3507_G_D1 | 3507 | G | D1 |  | Combustion Turbine | ERC_REST | Texas | Henderson | 2 | 1966 | 9999 |  |  |  | 0.86775 | Default Emission Factor
Trinidad (TX) | 3507_G_D2 | 3507 | G | D2 |  | Combustion Turbine | ERC_REST | Texas | Henderson | 2 | 1966 | 9999 |  |  |  | 0.86775 | Default Emission Factor
Decker Creek | 3548_G_GT1 | 3548 | G | GT1 | 89911 | Combustion Turbine | ERC_REST | Texas | Travis | 52 | 1988 | 9999 | 2019 | 0.9404 | 9601 | 0.1959 | NEI 2019
Decker Creek | 3548_G_GT2 | 3548 | G | GT2 | 89913 | Combustion Turbine | ERC_REST | Texas | Travis | 52 | 1988 | 9999 |  |  |  | 0.155 | Default Emission Factor
Decker Creek | 3548_G_GT3 | 3548 | G | GT3 | 89915 | Combustion Turbine | ERC_REST | Texas | Travis | 52 | 1988 | 9999 | 2019 | 0.2282 | 9601 | 0.04754 | NEI 2019
Decker Creek | 3548_G_GT4 | 3548 | G | GT4 | 89917 | Combustion Turbine | ERC_REST | Texas | Travis | 52 | 1988 | 9999 | 2019 | 0.2863 | 9601 | 0.05964 | NEI 2019
Silas Ray | 3559_G_10 | 3559 | G | 10 | 89523 | Combustion Turbine | ERC_REST | Texas | Cameron | 45 | 2004 | 9999 | 2019 | 1 | 32592 | 0.06137 | NEI 2019
Silas Ray | 3559_G_6 | 3559 | G | 6 |  | Combined Cycle | ERC_REST | Texas | Cameron | 20 | 1959 | 9999 |  |  |  | 0.02991 | NEI 2019
Silas Ray | 3559_G_9 | 3559 | G | 9 | 2461 | Combined Cycle | ERC_REST | Texas | Cameron | 42 | 1996 | 9999 | 2019 | 0.5 | 25793 | 0.02991 | NEI 2019
Silas Ray | 3559_G_DG-3a | 3559 | G | DG-3a |  | Combustion Turbine | ERC_REST | Texas | Cameron | 1 | 2001 | 9999 |  |  |  | 0.86775 | Default Emission Factor
Silas Ray | 3559_G_DG-3b | 3559 | G | DG-3b |  | Combustion Turbine | ERC_REST | Texas | Cameron | 1 | 2001 | 9999 |  |  |  | 0.86775 | Default Emission Factor
Silas Ray | 3559_G_DG-4 | 3559 | G | DG-4 |  | Combustion Turbine | ERC_REST | Texas | Cameron | 1 | 2001 | 9999 |  |  |  | 0.86775 | Default Emission Factor
Silas Ray | 3559_G_DG-6a | 3559 | G | DG-6a |  | Combustion Turbine | ERC_REST | Texas | Cameron | 1 | 2001 | 9999 |  |  |  | 0.86775 | Default Emission Factor
Silas Ray | 3559_G_DG-6b | 3559 | G | DG-6b |  | Combustion Turbine | ERC_REST | Texas | Cameron | 1 | 2001 | 9999 |  |  |  | 0.86775 | Default Emission Factor
Bryan (TX) | 3561_G_7 | 3561 | G | 7 |  | Combustion Turbine | ERC_REST | Texas | Brazos | 21 | 1975 | 9999 | 2019 | 0.1032 | 1785 | 0.11563 | NEI 2019
Ray Olinger | 3576_G_4 | 3576 | G | 4 | 2467 | Combustion Turbine | ERC_REST | Texas | Collin | 75 | 2001 | 9999 | 2019 | 0.3662 | 9167 | 0.0799 | NEI 2019
Mountainview Generating Station | 358_G_MV3A | 358 | G | MV3A | 89500 | Combined Cycle | WECC_SCE | California | San Bernardino | 149 | 2005 | 9999 | 2019 | 19.8402 | 957191.15 | 0.05581 | NEI 2019
Mountainview Generating Station | 358_G_MV3B | 358 | G | MV3B | 89501 | Combined Cycle | WECC_SCE | California | San Bernardino | 149 | 2005 | 9999 | 2019 | 19.1643 | 440700.1 | 0.05581 | NEI 2019
Mountainview Generating Station | 358_G_MV3C | 358 | G | MV3C | 89500 | Combined Cycle | WECC_SCE | California | San Bernardino | 188 | 2005 | 9999 |  |  |  | 0.05581 | NEI 2019
Mountainview Generating Station | 358_G_MV4A | 358 | G | MV4A | 89502 | Combined Cycle | WECC_SCE | California | San Bernardino | 149 | 2006 | 9999 | 2017 | 19.9993 | 1435747.44 | 0.03927 | NEI 2019
Mountainview Generating Station | 358_G_MV4B | 358 | G | MV4B | 89503 | Combined Cycle | WECC_SCE | California | San Bernardino | 149 | 2006 | 9999 | 2017 | 20.9635 | 650241.44 | 0.03927 | NEI 2019
Mountainview Generating Station | 358_G_MV4C | 358 | G | MV4C | 89502 | Combined Cycle | WECC_SCE | California | San Bernardino | 188 | 2006 | 9999 |  |  |  | 0.03927 | NEI 2019
Ty Cooke | 3602_G_GT2 | 3602 | G | GT2 |  | Combustion Turbine | SPP_SPS | Texas | Lubbock | 16 | 1971 | 9999 | 2017 | 0.159 | 1201 | 0.26478 | NEI 2019
Ty Cooke | 3602_G_GT3 | 3602 | G | GT3 |  | Combustion Turbine | SPP_SPS | Texas | Lubbock | 16 | 1974 | 9999 |  |  |  | 0.155 | Default Emission Factor
J Robert Massengale | 3604_G_6A | 3604 | G | 6A | 2474 | Combined Cycle | SPP_SPS | Texas | Lubbock | 18 | 1957 | 9999 |  |  |  | 0.06245 | NEI 2019
J Robert Massengale | 3604_G_7 | 3604 | G | 7 | 2474 | Combined Cycle | SPP_SPS | Texas | Lubbock | 18 | 1959 | 9999 |  |  |  | 0.06245 | NEI 2019
J Robert Massengale | 3604_G_8 | 3604 | G | 8 | 2474 | Combined Cycle | SPP_SPS | Texas | Lubbock | 38 | 2000 | 9999 | 2019 | 4.6799 | 125615 | 0.06245 | NEI 2019
Leon Creek | 3609_G_CGT1 | 3609 | G | CGT1 | 89297 | Combustion Turbine | ERC_REST | Texas | Bexar | 46 | 2004 | 9999 | 2019 | 1.0358 | 41731.0989 | 0.04964 | NEI 2019
Leon Creek | 3609_G_CGT2 | 3609 | G | CGT2 | 89298 | Combustion Turbine | ERC_REST | Texas | Bexar | 46 | 2004 | 9999 | 2019 | 0.5993 | 41731.0989 | 0.02872 | NEI 2019
Leon Creek | 3609_G_CGT3 | 3609 | G | CGT3 | 89299 | Combustion Turbine | ERC_REST | Texas | Bexar | 44 | 2004 | 9999 | 2019 | 0.7794 | 39916.7033 | 0.03905 | NEI 2019
Leon Creek | 3609_G_CGT4 | 3609 | G | CGT4 | 89300 | Combustion Turbine | ERC_REST | Texas | Bexar | 46 | 2004 | 9999 | 2019 | 1.7432 | 41731.0989 | 0.08354 | NEI 2019
V H Braunig | 3612_G_5 | 3612 | G | 5 | 89837 | Combustion Turbine | ERC_REST | Texas | Bexar | 48 | 2010 | 9999 | 2019 | 0.7 | 39285.3608 | 0.03564 | NEI 2019
V H Braunig | 3612_G_6 | 3612 | G | 6 | 89838 | Combustion Turbine | ERC_REST | Texas | Bexar | 48 | 2010 | 9999 | 2019 | 0.5 | 39285.3608 | 0.02546 | NEI 2019
V H Braunig | 3612_G_7 | 3612 | G | 7 | 89839 | Combustion Turbine | ERC_REST | Texas | Bexar | 48 | 2010 | 9999 | 2019 | 1.4 | 39285.3608 | 0.07127 | NEI 2019
V H Braunig | 3612_G_8 | 3612 | G | 8 | 89840 | Combustion Turbine | ERC_REST | Texas | Bexar | 47 | 2010 | 9999 | 2019 | 1.5 | 38466.9157 | 0.07799 | NEI 2019
R W Miller | 3628_G_4 | 3628 | G | 4 | 2491 | Combustion Turbine | ERC_REST | Texas | Palo Pinto | 104 | 1994 | 9999 | 2019 | 2.3753 | 52299.498 | 0.09084 | NEI 2019
R W Miller | 3628_G_5 | 3628 | G | 5 | 2492 | Combustion Turbine | ERC_REST | Texas | Palo Pinto | 104 | 1994 | 9999 | 2019 | 2.3759 | 52299.498 | 0.09086 | NEI 2019
Pearsall | 3630_G_10A | 3630 | G | 10A |  | Combustion Turbine | ERC_REST | Texas | Frio | 8.4 | 2010 | 9999 | 2019 | 3.0592 | 16473.125 | 0.37142 | NEI 2019
Pearsall | 3630_G_11A | 3630 | G | 11A |  | Combustion Turbine | ERC_REST | Texas | Frio | 8.4 | 2010 | 9999 | 2019 | 3.0422 | 16473.125 | 0.36935 | NEI 2019
Pearsall | 3630_G_12A | 3630 | G | 12A |  | Combustion Turbine | ERC_REST | Texas | Frio | 8.4 | 2010 | 9999 | 2019 | 3.0434 | 16473.125 | 0.3695 | NEI 2019
Pearsall | 3630_G_13A | 3630 | G | 13A |  | Combustion Turbine | ERC_REST | Texas | Frio | 8.4 | 2010 | 9999 | 2019 | 1.8422 | 16473.125 | 0.22366 | NEI 2019
Pearsall | 3630_G_14A | 3630 | G | 14A |  | Combustion Turbine | ERC_REST | Texas | Frio | 8.4 | 2010 | 9999 | 2019 | 2.0035 | 16473.125 | 0.24325 | NEI 2019
Pearsall | 3630_G_15A | 3630 | G | 15A |  | Combustion Turbine | ERC_REST | Texas | Frio | 8.4 | 2010 | 9999 | 2019 | 1.5869 | 16473.125 | 0.19267 | NEI 2019
Pearsall | 3630_G_16A | 3630 | G | 16A |  | Combustion Turbine | ERC_REST | Texas | Frio | 8.4 | 2010 | 9999 | 2019 | 1.6709 | 16473.125 | 0.20286 | NEI 2019
Pearsall | 3630_G_17A | 3630 | G | 17A |  | Combustion Turbine | ERC_REST | Texas | Frio | 8.4 | 2010 | 9999 | 2019 | 1.8455 | 16473.125 | 0.22406 | NEI 2019
Pearsall | 3630_G_18A | 3630 | G | 18A |  | Combustion Turbine | ERC_REST | Texas | Frio | 8.4 | 2010 | 9999 | 2019 | 2.0069 | 16473.125 | 0.24366 | NEI 2019
Pearsall | 3630_G_19A | 3630 | G | 19A |  | Combustion Turbine | ERC_REST | Texas | Frio | 8.4 | 2010 | 9999 | 2019 | 1.9059 | 16473.125 | 0.2314 | NEI 2019
Pearsall | 3630_G_1A | 3630 | G | 1A |  | Combustion Turbine | ERC_REST | Texas | Frio | 8.4 | 2010 | 9999 | 2019 | 3.2112 | 16473.125 | 0.38987 | NEI 2019
Pearsall | 3630_G_20A | 3630 | G | 20A |  | Combustion Turbine | ERC_REST | Texas | Frio | 8.4 | 2010 | 9999 | 2019 | 1.9726 | 16473.125 | 0.23949 | NEI 2019
Pearsall | 3630_G_21A | 3630 | G | 21A |  | Combustion Turbine | ERC_REST | Texas | Frio | 8.4 | 2010 | 9999 | 2019 | 2.0784 | 16473.125 | 0.25234 | NEI 2019
Pearsall | 3630_G_22A | 3630 | G | 22A |  | Combustion Turbine | ERC_REST | Texas | Frio | 8.4 | 2010 | 9999 | 2019 | 2.132 | 16473.125 | 0.25885 | NEI 2019
Pearsall | 3630_G_23A | 3630 | G | 23A |  | Combustion Turbine | ERC_REST | Texas | Frio | 8.4 | 2010 | 9999 | 2019 | 2.1212 | 16473.125 | 0.25754 | NEI 2019
Pearsall | 3630_G_24A | 3630 | G | 24A |  | Combustion Turbine | ERC_REST | Texas | Frio | 8.4 | 2010 | 9999 | 2019 | 1.9193 | 16473.125 | 0.23302 | NEI 2019
Pearsall | 3630_G_2A | 3630 | G | 2A |  | Combustion Turbine | ERC_REST | Texas | Frio | 8.4 | 2010 | 9999 | 2019 | 3.2469 | 16473.125 | 0.39421 | NEI 2019
Pearsall | 3630_G_3A | 3630 | G | 3A |  | Combustion Turbine | ERC_REST | Texas | Frio | 8.4 | 2010 | 9999 | 2019 | 3.2532 | 16473.125 | 0.39497 | NEI 2019
Pearsall | 3630_G_4A | 3630 | G | 4A |  | Combustion Turbine | ERC_REST | Texas | Frio | 8.4 | 2010 | 9999 | 2019 | 3.251 | 16473.125 | 0.3947 | NEI 2019
Pearsall | 3630_G_5A | 3630 | G | 5A |  | Combustion Turbine | ERC_REST | Texas | Frio | 8.4 | 2010 | 9999 | 2019 | 3.2637 | 16473.125 | 0.39625 | NEI 2019
Pearsall | 3630_G_6A | 3630 | G | 6A |  | Combustion Turbine | ERC_REST | Texas | Frio | 8.4 | 2010 | 9999 | 2019 | 3.2671 | 16473.125 | 0.39666 | NEI 2019
Pearsall | 3630_G_7A | 3630 | G | 7A |  | Combustion Turbine | ERC_REST | Texas | Frio | 8.4 | 2010 | 9999 | 2019 | 3.0562 | 16473.125 | 0.37105 | NEI 2019
Pearsall | 3630_G_8A | 3630 | G | 8A |  | Combustion Turbine | ERC_REST | Texas | Frio | 8.4 | 2010 | 9999 | 2019 | 3.0548 | 16473.125 | 0.37088 | NEI 2019
Pearsall | 3630_G_9A | 3630 | G | 9A |  | Combustion Turbine | ERC_REST | Texas | Frio | 8.4 | 2010 | 9999 | 2019 | 3.0377 | 16473.125 | 0.36881 | NEI 2019
Sam Rayburn | 3631_G_10 | 3631 | G | 10 | 8334 | Combined Cycle | ERC_REST | Texas | Victoria | 37 | 2003 | 9999 |  |  |  | 0.06084 | NEI 2019
Sam Rayburn | 3631_G_4 | 3631 | G | 4 |  | Combustion Turbine | ERC_REST | Texas | Victoria | 1.6 | 1991 | 9999 | 2019 | 0.0336 | 115 | 0.58435 | NEI 2019
Sam Rayburn | 3631_G_5 | 3631 | G | 5 |  | Combustion Turbine | ERC_REST | Texas | Victoria | 1.6 | 1991 | 9999 | 2019 | 0.0356 | 115 | 0.61913 | NEI 2019
Sam Rayburn | 3631_G_7 | 3631 | G | 7 | 8334 | Combined Cycle | ERC_REST | Texas | Victoria | 49 | 2003 | 9999 | 2019 | 2.1173 | 105095 | 0.06084 | NEI 2019
Sam Rayburn | 3631_G_8 | 3631 | G | 8 | 8336 | Combined Cycle | ERC_REST | Texas | Victoria | 49 | 2003 | 9999 | 2019 | 2.4351 | 63761 | 0.06084 | NEI 2019
Sam Rayburn | 3631_G_9 | 3631 | G | 9 | 8338 | Combined Cycle | ERC_REST | Texas | Victoria | 48 | 2003 | 9999 | 2019 | 2.3867 | 59250 | 0.06084 | NEI 2019
Gadsby | 3648_G_4 | 3648 | G | 4 | 9559 | Combustion Turbine | WECC_UT | Utah | Salt Lake | 39 | 2002 | 9999 | 2019 | 0.3075 | 6410 | 0.09595 | NEI 2019
Gadsby | 3648_G_5 | 3648 | G | 5 | 9560 | Combustion Turbine | WECC_UT | Utah | Salt Lake | 39 | 2002 | 9999 | 2019 | 0.26208 | 6410 | 0.08177 | NEI 2019
Gadsby | 3648_G_6 | 3648 | G | 6 | 9561 | Combustion Turbine | WECC_UT | Utah | Salt Lake | 39 | 2002 | 9999 | 2019 | 0.22256 | 6410 | 0.06944 | NEI 2019
Bountiful City | 3665_G_1A | 3665 | G | 1A |  | Combustion Turbine | WECC_UT | Utah | Davis | 4.2 | 2001 | 9999 |  |  |  | 0.155 | Default Emission Factor
Bountiful City | 3665_G_2A | 3665 | G | 2A |  | Combustion Turbine | WECC_UT | Utah | Davis | 11.5 | 2012 | 9999 |  |  |  | 0.155 | Default Emission Factor
Bountiful City | 3665_G_3A | 3665 | G | 3A |  | Combustion Turbine | WECC_UT | Utah | Davis | 11.5 | 2012 | 9999 |  |  |  | 0.155 | Default Emission Factor
Ascutney | 3708_G_GT4 | 3708 | G | GT4 |  | Combustion Turbine | NENGREST | Vermont | Windsor | 9 | 1961 | 9999 |  |  |  | 0.155 | Default Emission Factor
Rutland | 3723_G_GT5 | 3723 | G | GT5 |  | Combustion Turbine | NENGREST | Vermont | Rutland | 8.4 | 1962 | 9999 |  |  |  | 0.155 | Default Emission Factor
Berlin 5 | 3734_G_GT1 | 3734 | G | GT1 | 90480 | Combustion Turbine | NENGREST | Vermont | Washington | 35 | 1972 | 9999 |  |  |  | 0.155 | Default Emission Factor
Colchester 16 | 3735_G_GT1 | 3735 | G | GT1 |  | Combustion Turbine | NENGREST | Vermont | Chittenden | 8.7 | 1965 | 9999 |  |  |  | 0.155 | Default Emission Factor
Essex Junction 19 | 3737_G_IC-5 | 3737 | G | IC-5 |  | Combustion Turbine | NENGREST | Vermont | Chittenden | 1.8 | 2007 | 9999 |  |  |  | 0.86775 | Default Emission Factor
Essex Junction 19 | 3737_G_IC-6 | 3737 | G | IC-6 |  | Combustion Turbine | NENGREST | Vermont | Chittenden | 1.8 | 2007 | 9999 |  |  |  | 0.86775 | Default Emission Factor
Essex Junction 19 | 3737_G_IC-7 | 3737 | G | IC-7 |  | Combustion Turbine | NENGREST | Vermont | Chittenden | 1.8 | 2007 | 9999 |  |  |  | 0.86775 | Default Emission Factor
Essex Junction 19 | 3737_G_IC-8 | 3737 | G | IC-8 |  | Combustion Turbine | NENGREST | Vermont | Chittenden | 1.8 | 2007 | 9999 |  |  |  | 0.86775 | Default Emission Factor
Burlington GT | 3754_G_GT1 | 3754 | G | GT1 | 90491 | Combustion Turbine | NENGREST | Vermont | Chittenden | 19.7 | 1971 | 9999 |  |  |  | 0.155 | Default Emission Factor
Grayson | 377_G_1 | 377 | G | 1 |  | Combined Cycle | WEC_LADW | California | Los Angeles | 19 | 1977 | 9999 |  |  |  | 0.04609 | Default Emission Factor
Grayson | 377_G_2 | 377 | G | 2 |  | Combined Cycle | WEC_LADW | California | Los Angeles | 19 | 1977 | 9999 |  |  |  | 0.04609 | Default Emission Factor
Grayson | 377_G_8A | 377 | G | 8A |  | Combined Cycle | WEC_LADW | California | Los Angeles | 26 | 1977 | 9999 |  |  |  | 0.04609 | Default Emission Factor
Grayson | 377_G_8BC | 377 | G | 8BC |  | Combined Cycle | WEC_LADW | California | Los Angeles | 46 | 1977 | 9999 |  |  |  | 0.04609 | Default Emission Factor
Grayson | 377_G_9 | 377 | G | 9 | 89495 | Combustion Turbine | WEC_LADW | California | Los Angeles | 48 | 2004 | 9999 |  |  |  | 0.155 | Default Emission Factor
Bayview | 3782_G_BAYV | 3782 | G | BAYV |  | Combustion Turbine | PJM_EMAC | Virginia | Northampton | 2.1 | 1963 | 9999 | 2019 | 0.15293 | 431 | 0.70967 | NEI 2019
Bayview | 3782_G_BYV2 | 3782 | G | BYV2 |  | Combustion Turbine | PJM_EMAC | Virginia | Northampton | 2.1 | 1963 | 9999 | 2019 | 0.14428 | 431 | 0.66952 | NEI 2019
Bayview | 3782_G_BYV3 | 3782 | G | BYV3 |  | Combustion Turbine | PJM_EMAC | Virginia | Northampton | 2.1 | 1963 | 9999 | 2017 | 0.14368 | 269.8333 | 1.065 | NEI 2019
Bayview | 3782_G_BYV4 | 3782 | G | BYV4 |  | Combustion Turbine | PJM_EMAC | Virginia | Northampton | 2.1 | 1963 | 9999 | 2019 | 0.12715 | 431 | 0.59002 | NEI 2019
Bayview | 3782_G_BYV5 | 3782 | G | BYV5 |  | Combustion Turbine | PJM_EMAC | Virginia | Northampton | 2.1 | 1963 | 9999 | 2019 | 0.11148 | 431 | 0.5173 | NEI 2019
Bayview | 3782_G_BYV6 | 3782 | G | BYV6 |  | Combustion Turbine | PJM_EMAC | Virginia | Northampton | 2.1 | 1963 | 9999 | 2017 | 0.055753 | 269.8333 | 0.41324 | NEI 2019
Tasley | 3785_G_TAS | 3785 | G | TAS | 89335 | Combustion Turbine | PJM_EMAC | Virginia | Accomack | 31 | 1972 | 9999 | 2019 | 0.021405 | 656 | 0.06526 | NEI 2019
Chesterfield | 3797_G_CT7 | 3797 | G | CT7 | 89200 | Combined Cycle | PJM_Dom | Virginia | Chesterfield | 142 | 1990 | 9999 | 2019 | 33.1915 | 2678400 | 0.02479 | NEI 2019
Chesterfield | 3797_G_CT8 | 3797 | G | CT8 | 2515 | Combined Cycle | PJM_Dom | Virginia | Chesterfield | 140 | 1992 | 9999 |  |  |  | 0.04609 | Default Emission Factor
Chesterfield | 3797_G_CW7 | 3797 | G | CW7 | 89200 | Combined Cycle | PJM_Dom | Virginia | Chesterfield | 55 | 1990 | 9999 |  |  |  | 0.02479 | NEI 2019
Chesterfield | 3797_G_CW8 | 3797 | G | CW8 | 2515 | Combined Cycle | PJM_Dom | Virginia | Chesterfield | 60 | 1992 | 9999 |  |  |  | 0.04609 | Default Emission Factor
Low Moor | 3799_G_GT1 | 3799 | G | GT1 |  | Combustion Turbine | PJM_Dom | Virginia | Alleghany | 12 | 1971 | 9999 | 2019 | 0.014028 | 149.75 | 0.18735 | NEI 2019
Low Moor | 3799_G_GT2 | 3799 | G | GT2 |  | Combustion Turbine | PJM_Dom | Virginia | Alleghany | 12 | 1971 | 9999 | 2019 | 0.014124 | 149.75 | 0.18863 | NEI 2019
Low Moor | 3799_G_GT3 | 3799 | G | GT3 |  | Combustion Turbine | PJM_Dom | Virginia | Alleghany | 12 | 1971 | 9999 | 2019 | 0.018426 | 149.75 | 0.24609 | NEI 2019
Low Moor | 3799_G_GT4 | 3799 | G | GT4 |  | Combustion Turbine | PJM_Dom | Virginia | Alleghany | 12 | 1971 | 9999 | 2019 | 0.01548 | 149.75 | 0.20674 | NEI 2019
Northern Neck | 3800_G_GT1 | 3800 | G | GT1 |  | Combustion Turbine | PJM_Dom | Virginia | Richmond | 12 | 1971 | 9999 | 2019 | 0.016341 | 136.5957 | 0.23927 | NEI 2019
Northern Neck | 3800_G_GT2 | 3800 | G | GT2 |  | Combustion Turbine | PJM_Dom | Virginia | Richmond | 11 | 1971 | 9999 | 2019 | 0.0082751 | 125.2128 | 0.13218 | NEI 2019
Northern Neck | 3800_G_GT3 | 3800 | G | GT3 |  | Combustion Turbine | PJM_Dom | Virginia | Richmond | 12 | 1971 | 9999 | 2019 | 0.018874 | 136.5957 | 0.27635 | NEI 2019
Northern Neck | 3800_G_GT4 | 3800 | G | GT4 |  | Combustion Turbine | PJM_Dom | Virginia | Richmond | 12 | 1971 | 9999 | 2019 | 0.015836 | 136.5957 | 0.23187 | NEI 2019
Chesapeake | 3803_G_6 | 3803 | G | 6 |  | Combustion Turbine | PJM_Dom | Virginia | Chesapeake City | 12 | 1969 | 9999 | 2019 | 0.0024528 | 32.9412 | 0.14892 | NEI 2019
Chesapeake | 3803_G_GT1 | 3803 | G | GT1 |  | Combustion Turbine | PJM_Dom | Virginia | Chesapeake City | 15 | 1967 | 9999 | 2019 | 0.009114 | 41.1765 | 0.44268 | NEI 2019
Chesapeake | 3803_G_GT2 | 3803 | G | GT2 |  | Combustion Turbine | PJM_Dom | Virginia | Chesapeake City | 12 | 1969 | 9999 |  |  |  | 0.155 | Default Emission Factor
Chesapeake | 3803_G_GT4 | 3803 | G | GT4 |  | Combustion Turbine | PJM_Dom | Virginia | Chesapeake City | 12 | 1969 | 9999 | 2019 | 0.0026208 | 32.9412 | 0.15912 | NEI 2019
Possum Point | 3804_G_6A | 3804 | G | 6A | 8340 | Combined Cycle | PJM_Dom | Virginia | Prince William | 148.5 | 2003 | 9999 | 2019 | 39.63 | 2823893 | 0.04429 | NEI 2019
Possum Point | 3804_G_6B | 3804 | G | 6B | 8342 | Combined Cycle | PJM_Dom | Virginia | Prince William | 148.5 | 2003 | 9999 |  |  |  | 0.04429 | NEI 2019
Possum Point | 3804_G_6ST | 3804 | G | 6ST | 8340 | Combined Cycle | PJM_Dom | Virginia | Prince William | 262 | 2003 | 9999 |  |  |  | 0.04429 | NEI 2019
Possum Point | 3804_G_GT1 | 3804 | G | GT1 |  | Combustion Turbine | PJM_Dom | Virginia | Prince William | 12 | 1968 | 9999 | 2019 | 0.006972 | 144 | 0.09683 | NEI 2019
Possum Point | 3804_G_GT2 | 3804 | G | GT2 |  | Combustion Turbine | PJM_Dom | Virginia | Prince William | 12 | 1968 | 9999 | 2019 | 0.008436 | 144 | 0.11717 | NEI 2019
Possum Point | 3804_G_GT3 | 3804 | G | GT3 |  | Combustion Turbine | PJM_Dom | Virginia | Prince William | 12 | 1968 | 9999 |  |  |  | 0.155 | Default Emission Factor
Possum Point | 3804_G_GT4 | 3804 | G | GT4 |  | Combustion Turbine | PJM_Dom | Virginia | Prince William | 12 | 1968 | 9999 |  |  |  | 0.155 | Default Emission Factor
Possum Point | 3804_G_GT5 | 3804 | G | GT5 |  | Combustion Turbine | PJM_Dom | Virginia | Prince William | 12 | 1968 | 9999 |  |  |  | 0.155 | Default Emission Factor
Possum Point | 3804_G_GT6 | 3804 | G | GT6 |  | Combustion Turbine | PJM_Dom | Virginia | Prince William | 12 | 1968 | 9999 | 2019 | 0.006612 | 144 | 0.09183 | NEI 2019
Crystal Mountain | 3853_G_1 | 3853 | G | 1 |  | Combustion Turbine | WECC_PNW | Washington | Pierce | 2.5 | 1969 | 9999 |  |  |  | 0.86775 | Default Emission Factor
El Centro Hybrid | 389_G_2 | 389 | G | 2 | 255 | Combined Cycle | WECC_IID | California | Imperial | 31 | 1952 | 9999 |  |  |  | 0.00296 | NEI 2019
El Centro Hybrid | 389_G_2A | 389 | G | 2A | 255 | Combined Cycle | WECC_IID | California | Imperial | 71 | 1993 | 9999 | 2019 | 0.23562 | 111570 | 0.00296 | NEI 2019
El Centro Hybrid | 389_G_30 | 389 | G | 30 | 90785 | Combined Cycle | WECC_IID | California | Imperial | 52 | 2012 | 9999 |  |  |  | 0.019 | NEI 2019
El Centro Hybrid | 389_G_31 | 389 | G | 31 | 90785 | Combined Cycle | WECC_IID | California | Imperial | 45 | 2012 | 9999 |  |  |  | 0.019 | NEI 2019
El Centro Hybrid | 389_G_32 | 389 | G | 32 | 90786 | Combined Cycle | WECC_IID | California | Imperial | 45 | 2012 | 9999 | 2017 | 5.9518 | 626404 | 0.019 | NEI 2019
Mt Storm | 3954_G_JF1 | 3954 | G | JF1 |  | Combustion Turbine | PJM_AP | West Virginia | Grant | 11 | 1967 | 9999 | 2019 | 0.0182 | 217 | 0.16775 | NEI 2019
Gordon | 3976_G_3 | 3976 | G | 3 |  | Combustion Turbine | MIS_MNWI | Wisconsin | Douglas | 0.7 | 1955 | 9999 |  |  |  | 0.86775 | Default Emission Factor
Gordon | 3976_G_4 | 3976 | G | 4 |  | Combustion Turbine | MIS_MNWI | Wisconsin | Douglas | 0.7 | 1949 | 9999 |  |  |  | 0.86775 | Default Emission Factor
Gordon | 3976_G_5 | 3976 | G | 5 |  | Combustion Turbine | MIS_MNWI | Wisconsin | Douglas | 0.7 | 2001 | 9999 |  |  |  | 0.86775 | Default Emission Factor
Gordon | 3976_G_6 | 3976 | G | 6 |  | Combustion Turbine | MIS_MNWI | Wisconsin | Douglas | 0.7 | 2001 | 9999 |  |  |  | 0.86775 | Default Emission Factor
Harbor | 399_G_10A | 399 | G | 10A | 259 | Combined Cycle | WEC_LADW | California | Los Angeles | 73 | 1995 | 9999 |  |  |  | 0.04609 | Default Emission Factor
Harbor | 399_G_10B | 399 | G | 10B | 260 | Combined Cycle | WEC_LADW | California | Los Angeles | 73 | 1995 | 9999 |  |  |  | 0.04609 | Default Emission Factor
Harbor | 399_G_5 | 399 | G | 5 | 259 | Combined Cycle | WEC_LADW | California | Los Angeles | 56 | 1995 | 9999 |  |  |  | 0.04609 | Default Emission Factor
Harbor | 399_G_GT10 | 399 | G | GT10 | 262 | Combustion Turbine | WEC_LADW | California | Los Angeles | 47.4 | 2002 | 9999 | 2017 | 0.05892 | 3071 | 0.03837 | NEI 2019
Harbor | 399_G_GT11 | 399 | G | GT11 | 263 | Combustion Turbine | WEC_LADW | California | Los Angeles | 47.4 | 2002 | 9999 | 2019 | 0.02964 | 3615.2 | 0.0164 | NEI 2019
Harbor | 399_G_GT12 | 399 | G | GT12 | 264 | Combustion Turbine | WEC_LADW | California | Los Angeles | 47.4 | 2002 | 9999 |  |  |  | 0.155 | Default Emission Factor
Harbor | 399_G_GT13 | 399 | G | GT13 | 265 | Combustion Turbine | WEC_LADW | California | Los Angeles | 47.4 | 2002 | 9999 |  |  |  | 0.155 | Default Emission Factor
Harbor | 399_G_GT14 | 399 | G | GT14 | 266 | Combustion Turbine | WEC_LADW | California | Los Angeles | 47.4 | 2002 | 9999 |  |  |  | 0.155 | Default Emission Factor
Haynes | 400_G_10 | 400 | G | 10 | 89434 | Combined Cycle | WEC_LADW | California | Los Angeles | 157.5 | 2005 | 9999 | 2017 | 4.6136 | 796618 | 0.00723 | NEI 2019
Haynes | 400_G_11 | 400 | G | 11 | 90755 | Combustion Turbine | WEC_LADW | California | Los Angeles | 99.4 | 2013 | 9999 | 2019 | 0.2982 | 62974.3333 | 0.00947 | NEI 2019
Haynes | 400_G_12 | 400 | G | 12 | 90756 | Combustion Turbine | WEC_LADW | California | Los Angeles | 99.4 | 2013 | 9999 |  |  |  | 0.155 | Default Emission Factor
Haynes | 400_G_13 | 400 | G | 13 | 90757 | Combustion Turbine | WEC_LADW | California | Los Angeles | 99.4 | 2013 | 9999 | 2017 | 0.43736 | 30880 | 0.02833 | NEI 2019
Haynes | 400_G_14 | 400 | G | 14 | 90758 | Combustion Turbine | WEC_LADW | California | Los Angeles | 99.4 | 2013 | 9999 | 2017 | 0.1491 | 30880 | 0.00966 | NEI 2019
Haynes | 400_G_15 | 400 | G | 15 | 90759 | Combustion Turbine | WEC_LADW | California | Los Angeles | 99.4 | 2013 | 9999 | 2017 | 0.42742 | 30880 | 0.02768 | NEI 2019
Haynes | 400_G_16 | 400 | G | 16 | 90760 | Combustion Turbine | WEC_LADW | California | Los Angeles | 99.4 | 2013 | 9999 | 2017 | 0.36778 | 30880 | 0.02382 | NEI 2019
Haynes | 400_G_8 | 400 | G | 8 | 89433 | Combined Cycle | WEC_LADW | California | Los Angeles | 235 | 2005 | 9999 |  |  |  | 0.00723 | NEI 2019
Haynes | 400_G_9 | 400 | G | 9 | 89433 | Combined Cycle | WEC_LADW | California | Los Angeles | 162.5 | 2005 | 9999 | 2019 | 4.4627 | 1713072 | 0.00723 | NEI 2019
Wheaton | 4014_G_1 | 4014 | G | 1 | 89998 | Combustion Turbine | MIS_MNWI | Wisconsin | Chippewa | 44 | 1973 | 2025 | 2019 | 4.4497 | 2900.6154 | 3.0681 | NEI 2019
Wheaton | 4014_G_2 | 4014 | G | 2 | 89999 | Combustion Turbine | MIS_MNWI | Wisconsin | Chippewa | 51 | 1973 | 2025 | 2019 | 3.7115 | 3362.0769 | 2.2079 | NEI 2019
Wheaton | 4014_G_3 | 4014 | G | 3 | 90000 | Combustion Turbine | MIS_MNWI | Wisconsin | Chippewa | 44 | 1973 | 2025 | 2017 | 5.3672 | 13821.8291 | 0.77663 | NEI 2019
Wheaton | 4014_G_4 | 4014 | G | 4 | 90001 | Combustion Turbine | MIS_MNWI | Wisconsin | Chippewa | 47 | 1973 | 2025 | 2017 | 3.5707 | 14764.2265 | 0.4837 | NEI 2019
Wheaton | 4014_G_6 | 4014 | G | 6 | 90003 | Combustion Turbine | MIS_MNWI | Wisconsin | Chippewa | 48 | 1973 | 2025 | 2017 | 0.043274 | 15078.359 | 0.00574 | NEI 2019
Frederic Diesel | 4020_G_10 | 4020 | G | 10 |  | Combustion Turbine | MIS_MNWI | Wisconsin | Polk | 2.5 | 2000 | 9999 |  |  |  | 0.86775 | Default Emission Factor
Frederic Diesel | 4020_G_2 | 4020 | G | 2 |  | Combustion Turbine | MIS_MNWI | Wisconsin | Polk | 0.7 | 1948 | 9999 |  |  |  | 0.86775 | Default Emission Factor
Frederic Diesel | 4020_G_3 | 4020 | G | 3 |  | Combustion Turbine | MIS_MNWI | Wisconsin | Polk | 0.7 | 1949 | 9999 |  |  |  | 0.86775 | Default Emission Factor
Frederic Diesel | 4020_G_4 | 4020 | G | 4 |  | Combustion Turbine | MIS_MNWI | Wisconsin | Polk | 0.6 | 1955 | 9999 |  |  |  | 0.86775 | Default Emission Factor
Frederic Diesel | 4020_G_5 | 4020 | G | 5 |  | Combustion Turbine | MIS_MNWI | Wisconsin | Polk | 0.5 | 1955 | 9999 |  |  |  | 0.86775 | Default Emission Factor
Frederic Diesel | 4020_G_6 | 4020 | G | 6 |  | Combustion Turbine | MIS_MNWI | Wisconsin | Polk | 1.7 | 1970 | 9999 |  |  |  | 0.86775 | Default Emission Factor
Frederic Diesel | 4020_G_7 | 4020 | G | 7 |  | Combustion Turbine | MIS_MNWI | Wisconsin | Polk | 1.8 | 1975 | 9999 |  |  |  | 0.86775 | Default Emission Factor
Frederic Diesel | 4020_G_8 | 4020 | G | 8 |  | Combustion Turbine | MIS_MNWI | Wisconsin | Polk | 2.5 | 2000 | 9999 |  |  |  | 0.86775 | Default Emission Factor
Frederic Diesel | 4020_G_9 | 4020 | G | 9 |  | Combustion Turbine | MIS_MNWI | Wisconsin | Polk | 2.5 | 2000 | 9999 |  |  |  | 0.86775 | Default Emission Factor
Grantsburg Diesel | 4021_G_1A | 4021 | G | 1A |  | Combustion Turbine | MIS_MNWI | Wisconsin | Burnett | 0.8 | 1995 | 9999 |  |  |  | 0.86775 | Default Emission Factor
Grantsburg Diesel | 4021_G_2 | 4021 | G | 2 |  | Combustion Turbine | MIS_MNWI | Wisconsin | Burnett | 0.8 | 1963 | 9999 |  |  |  | 0.86775 | Default Emission Factor
Grantsburg Diesel | 4021_G_3 | 4021 | G | 3 |  | Combustion Turbine | MIS_MNWI | Wisconsin | Burnett | 0.9 | 1968 | 9999 |  |  |  | 0.86775 | Default Emission Factor
Grantsburg Diesel | 4021_G_4 | 4021 | G | 4 |  | Combustion Turbine | MIS_MNWI | Wisconsin | Burnett | 2 | 1975 | 9999 |  |  |  | 0.86775 | Default Emission Factor
Grantsburg Diesel | 4021_G_8 | 4021 | G | 8 |  | Combustion Turbine | MIS_MNWI | Wisconsin | Burnett | 1.8 | 2007 | 9999 |  |  |  | 0.86775 | Default Emission Factor
Scattergood | 404_G_4 | 404 | G | 4 | 90958 | Combined Cycle | WEC_LADW | California | Los Angeles | 204 | 2015 | 9999 | 2017 | 7.4351 | 1824024 | 0.00815 | NEI 2019
Scattergood | 404_G_5 | 404 | G | 5 | 90958 | Combined Cycle | WEC_LADW | California | Los Angeles | 107 | 2015 | 9999 |  |  |  | 0.00815 | NEI 2019
Scattergood | 404_G_6 | 404 | G | 6 | 90959 | Combustion Turbine | WEC_LADW | California | Los Angeles | 102 | 2015 | 9999 | 2017 | 0.16898 | 30122 | 0.01122 | NEI 2019
Scattergood | 404_G_7 | 404 | G | 7 | 90960 | Combustion Turbine | WEC_LADW | California | Los Angeles | 102 | 2015 | 9999 | 2017 | 0.07952 | 30122 | 0.00528 | NEI 2019
Port Washington Generating Station | 4040_G_1CT1 | 4040 | G | 1CT1 | 89429 | Combined Cycle | MIS_WUMS | Wisconsin | Ozaukee | 171.9 | 2008 | 9999 | 2019 | 17.797 | 1258683 | 0.01505 | NEI 2019
Port Washington Generating Station | 4040_G_1CT2 | 4040 | G | 1CT2 | 89430 | Combined Cycle | MIS_WUMS | Wisconsin | Ozaukee | 171.9 | 2008 | 9999 | 2019 | 10.977 | 1222778 | 0.01505 | NEI 2019
Port Washington Generating Station | 4040_G_2CT1 | 4040 | G | 2CT1 | 89431 | Combined Cycle | MIS_WUMS | Wisconsin | Ozaukee | 171.9 | 2005 | 9999 | 2019 | 10.7089 | 1296876 | 0.01224 | NEI 2019
Port Washington Generating Station | 4040_G_2CT2 | 4040 | G | 2CT2 | 89432 | Combined Cycle | MIS_WUMS | Wisconsin | Ozaukee | 171.9 | 2005 | 9999 | 2019 | 14.0202 | 1329071 | 0.01224 | NEI 2019
Port Washington Generating Station | 4040_G_ST1 | 4040 | G | ST1 | 89429 | Combined Cycle | MIS_WUMS | Wisconsin | Ozaukee | 264.6 | 2008 | 9999 |  |  |  | 0.01505 | NEI 2019
Port Washington Generating Station | 4040_G_ST2 | 4040 | G | ST2 | 89431 | Combined Cycle | MIS_WUMS | Wisconsin | Ozaukee | 264.6 | 2005 | 9999 |  |  |  | 0.01224 | NEI 2019
Valley (WI) | 4042_G_3 | 4042 | G | 3 |  | Combustion Turbine | MIS_WUMS | Wisconsin | Milwaukee | 2.7 | 1969 | 9999 |  |  |  | 0.86775 | Default Emission Factor
Point Beach Nuclear Plant | 4046_G_5 | 4046 | G | 5 |  | Combustion Turbine | MIS_WUMS | Wisconsin | Manitowoc | 15 | 1969 | 9999 |  |  |  | 0.155 | Default Emission Factor
Pulliam | 4072_G_31 | 4072 | G | 31 | 9282 | Combustion Turbine | MIS_WUMS | Wisconsin | Brown | 81.5 | 2003 | 9999 | 2019 | 4.9265 | 53774 | 0.18323 | NEI 2019
West Marinette | 4076_G_31 | 4076 | G | 31 | 89871 | Combustion Turbine | MIS_WUMS | Wisconsin | Marinette | 38.6 | 1971 | 9999 | 2019 | 0.80708 | 6196.2005 | 0.26051 | NEI 2019
West Marinette | 4076_G_32 | 4076 | G | 32 | 89873 | Combustion Turbine | MIS_WUMS | Wisconsin | Marinette | 37.1 | 1973 | 9999 | 2019 | 0.78222 | 5955.4155 | 0.26269 | NEI 2019
West Marinette | 4076_G_33 | 4076 | G | 33 | 2611 | Combustion Turbine | MIS_WUMS | Wisconsin | Marinette | 82.9 | 1993 | 9999 |  |  |  | 0.155 | Default Emission Factor
Weston | 4078_G_31 | 4078 | G | 31 | 89867 | Combustion Turbine | MIS_WUMS | Wisconsin | Marathon | 14.9 | 1969 | 9999 | 2019 | 0.00336 | 1330.1399 | 0.00505 | NEI 2019
Weston | 4078_G_32 | 4078 | G | 32 | 89875 | Combustion Turbine | MIS_WUMS | Wisconsin | Marathon | 19.4 | 1973 | 9999 |  |  |  | 0.155 | Default Emission Factor
Valley (CA) | 408_G_5 | 408 | G | 5 | 284 | Combustion Turbine | WEC_LADW | California | Los Angeles | 43 | 2001 | 9999 |  |  |  | 0.155 | Default Emission Factor
Valley (CA) | 408_G_6 | 408 | G | 6 | 89304 | Combined Cycle | WEC_LADW | California | Los Angeles | 162 | 2003 | 9999 | 2019 | 6.3614 | 725728 | 0.01226 | NEI 2019
Valley (CA) | 408_G_7 | 408 | G | 7 | 89305 | Combined Cycle | WEC_LADW | California | Los Angeles | 162 | 2003 | 9999 | 2017 | 6.043 | 1027072 | 0.01226 | NEI 2019
Valley (CA) | 408_G_8 | 408 | G | 8 | 89304 | Combined Cycle | WEC_LADW | California | Los Angeles | 209 | 2003 | 9999 |  |  |  | 0.01226 | NEI 2019
Arcadia Electric | 4100_G_1 | 4100 | G | 1 |  | Combustion Turbine | MIS_MNWI | Wisconsin | Trempealeau | 1.3 | 1956 | 9999 |  |  |  | 0.86775 | Default Emission Factor
Arcadia Electric | 4100_G_10 | 4100 | G | 10 |  | Combustion Turbine | MIS_MNWI | Wisconsin | Trempealeau | 2 | 2007 | 9999 |  |  |  | 0.86775 | Default Emission Factor
Arcadia Electric | 4100_G_2 | 4100 | G | 2 |  | Combustion Turbine | MIS_MNWI | Wisconsin | Trempealeau | 1 | 1947 | 9999 |  |  |  | 0.86775 | Default Emission Factor
Arcadia Electric | 4100_G_3 | 4100 | G | 3 |  | Combustion Turbine | MIS_MNWI | Wisconsin | Trempealeau | 0.4 | 1940 | 9999 |  |  |  | 0.86775 | Default Emission Factor
Arcadia Electric | 4100_G_4 | 4100 | G | 4 |  | Combustion Turbine | MIS_MNWI | Wisconsin | Trempealeau | 0.2 | 1930 | 9999 |  |  |  | 0.86775 | Default Emission Factor
Arcadia Electric | 4100_G_5 | 4100 | G | 5 |  | Combustion Turbine | MIS_MNWI | Wisconsin | Trempealeau | 3 | 1972 | 9999 |  |  |  | 0.86775 | Default Emission Factor
Arcadia Electric | 4100_G_6 | 4100 | G | 6 |  | Combustion Turbine | MIS_MNWI | Wisconsin | Trempealeau | 3 | 1987 | 9999 |  |  |  | 0.86775 | Default Emission Factor
Arcadia Electric | 4100_G_7 | 4100 | G | 7 |  | Combustion Turbine | MIS_MNWI | Wisconsin | Trempealeau | 2 | 2002 | 9999 |  |  |  | 0.86775 | Default Emission Factor
Arcadia Electric | 4100_G_8 | 4100 | G | 8 |  | Combustion Turbine | MIS_MNWI | Wisconsin | Trempealeau | 2 | 2002 | 9999 |  |  |  | 0.86775 | Default Emission Factor
Arcadia Electric | 4100_G_9 | 4100 | G | 9 |  | Combustion Turbine | MIS_MNWI | Wisconsin | Trempealeau | 2 | 2002 | 9999 |  |  |  | 0.86775 | Default Emission Factor
Barron | 4102_G_1A | 4102 | G | 1A |  | Combustion Turbine | MIS_MNWI | Wisconsin | Barron | 1.1 | 1998 | 9999 |  |  |  | 0.86775 | Default Emission Factor
Barron | 4102_G_2A | 4102 | G | 2A |  | Combustion Turbine | MIS_MNWI | Wisconsin | Barron | 1.1 | 1998 | 9999 |  |  |  | 0.86775 | Default Emission Factor
Barron | 4102_G_3A | 4102 | G | 3A |  | Combustion Turbine | MIS_MNWI | Wisconsin | Barron | 1.1 | 1998 | 9999 |  |  |  | 0.86775 | Default Emission Factor
Barron | 4102_G_4 | 4102 | G | 4 |  | Combustion Turbine | MIS_MNWI | Wisconsin | Barron | 1.1 | 1998 | 9999 |  |  |  | 0.86775 | Default Emission Factor
Barron | 4102_G_8 | 4102 | G | 8 |  | Combustion Turbine | MIS_MNWI | Wisconsin | Barron | 1.3 | 1954 | 9999 |  |  |  | 0.86775 | Default Emission Factor
Barron | 4102_G_9 | 4102 | G | 9 |  | Combustion Turbine | MIS_MNWI | Wisconsin | Barron | 2 | 1960 | 9999 |  |  |  | 0.86775 | Default Emission Factor
Cashton | 4107_G_3 | 4107 | G | 3 |  | Combustion Turbine | MIS_WUMS | Wisconsin | Monroe | 0.4 | 1932 | 9999 |  |  |  | 0.86775 | Default Emission Factor
Cashton | 4107_G_5 | 4107 | G | 5 |  | Combustion Turbine | MIS_WUMS | Wisconsin | Monroe | 1.1 | 1970 | 9999 |  |  |  | 0.86775 | Default Emission Factor
Cashton | 4107_G_6 | 4107 | G | 6 |  | Combustion Turbine | MIS_WUMS | Wisconsin | Monroe | 2 | 2002 | 9999 |  |  |  | 0.86775 | Default Emission Factor
Cumberland (WI) | 4112_G_1 | 4112 | G | 1 |  | Combustion Turbine | MIS_MNWI | Wisconsin | Barron | 0.7 | 1945 | 9999 |  |  |  | 0.86775 | Default Emission Factor
Cumberland (WI) | 4112_G_2 | 4112 | G | 2 |  | Combustion Turbine | MIS_MNWI | Wisconsin | Barron | 0.3 | 1939 | 9999 |  |  |  | 0.86775 | Default Emission Factor
Cumberland (WI) | 4112_G_3 | 4112 | G | 3 |  | Combustion Turbine | MIS_MNWI | Wisconsin | Barron | 0.3 | 1939 | 9999 |  |  |  | 0.86775 | Default Emission Factor
Cumberland (WI) | 4112_G_4 | 4112 | G | 4 |  | Combustion Turbine | MIS_MNWI | Wisconsin | Barron | 1.2 | 1954 | 9999 |  |  |  | 0.86775 | Default Emission Factor
Cumberland (WI) | 4112_G_5 | 4112 | G | 5 |  | Combustion Turbine | MIS_MNWI | Wisconsin | Barron | 2.1 | 1966 | 9999 |  |  |  | 0.86775 | Default Emission Factor
Cumberland (WI) | 4112_G_6 | 4112 | G | 6 |  | Combustion Turbine | MIS_MNWI | Wisconsin | Barron | 6.7 | 1979 | 9999 |  |  |  | 0.86775 | Default Emission Factor
Cumberland (WI) | 4112_G_7 | 4112 | G | 7 |  | Combustion Turbine | MIS_MNWI | Wisconsin | Barron | 6.2 | 2001 | 9999 |  |  |  | 0.86775 | Default Emission Factor
Cumberland (WI) | 4112_G_8 | 4112 | G | 8 |  | Combustion Turbine | MIS_MNWI | Wisconsin | Barron | 3.5 | 2001 | 9999 |  |  |  | 0.86775 | Default Emission Factor
Elroy | 4113_G_1A | 4113 | G | 1A |  | Combustion Turbine | MIS_MNWI | Wisconsin | Juneau | 2.2 | 2005 | 9999 |  |  |  | 0.86775 | Default Emission Factor
Elroy | 4113_G_2A | 4113 | G | 2A |  | Combustion Turbine | MIS_MNWI | Wisconsin | Juneau | 2.2 | 2005 | 9999 |  |  |  | 0.86775 | Default Emission Factor
Elroy | 4113_G_5 | 4113 | G | 5 |  | Combustion Turbine | MIS_MNWI | Wisconsin | Juneau | 2.2 | 1973 | 9999 |  |  |  | 0.86775 | Default Emission Factor
Fennimore | 4114_G_4 | 4114 | G | 4 |  | Combustion Turbine | MIS_MNWI | Wisconsin | Grant | 1.1 | 1964 | 9999 |  |  |  | 0.86775 | Default Emission Factor
Fennimore | 4114_G_5 | 4114 | G | 5 |  | Combustion Turbine | MIS_MNWI | Wisconsin | Grant | 0.9 | 1952 | 9999 |  |  |  | 0.86775 | Default Emission Factor
Fennimore | 4114_G_6 | 4114 | G | 6 |  | Combustion Turbine | MIS_MNWI | Wisconsin | Grant | 2 | 1999 | 9999 |  |  |  | 0.86775 | Default Emission Factor
Fennimore | 4114_G_7 | 4114 | G | 7 |  | Combustion Turbine | MIS_MNWI | Wisconsin | Grant | 2 | 1999 | 9999 |  |  |  | 0.86775 | Default Emission Factor
Fennimore | 4114_G_8 | 4114 | G | 8 |  | Combustion Turbine | MIS_MNWI | Wisconsin | Grant | 2 | 1999 | 9999 |  |  |  | 0.86775 | Default Emission Factor
Kaukauna Gas Turbine | 4118_G_GT1 | 4118 | G | GT1 |  | Combustion Turbine | MIS_WUMS | Wisconsin | Outagamie | 15.8 | 1969 | 9999 |  |  |  | 0.155 | Default Emission Factor
La Farge | 4124_G_2A | 4124 | G | 2A |  | Combustion Turbine | MIS_MNWI | Wisconsin | Vernon | 1.5 | 1990 | 9999 |  |  |  | 0.86775 | Default Emission Factor
New Lisbon | 4130_G_2 | 4130 | G | 2 |  | Combustion Turbine | MIS_MNWI | Wisconsin | Juneau | 1.2 | 1966 | 9999 |  |  |  | 0.86775 | Default Emission Factor
New Lisbon | 4130_G_5 | 4130 | G | 5 |  | Combustion Turbine | MIS_MNWI | Wisconsin | Juneau | 2.4 | 1977 | 9999 |  |  |  | 0.86775 | Default Emission Factor
New Lisbon | 4130_G_6 | 4130 | G | 6 |  | Combustion Turbine | MIS_MNWI | Wisconsin | Juneau | 2 | 2005 | 9999 |  |  |  | 0.86775 | Default Emission Factor
New Lisbon | 4130_G_7 | 4130 | G | 7 |  | Combustion Turbine | MIS_MNWI | Wisconsin | Juneau | 2 | 2005 | 9999 |  |  |  | 0.86775 | Default Emission Factor
Viola | 4139_G_3 | 4139 | G | 3 |  | Combustion Turbine | MIS_MNWI | Wisconsin | Richland | 1.8 | 2002 | 9999 |  |  |  | 0.86775 | Default Emission Factor
Washington Island | 4148_G_2 | 4148 | G | 2 |  | Combustion Turbine | MIS_WUMS | Wisconsin | Door | 0.1 | 1952 | 9999 |  |  |  | 0.86775 | Default Emission Factor
Washington Island | 4148_G_3 | 4148 | G | 3 |  | Combustion Turbine | MIS_WUMS | Wisconsin | Door | 0.1 | 1945 | 9999 |  |  |  | 0.86775 | Default Emission Factor
Washington Island | 4148_G_4 | 4148 | G | 4 |  | Combustion Turbine | MIS_WUMS | Wisconsin | Door | 0.2 | 1951 | 9999 |  |  |  | 0.86775 | Default Emission Factor
Washington Island | 4148_G_5 | 4148 | G | 5 |  | Combustion Turbine | MIS_WUMS | Wisconsin | Door | 0.5 | 1968 | 9999 |  |  |  | 0.86775 | Default Emission Factor
Washington Island | 4148_G_6 | 4148 | G | 6 |  | Combustion Turbine | MIS_WUMS | Wisconsin | Door | 0.9 | 1972 | 9999 |  |  |  | 0.86775 | Default Emission Factor
Washington Island | 4148_G_7 | 4148 | G | 7 |  | Combustion Turbine | MIS_WUMS | Wisconsin | Door | 1.6 | 1997 | 9999 |  |  |  | 0.86775 | Default Emission Factor
Washington Island | 4148_G_8 | 4148 | G | 8 |  | Combustion Turbine | MIS_WUMS | Wisconsin | Door | 1.6 | 1997 | 9999 |  |  |  | 0.86775 | Default Emission Factor
Powerlane Plant | 4195_G_EP | 4195 | G | EP |  | Combustion Turbine | ERC_REST | Texas | Hunt | 8.2 | 2010 | 9999 | 2019 | 5.0301 | 2164 | 4.6489 | NEI 2019
Powerlane Plant | 4195_G_EP2 | 4195 | G | EP2 |  | Combustion Turbine | ERC_REST | Texas | Hunt | 8.2 | 2010 | 9999 | 2019 | 4.6903 | 2164 | 4.3348 | NEI 2019
Powerlane Plant | 4195_G_EP3 | 4195 | G | EP3 |  | Combustion Turbine | ERC_REST | Texas | Hunt | 8.2 | 2010 | 9999 | 2019 | 4.7866 | 2164 | 4.4238 | NEI 2019
Glenarm | 422_G_GT1 | 422 | G | GT1 |  | Combustion Turbine | WECC_SCE | California | Los Angeles | 28.6 | 1976 | 9999 | 2018 | 0.62049 | 13159.5844 | 0.0943 | California Air Resources Board
Glenarm | 422_G_GT2 | 422 | G | GT2 |  | Combustion Turbine | WECC_SCE | California | Los Angeles | 28.6 | 1976 | 9999 | 2018 | 0.62049 | 13159.5844 | 0.0943 | California Air Resources Board
Glenarm | 422_G_GT3 | 422 | G | GT3 | 88258 | Combustion Turbine | WECC_SCE | California | Los Angeles | 47.2 | 2004 | 9999 | 2018 | 1.024 | 21717.9156 | 0.0943 | California Air Resources Board
Glenarm | 422_G_GT4 | 422 | G | GT4 | 88259 | Combustion Turbine | WECC_SCE | California | Los Angeles | 47.2 | 2004 | 9999 | 2018 | 1.024 | 21717.9156 | 0.0943 | California Air Resources Board
Glenarm | 422_G_GT5 | 422 | G | GT5 | 90975 | Combined Cycle | WECC_SCE | California | Los Angeles | 68 | 2016 | 9999 | 2018 | 1.4753 | 30634 | 0.09725 | California Air Resources Board
Glenarm | 422_G_ST1 | 422 | G | ST1 |  | Combined Cycle | WECC_SCE | California | Los Angeles | 16 | 2016 | 9999 | 2018 | 0.34713 | 6844.32 | 0.09725 | California Air Resources Board
Logan City | 4251_G_1 | 4251 | G | 1 |  | Combustion Turbine | WECC_UT | Utah | Cache | 4.5 | 2002 | 9999 |  |  |  | 0.155 | Default Emission Factor
Logan City | 4251_G_2 | 4251 | G | 2 |  | Combustion Turbine | WECC_UT | Utah | Cache | 4.5 | 2002 | 9999 |  |  |  | 0.155 | Default Emission Factor
Logan City | 4251_G_3 | 4251 | G | 3 |  | Combustion Turbine | WECC_UT | Utah | Cache | 4.5 | 2002 | 9999 |  |  |  | 0.155 | Default Emission Factor
Walnut | 4256_G_1 | 4256 | G | 1 |  | Combustion Turbine | WEC_CALN | California | Stanislaus | 23.5 | 1986 | 9999 |  |  |  | 0.155 | Default Emission Factor
Walnut | 4256_G_2 | 4256 | G | 2 |  | Combustion Turbine | WEC_CALN | California | Stanislaus | 23.5 | 1986 | 9999 | 2017 | 0.0906 | 153.5 | 1.1805 | NEI 2019
Easton 2 | 4257_G_201 | 4257 | G | 201 |  | Combustion Turbine | PJM_EMAC | Maryland | Talbot | 1.5 | 1995 | 9999 |  |  |  | 0.86775 | Default Emission Factor
Easton 2 | 4257_G_202 | 4257 | G | 202 |  | Combustion Turbine | PJM_EMAC | Maryland | Talbot | 1.5 | 1995 | 9999 |  |  |  | 0.86775 | Default Emission Factor
Easton 2 | 4257_G_203 | 4257 | G | 203 |  | Combustion Turbine | PJM_EMAC | Maryland | Talbot | 4.5 | 2004 | 9999 |  |  |  | 0.155 | Default Emission Factor
Easton 2 | 4257_G_204 | 4257 | G | 204 |  | Combustion Turbine | PJM_EMAC | Maryland | Talbot | 4.5 | 2004 | 9999 |  |  |  | 0.155 | Default Emission Factor
Easton 2 | 4257_G_21 | 4257 | G | 21 |  | Combustion Turbine | PJM_EMAC | Maryland | Talbot | 6.2 | 1978 | 9999 |  |  |  | 0.86775 | Default Emission Factor
Easton 2 | 4257_G_22 | 4257 | G | 22 |  | Combustion Turbine | PJM_EMAC | Maryland | Talbot | 6.2 | 1978 | 9999 |  |  |  | 0.86775 | Default Emission Factor
Easton 2 | 4257_G_23 | 4257 | G | 23 |  | Combustion Turbine | PJM_EMAC | Maryland | Talbot | 6.3 | 1989 | 9999 |  |  |  | 0.86775 | Default Emission Factor
Easton 2 | 4257_G_24 | 4257 | G | 24 |  | Combustion Turbine | PJM_EMAC | Maryland | Talbot | 6.3 | 1989 | 9999 |  |  |  | 0.86775 | Default Emission Factor
Pueblo | 460_G_IC1 | 460 | G | IC1 |  | Combustion Turbine | WECC_CO | Colorado | Pueblo | 2 | 1964 | 9999 |  |  |  | 0.86775 | Default Emission Factor
Pueblo | 460_G_IC3 | 460 | G | IC3 |  | Combustion Turbine | WECC_CO | Colorado | Pueblo | 2 | 1964 | 9999 |  |  |  | 0.86775 | Default Emission Factor
Pueblo | 460_G_IC4 | 460 | G | IC4 |  | Combustion Turbine | WECC_CO | Colorado | Pueblo | 2 | 1964 | 9999 |  |  |  | 0.86775 | Default Emission Factor
Pueblo | 460_G_IC5 | 460 | G | IC5 |  | Combustion Turbine | WECC_CO | Colorado | Pueblo | 2 | 1964 | 9999 |  |  |  | 0.86775 | Default Emission Factor
Alamosa | 464_G_CT1 | 464 | G | CT1 |  | Combustion Turbine | WECC_CO | Colorado | Alamosa | 13 | 1973 | 2025 | 2017 | 0.040084 | 195.4815 | 0.41011 | NEI 2019
Alamosa | 464_G_CT2 | 464 | G | CT2 |  | Combustion Turbine | WECC_CO | Colorado | Alamosa | 14 | 1977 | 2025 | 2017 | 0.021043 | 210.5185 | 0.19992 | NEI 2019
Cherokee | 469_G_5 | 469 | G | 5 | 90850 | Combined Cycle | WECC_CO | Colorado | Adams | 168 | 2015 | 9999 | 2017 | 21.3331 | 2153174 | 0.02896 | NEI 2019
Cherokee | 469_G_6 | 469 | G | 6 | 90851 | Combined Cycle | WECC_CO | Colorado | Adams | 168 | 2015 | 9999 | 2017 | 23.4215 | 937553 | 0.02896 | NEI 2019
Cherokee | 469_G_7 | 469 | G | 7 | 90850 | Combined Cycle | WECC_CO | Colorado | Adams | 240 | 2015 | 9999 |  |  |  | 0.02896 | NEI 2019
Colbert | 47_G_GT1 | 47 | G | GT1 | 88150 | Combustion Turbine | S_C_TVA | Alabama | Colbert | 45.4 | 1972 | 9999 | 2019 | 0.0559 | 208.75 | 0.53557 | NEI 2019
Colbert | 47_G_GT2 | 47 | G | GT2 | 88151 | Combustion Turbine | S_C_TVA | Alabama | Colbert | 45.4 | 1972 | 9999 | 2019 | 0.0577 | 208.75 | 0.55281 | NEI 2019
Colbert | 47_G_GT3 | 47 | G | GT3 | 88152 | Combustion Turbine | S_C_TVA | Alabama | Colbert | 45.4 | 1972 | 9999 |  |  |  | 0.155 | Default Emission Factor
Colbert | 47_G_GT4 | 47 | G | GT4 | 88153 | Combustion Turbine | S_C_TVA | Alabama | Colbert | 45.4 | 1972 | 9999 | 2019 | 0.0527 | 208.75 | 0.50491 | NEI 2019
Colbert | 47_G_GT5 | 47 | G | GT5 | 88154 | Combustion Turbine | S_C_TVA | Alabama | Colbert | 45.4 | 1972 | 9999 | 2019 | 0.0672 | 208.75 | 0.64383 | NEI 2019
Colbert | 47_G_GT6 | 47 | G | GT6 | 88155 | Combustion Turbine | S_C_TVA | Alabama | Colbert | 45.4 | 1972 | 9999 | 2019 | 0.0625 | 208.75 | 0.5988 | NEI 2019
Colbert | 47_G_GT7 | 47 | G | GT7 | 88156 | Combustion Turbine | S_C_TVA | Alabama | Colbert | 45.4 | 1972 | 9999 |  |  |  | 0.155 | Default Emission Factor
Colbert | 47_G_GT8 | 47 | G | GT8 | 88157 | Combustion Turbine | S_C_TVA | Alabama | Colbert | 45.4 | 1972 | 9999 |  |  |  | 0.155 | Default Emission Factor
Fruita | 471_G_1 | 471 | G | 1 |  | Combustion Turbine | WECC_CO | Colorado | Mesa | 14 | 1973 | 2025 | 2017 | 0.023001 | 170 | 0.2706 | NEI 2019
Valmont | 477_G_6 | 477 | G | 6 |  | Combustion Turbine | WECC_CO | Colorado | Boulder | 43 | 1973 | 2025 | 2017 | 0.019578 | 913 | 0.04289 | NEI 2019
Thomas C Ferguson | 4937_G_CT-1 | 4937 | G | CT-1 | 90812 | Combined Cycle | ERC_REST | Texas | Llano | 168 | 2014 | 9999 | 2019 | 23.3157 | 2223415 | 0.0316 | NEI 2019
Thomas C Ferguson | 4937_G_CT-2 | 4937 | G | CT-2 | 90813 | Combined Cycle | ERC_REST | Texas | Llano | 168 | 2014 | 9999 | 2019 | 27.5173 | 994295 | 0.0316 | NEI 2019
Thomas C Ferguson | 4937_G_STG | 4937 | G | STG | 90812 | Combined Cycle | ERC_REST | Texas | Llano | 180 | 2014 | 9999 |  |  |  | 0.0316 | NEI 2019
Barney M Davis | 4939_G_2 | 4939 | G | 2 | 90244 | Combined Cycle | ERC_REST | Texas | Nueces | 319 | 1976 | 9999 |  |  |  | 0.07261 | NEI 2019
Barney M Davis | 4939_G_3 | 4939 | G | 3 | 90244 | Combined Cycle | ERC_REST | Texas | Nueces | 157 | 2010 | 9999 | 2019 | 25.74 | 736419 | 0.07261 | NEI 2019
Barney M Davis | 4939_G_4 | 4939 | G | 4 | 90245 | Combined Cycle | ERC_REST | Texas | Nueces | 157 | 2010 | 9999 | 2019 | 23.7 | 625393 | 0.07261 | NEI 2019
Riverside (OK) | 4940_G_3 | 4940 | G | 3 | 91251 | Combustion Turbine | SPP_WEST | Oklahoma | Tulsa | 79 | 2008 | 9999 | 2019 | 1.1687 | 32076 | 0.07287 | NEI 2019
Riverside (OK) | 4940_G_4 | 4940 | G | 4 | 91252 | Combustion Turbine | SPP_WEST | Oklahoma | Tulsa | 79 | 2008 | 9999 | 2019 | 0.97053 | 32076 | 0.06051 | NEI 2019
Riverside (OK) | 4940_G_IC1 | 4940 | G | IC1 |  | Combustion Turbine | SPP_WEST | Oklahoma | Tulsa | 2.8 | 1976 | 9999 |  |  |  | 0.86775 | Default Emission Factor
Pittsfield Generating LP | 50002_G_GEN1 | 50002 | G | GEN1 | 3627 | Combined Cycle | NENGREST | Massachusetts | Berkshire | 35.2 | 1990 | 9999 | 2019 | 0.40495 | 18007 | 0.03291 | NEI 2019
Pittsfield Generating LP | 50002_G_GEN2 | 50002 | G | GEN2 | 3628 | Combined Cycle | NENGREST | Massachusetts | Berkshire | 35.2 | 1990 | 9999 | 2019 | 0.41564 | 18210 | 0.03291 | NEI 2019
Pittsfield Generating LP | 50002_G_GEN3 | 50002 | G | GEN3 | 3629 | Combined Cycle | NENGREST | Massachusetts | Berkshire | 35.2 | 1990 | 9999 | 2019 | 0.4203 | 18815 | 0.03291 | NEI 2019
Pittsfield Generating LP | 50002_G_GEN4 | 50002 | G | GEN4 | 3627 | Combined Cycle | NENGREST | Massachusetts | Berkshire | 45.8 | 1990 | 9999 | 2019 | 0.078 | 25130 | 0.03291 | NEI 2019
Chalk Cliff Limited | 50003_G_GEN1 | 50003 | G | GEN1 |  | Combustion Turbine | WEC_CALN | California | Kern | 46 | 1990 | 9999 | 2017 | 0.13017 | 20877 | 0.01247 | NEI 2019
Linden Cogen Plant | 50006_G_GTG1 | 50006 | G | GTG1 | 3631 | Combined Cycle | NY_Z_J | New Jersey | Union | 98.3 | 1992 | 9999 | 2019 | 13.252 | 876034 | 0.03819 | NEI 2019
Linden Cogen Plant | 50006_G_GTG2 | 50006 | G | GTG2 | 3632 | Combined Cycle | NY_Z_J | New Jersey | Union | 98.3 | 1992 | 9999 | 2019 | 15.721 | 641256 | 0.03819 | NEI 2019
Linden Cogen Plant | 50006_G_GTG3 | 50006 | G | GTG3 | 3633 | Combined Cycle | NY_Z_J | New Jersey | Union | 98.3 | 1992 | 9999 | 2019 | 22.242 | 596489 | 0.04228 | NEI 2019
Linden Cogen Plant | 50006_G_GTG4 | 50006 | G | GTG4 | 3634 | Combined Cycle | NY_Z_J | New Jersey | Union | 98.3 | 1992 | 9999 | 2019 | 13.489 | 587074 | 0.04228 | NEI 2019
Linden Cogen Plant | 50006_G_GTG5 | 50006 | G | GTG5 | 3635 | Combined Cycle | NY_Z_J | New Jersey | Union | 98.3 | 1992 | 9999 | 2019 | 12.784 | 1094546 | 0.05441 | NEI 2019
Linden Cogen Plant | 50006_G_GTG6 | 50006 | G | GTG6 | 3630 | Combined Cycle | NY_Z_J | New Jersey | Union | 165.8 | 2002 | 9999 | 2019 | 49.582 | 1197763 | 0.05441 | NEI 2019
Linden Cogen Plant | 50006_G_STG1 | 50006 | G | STG1 | 3631 | Combined Cycle | NY_Z_J | New Jersey | Union | 98.3 | 1992 | 9999 |  |  |  | 0.03819 | NEI 2019
Linden Cogen Plant | 50006_G_STG2 | 50006 | G | STG2 | 3633 | Combined Cycle | NY_Z_J | New Jersey | Union | 98.3 | 1992 | 9999 |  |  |  | 0.04228 | NEI 2019
Linden Cogen Plant | 50006_G_STG3 | 50006 | G | STG3 | 3630 | Combined Cycle | NY_Z_J | New Jersey | Union | 98.4 | 1992 | 9999 |  |  |  | 0.05441 | NEI 2019
Plant 31 Paper Mill | 50028_G_GEN7 | 50028 | G | GEN7 |  | Combustion Turbine | MIS_LA | Louisiana | Ouachita | 32 | 2016 | 9999 |  |  |  | 0.155 | Default Emission Factor
MMWAC Resource Recovery Facility | 50035_G_ST1 | 50035 | G | ST1 |  | Municipal Solid Waste | NENG_ME | Maine | Androscoggin | 2.7 | 1992 | 9999 | 2019 | 0.13874 | 16100 | 0.01724 | NEI 2019
Houston Chemical Complex Battleground | 50043_G_GT1 | 50043 | G | GT1 |  | Combined Cycle | ERC_REST | Texas | Harris | 66 | 1982 | 9999 |  |  |  | 0.04609 | Default Emission Factor
Houston Chemical Complex Battleground | 50043_G_GT2 | 50043 | G | GT2 |  | Combined Cycle | ERC_REST | Texas | Harris | 66 | 1982 | 9999 |  |  |  | 0.04609 | Default Emission Factor
Houston Chemical Complex Battleground | 50043_G_GT3 | 50043 | G | GT3 |  | Combined Cycle | ERC_REST | Texas | Harris | 69 | 2005 | 9999 |  |  |  | 0.04609 | Default Emission Factor
Houston Chemical Complex Battleground | 50043_G_ST | 50043 | G | ST |  | Combined Cycle | ERC_REST | Texas | Harris | 62 | 1982 | 9999 |  |  |  | 0.04609 | Default Emission Factor
Brown Station Road Plant I | 50060_G_3972 | 50060 | G | 3972 |  | Landfill Gas | PJM_SMAC | Maryland | Prince Georges | 0.8 | 1987 | 9999 |  |  |  | 0.61247 | Default Emission Factor
Brown Station Road Plant I | 50060_G_9314 | 50060 | G | 9314 |  | Landfill Gas | PJM_SMAC | Maryland | Prince Georges | 0.8 | 1987 | 9999 |  |  |  | 0.61247 | Default Emission Factor
Brown Station Road Plant I | 50060_G_9340 | 50060 | G | 9340 |  | Landfill Gas | PJM_SMAC | Maryland | Prince Georges | 0.8 | 1987 | 9999 |  |  |  | 0.61247 | Default Emission Factor
Univ of Calif Santa Cruz Cogeneration | 50064_G_003 | 50064 | G | 003 |  | Combustion Turbine | WEC_CALN | California | Santa Cruz | 4.4 | 2015 | 9999 |  |  |  | 0.155 | Default Emission Factor
Veolia Energy Trenton L.P. | 50094_G_7214 | 50094 | G | 7214 |  | Combustion Turbine | PJM_EMAC | New Jersey | Mercer | 5.8 | 1983 | 9999 |  |  |  | 0.86775 | Default Emission Factor
Tamarack Energy Partnership | 50099_G_GEN1 | 50099 | G | GEN1 |  | Biomass | WECC_ID | Idaho | Adams | 5.8 | 1983 | 9999 | 2017 | 23.6444 | 19942 | 2.3713 | NEI 2019
Paris Energy Center | 50109_G_GEN1 | 50109 | G | GEN1 | 89668 | Combined Cycle | ERC_REST | Texas | Lamar | 78 | 1989 | 9999 | 2019 | 7.6722 | 154399 | 0.06716 | NEI 2019
Paris Energy Center | 50109_G_GEN2 | 50109 | G | GEN2 | 89669 | Combined Cycle | ERC_REST | Texas | Lamar | 80 | 1989 | 9999 | 2019 | 7.7722 | 157493 | 0.06716 | NEI 2019
Paris Energy Center | 50109_G_GEN3 | 50109 | G | GEN3 | 89668 | Combined Cycle | ERC_REST | Texas | Lamar | 78 | 1989 | 9999 | 2019 | 0.0295 | 148922 | 0.06716 | NEI 2019
Sierra Pacific Loyalton Facility | 50111_G_GEN1 | 50111 | G | GEN1 |  | Biomass | WEC_CALN | California | Sierra | 11.8 | 1989 | 9999 |  |  |  | 0.68393 | Default Emission Factor
US Borax | 50115_G_GEN1 | 50115 | G | GEN1 |  | Combustion Turbine | WECC_SCE | California | Kern | 39 | 1984 | 9999 |  |  |  | 0.155 | Default Emission Factor
Hal C Weaver Power Plant | 50118_G_GEN10 | 50118 | G | GEN10 |  | Combined Cycle | ERC_REST | Texas | Travis | 33 | 2010 | 9999 | 2019 | 4.197 | 113621.92 | 0.05369 | NEI 2019
Hal C Weaver Power Plant | 50118_G_GEN4 | 50118 | G | GEN4 |  | Combined Cycle | ERC_REST | Texas | Travis | 7.6 | 1951 | 9999 |  |  |  | 0.09616 | NEI 2019
Hal C Weaver Power Plant | 50118_G_GEN5 | 50118 | G | GEN5 |  | Combined Cycle | ERC_REST | Texas | Travis | 6 | 1959 | 9999 |  |  |  | 0.09616 | NEI 2019
Hal C Weaver Power Plant | 50118_G_GEN7 | 50118 | G | GEN7 |  | Combined Cycle | ERC_REST | Texas | Travis | 27.6 | 1979 | 9999 |  |  |  | 0.09616 | NEI 2019
Hal C Weaver Power Plant | 50118_G_GEN8 | 50118 | G | GEN8 |  | Combined Cycle | ERC_REST | Texas | Travis | 46.5 | 1987 | 9999 | 2019 | 5.6087 | 122931.01 | 0.09616 | NEI 2019
Hal C Weaver Power Plant | 50118_G_GEN9 | 50118 | G | GEN9 |  | Combined Cycle | ERC_REST | Texas | Travis | 26.1 | 2004 | 9999 |  |  |  | 0.05369 | NEI 2019
Phillips 66 Rodeo Refinery | 50119_G_GENA | 50119 | G | GENA |  | Fossil Waste | WEC_CALN | California | Contra Costa | 15.3 | 1987 | 9999 | 2017 | 4.3632 | 127930.4803 | 0.06821 | NEI 2019
Phillips 66 Rodeo Refinery | 50119_G_GENB | 50119 | G | GENB |  | Fossil Waste | WEC_CALN | California | Contra Costa | 15.4 | 1987 | 9999 | 2017 | 4.2093 | 128766.6272 | 0.06538 | NEI 2019
Phillips 66 Rodeo Refinery | 50119_G_GENC | 50119 | G | GENC |  | Fossil Waste | WEC_CALN | California | Contra Costa | 14.9 | 1987 | 9999 | 2019 | 4.3131 | 127046.6798 | 0.0679 | NEI 2019
Signal Hill Generating LLC | 50127_G_GTA | 50127 | G | GTA |  | Combined Cycle | ERC_WEST | Texas | Wichita | 19.7 | 1987 | 9999 | 2019 | 0.2442 | 4836 | 0.08648 | NEI 2019
Signal Hill Generating LLC | 50127_G_GTB | 50127 | G | GTB |  | Combined Cycle | ERC_WEST | Texas | Wichita | 19.7 | 1987 | 9999 | 2019 | 0.1445 | 3007 | 0.08648 | NEI 2019
Signal Hill Generating LLC | 50127_G_GTC | 50127 | G | GTC |  | Combined Cycle | ERC_WEST | Texas | Wichita | 19.7 | 1987 | 9999 | 2019 | 0.2459 | 4520 | 0.08648 | NEI 2019
Signal Hill Generating LLC | 50127_G_STD | 50127 | G | STD |  | Combined Cycle | ERC_WEST | Texas | Wichita | 17 | 1987 | 9999 |  |  |  | 0.08648 | NEI 2019
Sycamore Cogeneration | 50134_G_GTAG | 50134 | G | GTAG |  | Combustion Turbine | WECC_SCE | California | Kern | 75 | 1987 | 9999 | 2019 | 13.1331 | 143301 | 0.18329 | NEI 2019
Sycamore Cogeneration | 50134_G_GTBG | 50134 | G | GTBG |  | Combustion Turbine | WECC_SCE | California | Kern | 75 | 1987 | 9999 |  |  |  | 0.155 | Default Emission Factor
Sycamore Cogeneration | 50134_G_GTCG | 50134 | G | GTCG |  | Combustion Turbine | WECC_SCE | California | Kern | 75 | 1987 | 9999 | 2017 | 12.668 | 309800.25 | 0.08178 | NEI 2019
Sycamore Cogeneration | 50134_G_GTDG | 50134 | G | GTDG |  | Combustion Turbine | WECC_SCE | California | Kern | 75 | 1987 | 9999 |  |  |  | 0.155 | Default Emission Factor
South Oaks Hospital | 50136_G_CG1 | 50136 | G | CG1 |  | Combustion Turbine | NY_Z_K | New York | Suffolk | 0.1 | 2008 | 9999 |  |  |  | 0.86775 | Default Emission Factor
South Oaks Hospital | 50136_G_CG2 | 50136 | G | CG2 |  | Combustion Turbine | NY_Z_K | New York | Suffolk | 0.1 | 2008 | 9999 |  |  |  | 0.86775 | Default Emission Factor
South Oaks Hospital | 50136_G_CG3 | 50136 | G | CG3 |  | Combustion Turbine | NY_Z_K | New York | Suffolk | 0.1 | 2008 | 9999 |  |  |  | 0.86775 | Default Emission Factor
South Oaks Hospital | 50136_G_CG4 | 50136 | G | CG4 |  | Combustion Turbine | NY_Z_K | New York | Suffolk | 0.1 | 2008 | 9999 |  |  |  | 0.86775 | Default Emission Factor
South Oaks Hospital | 50136_G_CG5 | 50136 | G | CG5 |  | Combustion Turbine | NY_Z_K | New York | Suffolk | 0.1 | 2008 | 9999 |  |  |  | 0.86775 | Default Emission Factor
Snider Industries | 50141_G_WGN1 | 50141 | G | WGN1 |  | Biomass | SPP_WEST | Texas | Harrison | 5 | 1983 | 9999 | 2017 | 41.23 | 17781 | 4.6375 | NEI 2019
Linde Wilmington | 50148_G_GEN1 | 50148 | G | GEN1 |  | Combined Cycle | WEC_LADW | California | Los Angeles | 21 | 1988 | 9999 |  |  |  | 0.04609 | Default Emission Factor
Linde Wilmington | 50148_G_GEN2 | 50148 | G | GEN2 |  | Combined Cycle | WEC_LADW | California | Los Angeles | 6 | 1988 | 9999 |  |  |  | 0.04609 | Default Emission Factor
Union Carbide Seadrift Cogen | 50150_G_GE10 | 50150 | G | GE10 |  | Combined Cycle | ERC_REST | Texas | Calhoun | 15 | 1964 | 9999 |  |  |  | 0.0933 | NEI 2019
Union Carbide Seadrift Cogen | 50150_G_GE11 | 50150 | G | GE11 |  | Combined Cycle | ERC_REST | Texas | Calhoun | 30 | 2000 | 9999 | 2019 | 21.3873 | 239241.77 | 0.0933 | NEI 2019
Union Carbide Seadrift Cogen | 50150_G_GEN5 | 50150 | G | GEN5 |  | Combined Cycle | ERC_REST | Texas | Calhoun | 15 | 1987 | 9999 |  |  |  | 0.0933 | NEI 2019
Union Carbide Seadrift Cogen | 50150_G_GEN6 | 50150 | G | GEN6 |  | Combined Cycle | ERC_REST | Texas | Calhoun | 30 | 1987 | 9999 | 2019 | 6.7152 | 171722.01 | 0.0933 | NEI 2019
Union Carbide Seadrift Cogen | 50150_G_GEN7 | 50150 | G | GEN7 |  | Combined Cycle | ERC_REST | Texas | Calhoun | 6 | 1987 | 9999 |  |  |  | 0.0933 | NEI 2019
Union Carbide Seadrift Cogen | 50150_G_GEN8 | 50150 | G | GEN8 |  | Combined Cycle | ERC_REST | Texas | Calhoun | 30 | 1987 | 9999 | 2019 | 6.3025 | 154750.89 | 0.0933 | NEI 2019
Union Carbide Seadrift Cogen | 50150_G_GEN9 | 50150 | G | GEN9 |  | Combined Cycle | ERC_REST | Texas | Calhoun | 15 | 1987 | 9999 |  |  |  | 0.0933 | NEI 2019
Dow St Charles Operations | 50152_G_CGN1 | 50152 | G | CGN1 |  | Combined Cycle | MIS_LA | Louisiana | St Charles | 100 | 1996 | 9999 | 2019 | 73.16 | 865658.3 | 0.14111 | NEI 2019
Dow St Charles Operations | 50152_G_CGN2 | 50152 | G | CGN2 |  | Combined Cycle | MIS_LA | Louisiana | St Charles | 100 | 1997 | 9999 | 2019 | 74.04 | 883668.47 | 0.14111 | NEI 2019
Dow St Charles Operations | 50152_G_CSTG | 50152 | G | CSTG |  | Combined Cycle | MIS_LA | Louisiana | St Charles | 50 | 2002 | 9999 |  |  |  | 0.14111 | NEI 2019
Dow St Charles Operations | 50152_G_STG | 50152 | G | STG |  | Combined Cycle | MIS_LA | Louisiana | St Charles | 20 | 1997 | 9999 |  |  |  | 0.14111 | NEI 2019
Berry Cogen | 50170_G_GEN1 | 50170 | G | GEN1 |  | Combustion Turbine | WEC_CALN | California | Kern | 35 | 1986 | 9999 | 2017 | 14.9634 | 251702 | 0.1189 | NEI 2019
Columbus MS | 50184_G_TG2 | 50184 | G | TG2 |  | Non-Fossil Waste | S_C_TVA | Mississippi | Lowndes | 46 | 1982 | 9999 | 2019 | 35.59 | 114280.59 | 0.62285 | NEI 2019
Holly | 502_G_5 | 502 | G | 5 |  | Combustion Turbine | WECC_CO | Colorado | Prowers | 0.3 | 2000 | 9999 |  |  |  | 0.86775 | Default Emission Factor
Holly | 502_G_CAT | 502 | G | CAT |  | Combustion Turbine | WECC_CO | Colorado | Prowers | 1.7 | 2007 | 9999 |  |  |  | 0.86775 | Default Emission Factor
Holly | 502_G_EMD | 502 | G | EMD |  | Combustion Turbine | WECC_CO | Colorado | Prowers | 0.7 | 1993 | 9999 |  |  |  | 0.86775 | Default Emission Factor
Williams Ignacio Natural Gas Plant | 50205_G_7101 | 50205 | G | 7101 |  | Non-Fossil Waste | WECC_CO | Colorado | La Plata | 6.1 | 1984 | 9999 |  |  |  | 0.81254 | Default Emission Factor
Watson Cogeneration | 50216_G_GN91 | 50216 | G | GN91 |  | Combined Cycle | WECC_SCE | California | Los Angeles | 82 | 1988 | 9999 | 2019 | 15.3683 | 854869 | 0.06502 | NEI 2019
Watson Cogeneration | 50216_G_GN92 | 50216 | G | GN92 |  | Combined Cycle | WECC_SCE | California | Los Angeles | 82 | 1988 | 9999 | 2019 | 35.6002 | 712962 | 0.06502 | NEI 2019
Watson Cogeneration | 50216_G_GN93 | 50216 | G | GN93 |  | Combined Cycle | WECC_SCE | California | Los Angeles | 82 | 1988 | 9999 | 2019 | 13.0884 | 773214 | 0.04234 | NEI 2019
Watson Cogeneration | 50216_G_GN94 | 50216 | G | GN94 |  | Combined Cycle | WECC_SCE | California | Los Angeles | 82 | 1987 | 9999 | 2019 | 18.0097 | 695799 | 0.04234 | NEI 2019
Watson Cogeneration | 50216_G_GN95 | 50216 | G | GN95 |  | Combined Cycle | WECC_SCE | California | Los Angeles | 35 | 1988 | 9999 |  |  |  | 0.06502 | NEI 2019
Watson Cogeneration | 50216_G_GN96 | 50216 | G | GN96 |  | Combined Cycle | WECC_SCE | California | Los Angeles | 35 | 1987 | 9999 |  |  |  | 0.04234 | NEI 2019
Bucksport Generation LLC | 50243_G_GEN4 | 50243 | G | GEN4 | 4072 | Combustion Turbine | NENG_ME | Maine | Hancock | 156.8 | 2001 | 9999 | 2019 | 0.031336 | 1362 | 0.04602 | NEI 2019
Pioneer Valley Resource Recovery | 50273_G_DLV1 | 50273 | G | DLV1 |  | Municipal Solid Waste | NENGREST | Massachusetts | Hampden | 7.5 | 1988 | 9999 | 2019 | 0.558 | 33448 | 0.03337 | NEI 2019
Archbald Power Station | 50279_G_Gen2 | 50279 | G | Gen2 | 3643 | Combustion Turbine | PJM_WMAC | Pennsylvania | Lackawanna | 43.7 | 2001 | 9999 | 2019 | 2.002 | 46204.323 | 0.08666 | NEI 2019
Archbald Power Station | 50279_G_GEN5 | 50279 | G | GEN5 |  | Landfill Gas | PJM_WMAC | Pennsylvania | Lackawanna | 4 | 2010 | 9999 |  |  |  | 0.61247 | Default Emission Factor
Archbald Power Station | 50279_G_GEN6 | 50279 | G | GEN6 |  | Landfill Gas | PJM_WMAC | Pennsylvania | Lackawanna | 4 | 2010 | 9999 |  |  |  | 0.61247 | Default Emission Factor
Bethpage Power Plant | 50292_G_GEN1 | 50292 | G | GEN1 | 3647 | Combined Cycle | NY_Z_K | New York | Nassau | 22.2 | 1989 | 9999 | 2019 | 15.993 | 196472 | 0.1628 | NEI 2019
Bethpage Power Plant | 50292_G_GEN2 | 50292 | G | GEN2 | 3648 | Combined Cycle | NY_Z_K | New York | Nassau | 22.2 | 1989 | 9999 |  |  |  | 0.1628 | NEI 2019
Bethpage Power Plant | 50292_G_GEN3 | 50292 | G | GEN3 | 3647 | Combined Cycle | NY_Z_K | New York | Nassau | 10.6 | 1989 | 9999 |  |  |  | 0.1628 | NEI 2019
Bethpage Power Plant | 50292_G_GEN4 | 50292 | G | GEN4 |  | Combustion Turbine | NY_Z_K | New York | Nassau | 0.4 | 1989 | 9999 | 2019 | 2.1415 | 45394 | 0.09435 | NEI 2019
Bethpage Power Plant | 50292_G_GEN5 | 50292 | G | GEN5 | 8438 | Combustion Turbine | NY_Z_K | New York | Nassau | 47 | 2002 | 9999 |  |  |  | 0.09435 | NEI 2019
Bethpage Power Plant | 50292_G_GEN6 | 50292 | G | GEN6 | 89507 | Combined Cycle | NY_Z_K | New York | Nassau | 49 | 2005 | 9999 | 2019 | 0.75933 | 111105 | 0.01367 | NEI 2019
Bethpage Power Plant | 50292_G_GEN7 | 50292 | G | GEN7 | 89507 | Combined Cycle | NY_Z_K | New York | Nassau | 33 | 2005 | 9999 |  |  |  | 0.01367 | NEI 2019
AltaGas Ripon Energy Inc. | 50299_G_GEN1 | 50299 | G | GEN1 |  | Combustion Turbine | WEC_CALN | California | San Joaquin | 46.1 | 1988 | 9999 | 2019 | 0.62435 | 5377 | 0.23223 | NEI 2019
University of Oklahoma | 50307_G_GEN5 | 50307 | G | GEN5 |  | Combustion Turbine | SPP_WEST | Oklahoma | Cleveland | 1.8 | 2001 | 9999 |  |  |  | 0.86775 | Default Emission Factor
Nalco | 50326_G_AT1 | 50326 | G | AT1 |  | Combined Cycle | PJM_COMD | Illinois | DuPage | 3 | 1985 | 2045 |  |  |  | 0.04609 | Default Emission Factor
Nalco | 50326_G_DPOX | 50326 | G | DPOX |  | Combined Cycle | PJM_COMD | Illinois | DuPage | 0.7 | 1985 | 2045 |  |  |  | 0.04609 | Default Emission Factor
West Point Treatment Plant | 50329_G_4 | 50329 | G | 4 |  | Non-Fossil Waste | WECC_PNW | Washington | King | 2.3 | 2012 | 9999 |  |  |  | 0.81254 | Default Emission Factor
West Point Treatment Plant | 50329_G_5 | 50329 | G | 5 |  | Non-Fossil Waste | WECC_PNW | Washington | King | 2.3 | 2012 | 9999 |  |  |  | 0.81254 | Default Emission Factor
PCS Nitrogen Fertilizer LP | 50341_G_GEN3 | 50341 | G | GEN3 |  | Combustion Turbine | MIS_LA | Louisiana | Iberville | 1.8 | 2010 | 9999 |  |  |  | 0.86775 | Default Emission Factor
PCS Nitrogen Fertilizer LP | 50341_G_GEN4 | 50341 | G | GEN4 |  | Combustion Turbine | MIS_LA | Louisiana | Iberville | 1.8 | 2014 | 9999 |  |  |  | 0.86775 | Default Emission Factor
Ridgewood Providence Power | 50365_G_PH21 | 50365 | G | PH21 |  | Landfill Gas | NENGREST | Rhode Island | Providence | 1.5 | 2005 | 9999 |  |  |  | 0.61247 | Default Emission Factor
Ridgewood Providence Power | 50365_G_PH22 | 50365 | G | PH22 |  | Landfill Gas | NENGREST | Rhode Island | Providence | 1.5 | 2005 | 9999 |  |  |  | 0.61247 | Default Emission Factor
Ridgewood Providence Power | 50365_G_PH23 | 50365 | G | PH23 |  | Landfill Gas | NENGREST | Rhode Island | Providence | 1.5 | 2005 | 9999 |  |  |  | 0.61247 | Default Emission Factor
Ridgewood Providence Power | 50365_G_PH24 | 50365 | G | PH24 |  | Landfill Gas | NENGREST | Rhode Island | Providence | 1.5 | 2005 | 9999 |  |  |  | 0.61247 | Default Emission Factor
University of Notre Dame | 50366_G_GEN3 | 50366 | G | GEN3 |  | Combustion Turbine | PJM_West | Indiana | St Joseph | 1 | 1952 | 9999 |  |  |  | 0.86775 | Default Emission Factor
University of Notre Dame | 50366_G_GEN4 | 50366 | G | GEN4 |  | Combustion Turbine | PJM_West | Indiana | St Joseph | 1 | 1952 | 9999 |  |  |  | 0.86775 | Default Emission Factor
University of Notre Dame | 50366_G_GEN8 | 50366 | G | GEN8 |  | Combustion Turbine | PJM_West | Indiana | St Joseph | 1.7 | 2006 | 9999 |  |  |  | 0.86775 | Default Emission Factor
University of Notre Dame | 50366_G_GEN9 | 50366 | G | GEN9 |  | Combustion Turbine | PJM_West | Indiana | St Joseph | 1.7 | 2006 | 9999 |  |  |  | 0.86775 | Default Emission Factor
University of Notre Dame | 50366_G_GN10 | 50366 | G | GN10 |  | Combustion Turbine | PJM_West | Indiana | St Joseph | 1.7 | 2006 | 9999 |  |  |  | 0.86775 | Default Emission Factor
University of Notre Dame | 50366_G_GT1 | 50366 | G | GT1 |  | Combustion Turbine | PJM_West | Indiana | St Joseph | 5.6 | 2019 | 9999 |  |  |  | 0.06931 | Default Emission Factor
University of Notre Dame | 50366_G_GT2 | 50366 | G | GT2 |  | Combustion Turbine | PJM_West | Indiana | St Joseph | 5.6 | 2019 | 9999 |  |  |  | 0.06931 | Default Emission Factor
Cornell University Central Heat | 50368_G_CT1 | 50368 | G | CT1 | 90477 | Combined Cycle | NY_Z_C&E | New York | Tompkins | 12.3 | 2009 | 9999 |  |  |  | 0.04609 | Default Emission Factor
Cornell University Central Heat | 50368_G_CT2 | 50368 | G | CT2 | 90478 | Combined Cycle | NY_Z_C&E | New York | Tompkins | 12.3 | 2009 | 9999 |  |  |  | 0.04609 | Default Emission Factor
Cornell University Central Heat | 50368_G_EDG1 | 50368 | G | EDG1 |  | Combustion Turbine | NY_Z_C&E | New York | Tompkins | 0.9 | 2009 | 9999 |  |  |  | 0.86775 | Default Emission Factor
Cornell University Central Heat | 50368_G_EDG2 | 50368 | G | EDG2 |  | Combustion Turbine | NY_Z_C&E | New York | Tompkins | 0.9 | 2009 | 9999 |  |  |  | 0.86775 | Default Emission Factor
Cornell University Central Heat | 50368_G_TG1 | 50368 | G | TG1 | 90477 | Combined Cycle | NY_Z_C&E | New York | Tompkins | 1 | 1988 | 9999 |  |  |  | 0.04609 | Default Emission Factor
Cornell University Central Heat | 50368_G_TG2 | 50368 | G | TG2 | 90478 | Combined Cycle | NY_Z_C&E | New York | Tompkins | 5.3 | 1988 | 9999 |  |  |  | 0.04609 | Default Emission Factor
Paxton Creek Cogeneration | 50373_G_GEN1 | 50373 | G | GEN1 |  | Combustion Turbine | PJM_WMAC | Pennsylvania | Dauphin | 6 | 1986 | 9999 | 2019 | 0.0114 | 194 | 0.11753 | NEI 2019
Paxton Creek Cogeneration | 50373_G_GEN2 | 50373 | G | GEN2 |  | Combustion Turbine | PJM_WMAC | Pennsylvania | Dauphin | 6 | 1986 | 9999 | 2019 | 1.2325 | 194 | 12.7062 | NEI 2019
Julesburg | 504_G_1 | 504 | G | 1 |  | Combustion Turbine | WECC_CO | Colorado | Sedgwick | 0.7 | 1951 | 9999 |  |  |  | 0.86775 | Default Emission Factor
Julesburg | 504_G_3 | 504 | G | 3 |  | Combustion Turbine | WECC_CO | Colorado | Sedgwick | 0.2 | 1945 | 9999 |  |  |  | 0.86775 | Default Emission Factor
Julesburg | 504_G_4 | 504 | G | 4 |  | Combustion Turbine | WECC_CO | Colorado | Sedgwick | 1.1 | 1964 | 9999 |  |  |  | 0.86775 | Default Emission Factor
Julesburg | 504_G_5 | 504 | G | 5 |  | Combustion Turbine | WECC_CO | Colorado | Sedgwick | 0.2 | 1946 | 9999 |  |  |  | 0.86775 | Default Emission Factor
BP Chemicals Green Lake Plant | 50404_G_TG2 | 50404 | G | TG2 |  | Non-Fossil Waste | ERC_REST | Texas | Calhoun | 15 | 1989 | 9999 |  |  |  | 0.81254 | Default Emission Factor
BP Chemicals Green Lake Plant | 50404_G_TG3 | 50404 | G | TG3 |  | Non-Fossil Waste | ERC_REST | Texas | Calhoun | 23.8 | 1997 | 9999 |  |  |  | 0.81254 | Default Emission Factor
Chester Operations | 50410_G_6 | 50410 | G | 6 |  | Combined Cycle | PJM_EMAC | Pennsylvania | Delaware | 14.1 | 2020 | 9999 |  |  |  | 0.02972 | Default Emission Factor
Olmsted Waste Energy | 50413_G_DGCAT | 50413 | G | DGCAT |  | Combustion Turbine | MIS_MNWI | Minnesota | Olmsted | 1.3 | 2009 | 9999 |  |  |  | 0.86775 | Default Emission Factor
Olmsted Waste Energy | 50413_G_TG2 | 50413 | G | TG2 |  | Municipal Solid Waste | MIS_MNWI | Minnesota | Olmsted | 1.3 | 1987 | 9999 | 2017 | 1.1743 | 6658.08 | 0.35274 | NEI 2019
Olmsted Waste Energy | 50413_G_TG3 | 50413 | G | TG3 |  | Municipal Solid Waste | MIS_MNWI | Minnesota | Olmsted | 5 | 2010 | 9999 | 2017 | 5.966 | 21983.11 | 0.54278 | NEI 2019
Olmsted Waste Energy | 50413_G_TGI | 50413 | G | TGI |  | Municipal Solid Waste | MIS_MNWI | Minnesota | Olmsted | 1.4 | 1987 | 9999 | 2017 | 0.6268 | 4660.85 | 0.26896 | NEI 2019
Bronx Zoo | 50427_G_GEN1 | 50427 | G | GEN1 |  | Combustion Turbine | NY_Z_J | New York | Bronx | 0.5 | 1991 | 9999 | 2018 | 0.027778 | 2902.0833 | 0.01914 | New York Emission Inventory
Bronx Zoo | 50427_G_GEN2 | 50427 | G | GEN2 |  | Combustion Turbine | NY_Z_J | New York | Bronx | 0.5 | 1991 | 9999 | 2018 | 0.027778 | 2902.0833 | 0.01914 | New York Emission Inventory
Bronx Zoo | 50427_G_GEN3 | 50427 | G | GEN3 |  | Combustion Turbine | NY_Z_J | New York | Bronx | 1.1 | 1991 | 9999 | 2018 | 0.061111 | 6384.5833 | 0.01914 | New York Emission Inventory
Bronx Zoo | 50427_G_GEN4 | 50427 | G | GEN4 |  | Combustion Turbine | NY_Z_J | New York | Bronx | 1.5 | 1995 | 9999 | 2018 | 0.083333 | 8706.25 | 0.01914 | New York Emission Inventory
University of Michigan | 50431_G_TG1 | 50431 | G | TG1 |  | Combined Cycle | MIS_LMI | Michigan | Washtenaw | 11.5 | 1986 | 9999 | 2019 | 3.7385 | 32683 | 0.10018 | NEI 2019
University of Michigan | 50431_G_TG10 | 50431 | G | TG10 |  | Combined Cycle | MIS_LMI | Michigan | Washtenaw | 3.5 | 1992 | 9999 | 2019 | 2.3483 | 30470 | 0.10018 | NEI 2019
University of Michigan | 50431_G_TG7 | 50431 | G | TG7 |  | Combined Cycle | MIS_LMI | Michigan | Washtenaw | 11.5 | 1975 | 9999 |  |  |  | 0.10018 | NEI 2019
University of Michigan | 50431_G_TG8 | 50431 | G | TG8 |  | Combined Cycle | MIS_LMI | Michigan | Washtenaw | 11.5 | 1975 | 9999 |  |  |  | 0.10018 | NEI 2019
University of Michigan | 50431_G_TG9 | 50431 | G | TG9 |  | Combined Cycle | MIS_LMI | Michigan | Washtenaw | 3.5 | 1990 | 9999 | 2019 | 0.8545 | 30460 | 0.10018 | NEI 2019
Indeck Silver Springs Energy Center | 50449_G_GEN1 | 50449 | G | GEN1 | 3660 | Combined Cycle | NY_Z_C&E | New York | Wyoming | 34.5 | 1991 | 9999 | 2019 | 0.14701 | 43110.68 | 0.00682 | NEI 2019
Indeck Silver Springs Energy Center | 50449_G_GEN2 | 50449 | G | GEN2 | 3660 | Combined Cycle | NY_Z_C&E | New York | Wyoming | 15 | 1991 | 9999 |  |  |  | 0.00682 | NEI 2019
Indeck Oswego Energy Center | 50450_G_GEN1 | 50450 | G | GEN1 | 3661 | Combined Cycle | NY_Z_C&E | New York | Oswego | 35.1 | 1990 | 9999 | 2019 | 0.8535 | 24724 | 0.06904 | NEI 2019
Indeck Oswego Energy Center | 50450_G_GEN2 | 50450 | G | GEN2 | 3661 | Combined Cycle | NY_Z_C&E | New York | Oswego | 13.8 | 1990 | 9999 |  |  |  | 0.06904 | NEI 2019
Indeck Yerkes Energy Center | 50451_G_GEN1 | 50451 | G | GEN1 | 3662 | Combined Cycle | NY_Z_A | New York | Erie | 32.3 | 1989 | 9999 | 2019 | 2.947 | 18760 | 0.23421 | NEI 2019
Indeck Yerkes Energy Center | 50451_G_GEN2 | 50451 | G | GEN2 | 3662 | Combined Cycle | NY_Z_A | New York | Erie | 15.4 | 1989 | 9999 | 2019 | 0.011431 | 6504 | 0.23421 | NEI 2019
Indeck Corinth Energy Center | 50458_G_GEN1 | 50458 | G | GEN1 | 3663 | Combined Cycle | NY_Z_F | New York | Saratoga | 74.7 | 1995 | 9999 | 2019 | 2.4488 | 370511 | 0.00845 | NEI 2019
Indeck Corinth Energy Center | 50458_G_GEN2 | 50458 | G | GEN2 | 3663 | Combined Cycle | NY_Z_F | New York | Saratoga | 54.6 | 1995 | 9999 | 2019 | 0.012776 | 212367 | 0.00845 | NEI 2019
Procter & Gamble Mehoopany Mill | 50463_G_GEN1 | 50463 | G | GEN1 | 3666 | Combustion Turbine | PJM_PENE | Pennsylvania | Wyoming | 40 | 1985 | 9999 | 2019 | 16.2 | 349583.0769 | 0.09268 | NEI 2019
Procter & Gamble Mehoopany Mill | 50463_G_GEN2 | 50463 | G | GEN2 |  | O/G Steam | PJM_PENE | Pennsylvania | Wyoming | 0.9 | 1984 | 9999 |  |  |  | 0.15323 | Default Emission Factor
Procter & Gamble Mehoopany Mill | 50463_G_GEN3 | 50463 | G | GEN3 | 90828 | Combustion Turbine | PJM_PENE | Pennsylvania | Wyoming | 64 | 2013 | 9999 |  |  |  | 0.155 | Default Emission Factor
Oxnard | 50464_G_GEN1 | 50464 | G | GEN1 |  | Combustion Turbine | WECC_SCE | California | Ventura | 22.4 | 1982 | 9999 |  |  |  | 0.155 | Default Emission Factor
Oxnard | 50464_G_GEN2 | 50464 | G | GEN2 |  | Combustion Turbine | WECC_SCE | California | Ventura | 48.5 | 1989 | 9999 |  |  |  | 0.155 | Default Emission Factor
Corpus Christi | 50475_G_GEN1 | 50475 | G | GEN1 |  | Combustion Turbine | ERC_REST | Texas | Nueces | 33 | 1989 | 9999 | 2017 | 2.569 | 79360 | 0.06474 | NEI 2019
PPG Powerhouse A | 50487_G_A7 | 50487 | G | A7 |  | Non-Fossil Waste | MIS_WOTA | Louisiana | Calcasieu | 10 | 1950 | 9999 |  |  |  | 0.81254 | Default Emission Factor
PPG Riverside | 50488_G_GEN2 | 50488 | G | GEN2 |  | Non-Fossil Waste | MIS_WOTA | Louisiana | Calcasieu | 30 | 1950 | 9999 |  |  |  | 0.81254 | Default Emission Factor
PPG Riverside | 50488_G_GEN3 | 50488 | G | GEN3 |  | Non-Fossil Waste | MIS_WOTA | Louisiana | Calcasieu | 38 | 1969 | 9999 |  |  |  | 0.81254 | Default Emission Factor
PPG Powerhouse C | 50489_G_C1 | 50489 | G | C1 |  | Combustion Turbine | MIS_WOTA | Louisiana | Calcasieu | 55 | 1977 | 9999 | 2019 | 17.86 | 400897.6712 | 0.0891 | NEI 2019
PPG Powerhouse C | 50489_G_C2 | 50489 | G | C2 |  | Combustion Turbine | MIS_WOTA | Louisiana | Calcasieu | 55 | 1978 | 9999 | 2019 | 20.09 | 400897.6712 | 0.10023 | NEI 2019
PPG Powerhouse C | 50489_G_C4 | 50489 | G | C4 |  | Combustion Turbine | MIS_WOTA | Louisiana | Calcasieu | 70.6 | 1986 | 9999 | 2019 | 26.95 | 514606.8288 | 0.10474 | NEI 2019
PPG Powerhouse C | 50489_G_C5 | 50489 | G | C5 |  | Combustion Turbine | MIS_WOTA | Louisiana | Calcasieu | 70.6 | 1986 | 9999 | 2019 | 29.7 | 514606.8288 | 0.11543 | NEI 2019
PPG Plant C Caustic | 50490_G_TE | 50490 | G | TE |  | O/G Steam | MIS_WOTA | Louisiana | Calcasieu | 2.7 | 1986 | 9999 |  |  |  | 0.15323 | Default Emission Factor
Gas Utilization Facility | 50492_G_1 | 50492 | G | 1 |  | Non-Fossil Waste | WEC_SDGE | California | San Diego | 2.3 | 1985 | 9999 |  |  |  | 0.81254 | Default Emission Factor
Gas Utilization Facility | 50492_G_2 | 50492 | G | 2 |  | Non-Fossil Waste | WEC_SDGE | California | San Diego | 2.3 | 1985 | 9999 |  |  |  | 0.81254 | Default Emission Factor
Double C Generation Limited Partnership | 50493_G_DC1 | 50493 | G | DC1 |  | Combustion Turbine | WEC_CALN | California | Kern | 23 | 1989 | 9999 | 2017 | 0.08 | 11819.5 | 0.01354 | NEI 2019
Double C Generation Limited Partnership | 50493_G_DC2 | 50493 | G | DC2 |  | Combustion Turbine | WEC_CALN | California | Kern | 23 | 1989 | 9999 | 2017 | 0.0816 | 11819.5 | 0.01381 | NEI 2019
Kern Front Limited | 50494_G_KF1 | 50494 | G | KF1 |  | Combustion Turbine | WEC_CALN | California | Kern | 23 | 1989 | 9999 | 2017 | 0.1665 | 24645 | 0.01351 | NEI 2019
Kern Front Limited | 50494_G_KF2 | 50494 | G | KF2 |  | Combustion Turbine | WEC_CALN | California | Kern | 23 | 1989 | 9999 | 2019 | 0.16802 | 6843 | 0.04911 | NEI 2019
High Sierra Limited | 50495_G_HS1 | 50495 | G | HS1 |  | Combustion Turbine | WEC_CALN | California | Kern | 23 | 1989 | 9999 | 2017 | 0.0824 | 12268.5 | 0.01343 | NEI 2019
High Sierra Limited | 50495_G_HS2 | 50495 | G | HS2 |  | Combustion Turbine | WEC_CALN | California | Kern | 23 | 1989 | 9999 | 2019 | 0.0784 | 8396 | 0.01868 | NEI 2019
SRI International Cogen Project | 50537_G_GEN1 | 50537 | G | GEN1 |  | Combustion Turbine | WEC_CALN | California | San Mateo | 5.6 | 1987 | 9999 | 2017 | 2.8585 | 29530 | 0.1936 | NEI 2019
Harbor Cogen | 50541_G_GEN1 | 50541 | G | GEN1 |  | Combined Cycle | WECC_SCE | California | Los Angeles | 80.8 | 1988 | 9999 |  |  |  | 0.04609 | Default Emission Factor
Harbor Cogen | 50541_G_ST1 | 50541 | G | ST1 |  | Combined Cycle | WECC_SCE | California | Los Angeles | 9.9 | 2001 | 9999 |  |  |  | 0.04609 | Default Emission Factor
Harbor Cogen | 50541_G_ST2 | 50541 | G | ST2 |  | Combined Cycle | WECC_SCE | California | Los Angeles | 11 | 2001 | 9999 |  |  |  | 0.04609 | Default Emission Factor
Rosemary Power Station | 50555_G_GEN1 | 50555 | G | GEN1 | 89294 | Combined Cycle | PJM_Dom | North Carolina | Halifax | 75 | 1990 | 9999 |  |  |  | 0.12032 | NEI 2019
Rosemary Power Station | 50555_G_GEN2 | 50555 | G | GEN2 | 89295 | Combined Cycle | PJM_Dom | North Carolina | Halifax | 36 | 1990 | 9999 |  |  |  | 0.12032 | NEI 2019
Rosemary Power Station | 50555_G_GEN3 | 50555 | G | GEN3 | 89294 | Combined Cycle | PJM_Dom | North Carolina | Halifax | 54 | 1990 | 9999 |  |  |  | 0.12032 | NEI 2019
Frontier | 50558_G_GT01 | 50558 | G | GT01 | 90991 | Combined Cycle | SPP_WEST | Oklahoma | Oklahoma | 67.3 | 1989 | 9999 | 2019 | 5.2 | 209392 | 0.04402 | NEI 2019
Frontier | 50558_G_ST01 | 50558 | G | ST01 | 90991 | Combined Cycle | SPP_WEST | Oklahoma | Oklahoma | 44.1 | 1989 | 9999 |  |  |  | 0.04402 | NEI 2019
Eagle Point Power Generation | 50561_G_GTG1 | 50561 | G | GTG1 | 3672 | Combined Cycle | PJM_EMAC | New Jersey | Gloucester | 85 | 1990 | 9999 |  |  |  | 0.04609 | Default Emission Factor
Eagle Point Power Generation | 50561_G_GTG2 | 50561 | G | GTG2 | 3673 | Combined Cycle | PJM_EMAC | New Jersey | Gloucester | 85 | 1990 | 9999 | 2019 | 4.12 | 589995 | 0.02829 | NEI 2019
Eagle Point Power Generation | 50561_G_STG1 | 50561 | G | STG1 | 3672 | Combined Cycle | PJM_EMAC | New Jersey | Gloucester | 40 | 1991 | 9999 |  |  |  | 0.04609 | Default Emission Factor
Eagle Point Power Generation | 50561_G_STG2 | 50561 | G | STG2 | 3673 | Combined Cycle | PJM_EMAC | New Jersey | Gloucester | 26.8 | 2016 | 9999 |  |  |  | 0.02829 | NEI 2019
Settlers Hill Gas Recovery | 50563_G_GEN1 | 50563 | G | GEN1 |  | Landfill Gas | PJM_COMD | Illinois | Kane | 2.9 | 1988 | 9999 |  |  |  | 0.61247 | Default Emission Factor
Settlers Hill Gas Recovery | 50563_G_GEN2 | 50563 | G | GEN2 |  | Landfill Gas | PJM_COMD | Illinois | Kane | 2.9 | 1998 | 9999 |  |  |  | 0.61247 | Default Emission Factor
New Milford Gas Recovery | 50564_G_GEN2 | 50564 | G | GEN2 |  | Landfill Gas | NENG_CT | Connecticut | Litchfield | 0.8 | 2008 | 9999 |  |  |  | 0.61247 | Default Emission Factor
New Milford Gas Recovery | 50564_G_GEN3 | 50564 | G | GEN3 |  | Landfill Gas | NENG_CT | Connecticut | Litchfield | 0.8 | 2008 | 9999 |  |  |  | 0.61247 | Default Emission Factor
New Milford Gas Recovery | 50564_G_GEN4 | 50564 | G | GEN4 |  | Landfill Gas | NENG_CT | Connecticut | Litchfield | 0.8 | 2008 | 9999 |  |  |  | 0.61247 | Default Emission Factor
Milam Gas Recovery | 50566_G_GEN1 | 50566 | G | GEN1 |  | Combustion Turbine | MIS_IL | Illinois | St Clair | 0.8 | 1991 | 2045 |  |  |  | 0.86775 | Default Emission Factor
Milam Gas Recovery | 50566_G_GEN2 | 50566 | G | GEN2 |  | Combustion Turbine | MIS_IL | Illinois | St Clair | 0.8 | 1991 | 2045 |  |  |  | 0.86775 | Default Emission Factor
Milam Gas Recovery | 50566_G_GEN3 | 50566 | G | GEN3 |  | Combustion Turbine | MIS_IL | Illinois | St Clair | 0.8 | 1993 | 2045 |  |  |  | 0.86775 | Default Emission Factor
High Acres Gas Recovery | 50568_G_GEN1 | 50568 | G | GEN1 |  | Landfill Gas | NY_Z_C&E | New York | Monroe | 0.8 | 1991 | 9999 |  |  |  | 0.61247 | Default Emission Factor
High Acres Gas Recovery | 50568_G_GEN2 | 50568 | G | GEN2 |  | Landfill Gas | NY_Z_C&E | New York | Monroe | 0.8 | 1991 | 9999 |  |  |  | 0.61247 | Default Emission Factor
High Acres Gas Recovery | 50568_G_GEN3 | 50568 | G | GEN3 |  | Landfill Gas | NY_Z_C&E | New York | Monroe | 0.8 | 1991 | 9999 |  |  |  | 0.61247 | Default Emission Factor
High Acres Gas Recovery | 50568_G_GEN4 | 50568 | G | GEN4 |  | Landfill Gas | NY_Z_C&E | New York | Monroe | 0.8 | 1991 | 9999 |  |  |  | 0.61247 | Default Emission Factor
High Acres Gas Recovery | 50568_G_GEN5 | 50568 | G | GEN5 |  | Landfill Gas | NY_Z_C&E | New York | Monroe | 1.6 | 2008 | 9999 |  |  |  | 0.61247 | Default Emission Factor
High Acres Gas Recovery | 50568_G_GEN6 | 50568 | G | GEN6 |  | Landfill Gas | NY_Z_C&E | New York | Monroe | 1.6 | 2008 | 9999 |  |  |  | 0.61247 | Default Emission Factor
High Acres Gas Recovery | 50568_G_GEN7 | 50568 | G | GEN7 |  | Landfill Gas | NY_Z_C&E | New York | Monroe | 1.6 | 2008 | 9999 |  |  |  | 0.61247 | Default Emission Factor
High Acres Gas Recovery | 50568_G_GEN8 | 50568 | G | GEN8 |  | Landfill Gas | NY_Z_C&E | New York | Monroe | 1.6 | 2008 | 9999 |  |  |  | 0.61247 | Default Emission Factor
DFW Gas Recovery | 50569_G_GEN1 | 50569 | G | GEN1 |  | Landfill Gas | ERC_REST | Texas | Denton | 2.9 | 1988 | 9999 |  |  |  | 0.61247 | Default Emission Factor
DFW Gas Recovery | 50569_G_GEN2 | 50569 | G | GEN2 |  | Landfill Gas | ERC_REST | Texas | Denton | 2.9 | 1988 | 9999 |  |  |  | 0.61247 | Default Emission Factor
DFW Gas Recovery | 50569_G_GEN3 | 50569 | G | GEN3 |  | Landfill Gas | ERC_REST | Texas | Denton | 1.6 | 2009 | 9999 |  |  |  | 0.61247 | Default Emission Factor
DFW Gas Recovery | 50569_G_GEN4 | 50569 | G | GEN4 |  | Landfill Gas | ERC_REST | Texas | Denton | 1.6 | 2009 | 9999 |  |  |  | 0.61247 | Default Emission Factor
DFW Gas Recovery | 50569_G_GEN5 | 50569 | G | GEN5 |  | Landfill Gas | ERC_REST | Texas | Denton | 1.6 | 2009 | 9999 |  |  |  | 0.61247 | Default Emission Factor
DFW Gas Recovery | 50569_G_GEN6 | 50569 | G | GEN6 |  | Landfill Gas | ERC_REST | Texas | Denton | 1.6 | 2009 | 9999 |  |  |  | 0.61247 | Default Emission Factor
Chestnut Ridge Gas Recovery | 50570_G_GEN1 | 50570 | G | GEN1 |  | Landfill Gas | S_C_TVA | Tennessee | Anderson | 0.8 | 1992 | 9999 |  |  |  | 0.61247 | Default Emission Factor
Chestnut Ridge Gas Recovery | 50570_G_GEN2 | 50570 | G | GEN2 |  | Landfill Gas | S_C_TVA | Tennessee | Anderson | 0.8 | 1992 | 9999 |  |  |  | 0.61247 | Default Emission Factor
Chestnut Ridge Gas Recovery | 50570_G_GEN3 | 50570 | G | GEN3 |  | Landfill Gas | S_C_TVA | Tennessee | Anderson | 0.8 | 1992 | 9999 |  |  |  | 0.61247 | Default Emission Factor
Chestnut Ridge Gas Recovery | 50570_G_GEN4 | 50570 | G | GEN4 |  | Landfill Gas | S_C_TVA | Tennessee | Anderson | 0.8 | 1992 | 9999 |  |  |  | 0.61247 | Default Emission Factor
Chestnut Ridge Gas Recovery | 50570_G_GEN5 | 50570 | G | GEN5 |  | Landfill Gas | S_C_TVA | Tennessee | Anderson | 1.6 | 2011 | 9999 |  |  |  | 0.61247 | Default Emission Factor
Altamont Gas Recovery | 50571_G_GEN1 | 50571 | G | GEN1 |  | Landfill Gas | WEC_CALN | California | Alameda | 2.9 | 1969 | 9999 |  |  |  | 0.61247 | Default Emission Factor
Altamont Gas Recovery | 50571_G_GEN2 | 50571 | G | GEN2 |  | Landfill Gas | WEC_CALN | California | Alameda | 2.9 | 1989 | 9999 |  |  |  | 0.61247 | Default Emission Factor
CSL Gas Recovery | 50572_G_GEN1 | 50572 | G | GEN1 |  | Landfill Gas | FRCC | Florida | Broward | 2.9 | 1989 | 9999 |  |  |  | 0.61247 | Default Emission Factor
CSL Gas Recovery | 50572_G_GEN2 | 50572 | G | GEN2 |  | Landfill Gas | FRCC | Florida | Broward | 2.9 | 1989 | 9999 |  |  |  | 0.61247 | Default Emission Factor
CSL Gas Recovery | 50572_G_GEN3 | 50572 | G | GEN3 |  | Landfill Gas | FRCC | Florida | Broward | 2.9 | 1989 | 9999 |  |  |  | 0.61247 | Default Emission Factor
CSL Gas Recovery | 50572_G_GEN4 | 50572 | G | GEN4 |  | Landfill Gas | FRCC | Florida | Broward | 2.2 | 2000 | 9999 |  |  |  | 0.61247 | Default Emission Factor
CID Gas Recovery | 50573_G_GEN2 | 50573 | G | GEN2 |  | Landfill Gas | PJM_COMD | Illinois | Cook | 2.9 | 1989 | 9999 |  |  |  | 0.61247 | Default Emission Factor
Lake Gas Recovery | 50575_G_GEN2 | 50575 | G | GEN2 |  | Landfill Gas | PJM_COMD | Illinois | Cook | 2.9 | 1993 | 9999 |  |  |  | 0.61247 | Default Emission Factor
Lake Gas Recovery | 50575_G_GEN3 | 50575 | G | GEN3 |  | Landfill Gas | PJM_COMD | Illinois | Cook | 2.9 | 1993 | 9999 |  |  |  | 0.61247 | Default Emission Factor
Metro Gas Recovery | 50576_G_GEN1 | 50576 | G | GEN1 |  | Landfill Gas | MIS_WUMS | Wisconsin | Milwaukee | 2.9 | 1985 | 9999 |  |  |  | 0.61247 | Default Emission Factor
Metro Gas Recovery | 50576_G_GEN2 | 50576 | G | GEN2 |  | Landfill Gas | MIS_WUMS | Wisconsin | Milwaukee | 2.9 | 1985 | 9999 |  |  |  | 0.61247 | Default Emission Factor
Metro Gas Recovery | 50576_G_GEN3 | 50576 | G | GEN3 |  | Landfill Gas | MIS_WUMS | Wisconsin | Milwaukee | 0.8 | 2000 | 9999 |  |  |  | 0.61247 | Default Emission Factor
Metro Gas Recovery | 50576_G_GEN4 | 50576 | G | GEN4 |  | Landfill Gas | MIS_WUMS | Wisconsin | Milwaukee | 0.8 | 2000 | 9999 |  |  |  | 0.61247 | Default Emission Factor
Metro Gas Recovery | 50576_G_GEN5 | 50576 | G | GEN5 |  | Landfill Gas | MIS_WUMS | Wisconsin | Milwaukee | 0.8 | 2000 | 9999 |  |  |  | 0.61247 | Default Emission Factor
Metro Gas Recovery | 50576_G_GEN6 | 50576 | G | GEN6 |  | Landfill Gas | MIS_WUMS | Wisconsin | Milwaukee | 0.8 | 2000 | 9999 |  |  |  | 0.61247 | Default Emission Factor
Omega Hills Gas Recovery | 50577_G_GEN1 | 50577 | G | GEN1 |  | Landfill Gas | MIS_WUMS | Wisconsin | Washington | 2.9 | 1985 | 9999 |  |  |  | 0.61247 | Default Emission Factor
Omega Hills Gas Recovery | 50577_G_GEN2 | 50577 | G | GEN2 |  | Landfill Gas | MIS_WUMS | Wisconsin | Washington | 2.9 | 1985 | 9999 |  |  |  | 0.61247 | Default Emission Factor
Omega Hills Gas Recovery | 50577_G_GEN3 | 50577 | G | GEN3 |  | Landfill Gas | MIS_WUMS | Wisconsin | Washington | 3 | 2001 | 9999 |  |  |  | 0.61247 | Default Emission Factor
Omega Hills Gas Recovery | 50577_G_GEN5 | 50577 | G | GEN5 |  | Landfill Gas | MIS_WUMS | Wisconsin | Washington | 2.9 | 2010 | 9999 |  |  |  | 0.61247 | Default Emission Factor
Saint Johns Health Center | 50610_G_01 | 50610 | G | 01 |  | Combustion Turbine | WEC_LADW | California | Los Angeles | 1 | 1992 | 9999 |  |  |  | 0.155 | Default Emission Factor
McKittrick Limited | 50612_G_GEN1 | 50612 | G | GEN1 | 91284 | Combustion Turbine | WEC_CALN | California | Kern | 46 | 1991 | 9999 | 2017 | 0.1848 | 22591 | 0.01636 | NEI 2019
Central Power Plant | 50621_G_GEN4 | 50621 | G | GEN4 |  | O/G Steam | NENGREST | Rhode Island | Providence | 0.5 | 1958 | 9999 |  |  |  | 0.15323 | Default Emission Factor
Central Power Plant | 50621_G_GEN5 | 50621 | G | GEN5 |  | Combustion Turbine | NENGREST | Rhode Island | Providence | 2.8 | 2004 | 9999 |  |  |  | 0.155 | Default Emission Factor
Central Power Plant | 50621_G_GEN6 | 50621 | G | GEN6 |  | Combustion Turbine | NENGREST | Rhode Island | Providence | 2.8 | 2004 | 9999 |  |  |  | 0.155 | Default Emission Factor
Central Power Plant | 50621_G_GEN7 | 50621 | G | GEN7 |  | Combustion Turbine | NENGREST | Rhode Island | Providence | 2 | 2015 | 9999 |  |  |  | 0.86775 | Default Emission Factor
Berry Cogen Tanne Hills 18 | 50622_G_GEN1 | 50622 | G | GEN1 |  | Combustion Turbine | WEC_CALN | California | Kern | 7 | 1986 | 9999 |  |  |  | 0.155 | Default Emission Factor
Berry Cogen Tanne Hills 18 | 50622_G_GEN2 | 50622 | G | GEN2 |  | Combustion Turbine | WEC_CALN | California | Kern | 7 | 1986 | 9999 |  |  |  | 0.155 | Default Emission Factor
ExxonMobil Beaumont Refinery | 50625_G_ETG | 50625 | G | ETG |  | Fossil Waste | MIS_WOTA | Texas | Jefferson | 5 | 1978 | 9999 |  |  |  | 0.6381 | Default Emission Factor
ExxonMobil Beaumont Refinery | 50625_G_TG24 | 50625 | G | TG24 |  | Combustion Turbine | MIS_WOTA | Texas | Jefferson | 32 | 1993 | 9999 | 2019 | 12.1027 | 239793.6788 | 0.10094 | NEI 2019
ExxonMobil Beaumont Refinery | 50625_G_TG41 | 50625 | G | TG41 | 3679 | Combustion Turbine | MIS_WOTA | Texas | Jefferson | 145 | 2005 | 9999 | 2019 | 36.6353 | 1086565.1071 | 0.06743 | NEI 2019
ExxonMobil Beaumont Refinery | 50625_G_TG42 | 50625 | G | TG42 | 3680 | Combustion Turbine | MIS_WOTA | Texas | Jefferson | 145 | 2005 | 9999 | 2019 | 21.0448 | 1086565.1071 | 0.03874 | NEI 2019
ExxonMobil Beaumont Refinery | 50625_G_TG43 | 50625 | G | TG43 | 3681 | Combustion Turbine | MIS_WOTA | Texas | Jefferson | 145 | 2004 | 9999 | 2019 | 33.0444 | 1086565.1071 | 0.06082 | NEI 2019
Paulsboro Refinery | 50628_G_GEN1 | 50628 | G | GEN1 |  | Combustion Turbine | PJM_EMAC | New Jersey | Gloucester | 27 | 1991 | 9999 | 2019 | 25.82 | 517351.66 | 0.09982 | NEI 2019
Paulsboro Refinery | 50628_G_GEN4 | 50628 | G | GEN4 |  | Coal Steam | PJM_EMAC | New Jersey | Gloucester | 11.6 | 2006 | 9999 |  |  |  | 0.28221 | Default Emission Factor
Mosaic Co Bartow Facility | 50633_G_GEN1 | 50633 | G | GEN1 |  | Non-Fossil Waste | FRCC | Florida | Polk | 36 | 1985 | 9999 |  |  |  | 0.81254 | Default Emission Factor
Mosaic Co Bartow Facility | 50633_G_GEN2 | 50633 | G | GEN2 |  | Non-Fossil Waste | FRCC | Florida | Polk | 44 | 1992 | 9999 |  |  |  | 0.81254 | Default Emission Factor
Covanta Indianapolis Energy | 50647_G_GEN1 | 50647 | G | GEN1 |  | Municipal Solid Waste | MIS_INKY | Indiana | Marion | 5 | 1988 | 9999 | 2019 | 39.0156 | 44177 | 1.7663 | NEI 2019
Las Animas | 507_G_1 | 507 | G | 1 |  | Combustion Turbine | WECC_CO | Colorado | Bent | 0.3 | 1941 | 9999 |  |  |  | 0.86775 | Default Emission Factor
Las Animas | 507_G_2 | 507 | G | 2 |  | Combustion Turbine | WECC_CO | Colorado | Bent | 0.3 | 1941 | 9999 |  |  |  | 0.86775 | Default Emission Factor
Las Animas | 507_G_4 | 507 | G | 4 |  | Combustion Turbine | WECC_CO | Colorado | Bent | 1 | 1951 | 9999 |  |  |  | 0.86775 | Default Emission Factor
Las Animas | 507_G_5 | 507 | G | 5 |  | Combustion Turbine | WECC_CO | Colorado | Bent | 1 | 1951 | 9999 |  |  |  | 0.86775 | Default Emission Factor
Las Animas | 507_G_6 | 507 | G | 6 |  | Combustion Turbine | WECC_CO | Colorado | Bent | 2.5 | 1967 | 9999 |  |  |  | 0.86775 | Default Emission Factor
JM Shafer Generating Station | 50707_G_LMA | 50707 | G | LMA | 90505 | Combined Cycle | WECC_CO | Colorado | Weld | 40.1 | 1994 | 9999 | 2017 | 2.76 | 401542 | 0.05454 | NEI 2019
JM Shafer Generating Station | 50707_G_LMB | 50707 | G | LMB | 90506 | Combined Cycle | WECC_CO | Colorado | Weld | 40.1 | 1994 | 9999 |  |  |  | 0.05454 | NEI 2019
JM Shafer Generating Station | 50707_G_LMC | 50707 | G | LMC | 90507 | Combined Cycle | WECC_CO | Colorado | Weld | 40.1 | 1994 | 9999 | 2017 | 2.99 | 32429 | 0.05454 | NEI 2019
JM Shafer Generating Station | 50707_G_LMD | 50707 | G | LMD | 90508 | Combined Cycle | WECC_CO | Colorado | Weld | 40.1 | 1994 | 9999 |  |  |  | 0.05454 | NEI 2019
JM Shafer Generating Station | 50707_G_LME | 50707 | G | LME | 90509 | Combined Cycle | WECC_CO | Colorado | Weld | 40.1 | 1994 | 9999 |  |  |  | 0.05454 | NEI 2019
JM Shafer Generating Station | 50707_G_STA | 50707 | G | STA | 90505 | Combined Cycle | WECC_CO | Colorado | Weld | 35.8 | 1994 | 9999 |  |  |  | 0.05454 | NEI 2019
JM Shafer Generating Station | 50707_G_STB | 50707 | G | STB | 90505 | Combined Cycle | WECC_CO | Colorado | Weld | 35.8 | 1994 | 9999 |  |  |  | 0.05454 | NEI 2019
Tazewell Gas Recovery | 50721_G_GEN1 | 50721 | G | GEN1 |  | Landfill Gas | MIS_IL | Illinois | Tazewell | 0.8 | 1989 | 9999 |  |  |  | 0.61247 | Default Emission Factor
Tazewell Gas Recovery | 50721_G_GEN2 | 50721 | G | GEN2 |  | Landfill Gas | MIS_IL | Illinois | Tazewell | 0.8 | 1989 | 9999 |  |  |  | 0.61247 | Default Emission Factor
Tazewell Gas Recovery | 50721_G_GEN3 | 50721 | G | GEN3 |  | Landfill Gas | MIS_IL | Illinois | Tazewell | 0.8 | 1999 | 9999 |  |  |  | 0.61247 | Default Emission Factor
BP Naperville Cogeneration Facility | 50722_G_GEN1 | 50722 | G | GEN1 |  | Combustion Turbine | PJM_COMD | Illinois | DuPage | 7 | 1990 | 2045 |  |  |  | 0.155 | Default Emission Factor
Starrett City Cogen Facility | 50743_G_GEN3 | 50743 | G | GEN3 |  | Combustion Turbine | NY_Z_J | New York | Kings | 2 | 1974 | 9999 |  |  |  | 0.86775 | Default Emission Factor
Starrett City Cogen Facility | 50743_G_GEN4 | 50743 | G | GEN4 |  | Combustion Turbine | NY_Z_J | New York | Kings | 2 | 1974 | 9999 |  |  |  | 0.86775 | Default Emission Factor
Starrett City Cogen Facility | 50743_G_GEN5 | 50743 | G | GEN5 |  | Combustion Turbine | NY_Z_J | New York | Kings | 2 | 1974 | 9999 |  |  |  | 0.86775 | Default Emission Factor
Sterling Power Plant | 50744_G_GEN1 | 50744 | G | GEN1 | 3692 | Combined Cycle | NY_Z_C&E | New York | Oneida | 38.8 | 1991 | 9999 | 2017 | 0.2123 | 12372 | 0.03432 | NEI 2019
Sterling Power Plant | 50744_G_GEN2 | 50744 | G | GEN2 | 3692 | Combined Cycle | NY_Z_C&E | New York | Oneida | 16 | 1991 | 9999 |  |  |  | 0.03432 | NEI 2019
Sterling Power Plant | 50744_G_GEN3 | 50744 | G | GEN3 |  | Combustion Turbine | NY_Z_C&E | New York | Oneida | 1.1 | 1991 | 9999 |  |  |  | 0.86775 | Default Emission Factor
Agnews Power Plant | 50748_G_GEN1 | 50748 | G | GEN1 |  | Combined Cycle | WEC_CALN | California | Santa Clara | 24.4 | 1990 | 9999 |  |  |  | 0.11534 | NEI 2019
Agnews Power Plant | 50748_G_GEN2 | 50748 | G | GEN2 |  | Combined Cycle | WEC_CALN | California | Santa Clara | 7.3 | 1990 | 9999 | 2017 | 1.2052 | 5150 | 0.11534 | NEI 2019
Coalinga Cogeneration Facility | 50750_G_GEN1 | 50750 | G | GEN1 |  | Combustion Turbine | WEC_CALN | California | Fresno | 3.2 | 1988 | 9999 |  |  |  | 0.155 | Default Emission Factor
Coalinga Cogeneration Facility | 50750_G_GEN2 | 50750 | G | GEN2 |  | Combustion Turbine | WEC_CALN | California | Fresno | 3.2 | 1988 | 9999 |  |  |  | 0.155 | Default Emission Factor
Southeast Kern River Cogen | 50751_G_GTG1 | 50751 | G | GTG1 |  | Combustion Turbine | WEC_CALN | California | Kern | 20.8 | 1989 | 9999 |  |  |  | 0.155 | Default Emission Factor
Parlin Power Plant | 50799_G_GEN1 | 50799 | G | GEN1 | 3696 | Combined Cycle | PJM_EMAC | New Jersey | Middlesex | 35.9 | 1991 | 9999 |  |  |  | 0.04609 | Default Emission Factor
Parlin Power Plant | 50799_G_GEN2 | 50799 | G | GEN2 | 3697 | Combined Cycle | PJM_EMAC | New Jersey | Middlesex | 37.5 | 1991 | 9999 |  |  |  | 0.14531 | NEI 2019
Parlin Power Plant | 50799_G_GEN3 | 50799 | G | GEN3 | 3696 | Combined Cycle | PJM_EMAC | New Jersey | Middlesex | 20.6 | 1991 | 9999 |  |  |  | 0.04609 | Default Emission Factor
Parlin Power Plant | 50799_G_GEN4 | 50799 | G | GEN4 | 3696 | Combined Cycle | PJM_EMAC | New Jersey | Middlesex | 20.6 | 1991 | 9999 | 2019 | 0.3 | 8059 | 0.14531 | NEI 2019
Optim Energy Altura Cogen LLC | 50815_G_GEN1 | 50815 | G | GEN1 | 10087 | Combined Cycle | ERC_REST | Texas | Harris | 69.8 | 1985 | 9999 | 2019 | 12.2445 | 1053195 | 0.04494 | NEI 2019
Optim Energy Altura Cogen LLC | 50815_G_GEN2 | 50815 | G | GEN2 | 10088 | Combined Cycle | ERC_REST | Texas | Harris | 69.8 | 1985 | 9999 | 2019 | 14.7659 | 434552 | 0.04494 | NEI 2019
Optim Energy Altura Cogen LLC | 50815_G_GEN3 | 50815 | G | GEN3 | 10089 | Combined Cycle | ERC_REST | Texas | Harris | 70.1 | 1985 | 9999 | 2019 | 14.147 | 434686 | 0.04494 | NEI 2019
Optim Energy Altura Cogen LLC | 50815_G_GEN4 | 50815 | G | GEN4 | 10090 | Combined Cycle | ERC_REST | Texas | Harris | 75 | 1986 | 9999 | 2019 | 9.1232 | 437917 | 0.04494 | NEI 2019
Optim Energy Altura Cogen LLC | 50815_G_GEN5 | 50815 | G | GEN5 | 10091 | Combined Cycle | ERC_REST | Texas | Harris | 68.4 | 1986 | 9999 | 2019 | 11.7947 | 450810 | 0.04494 | NEI 2019
Optim Energy Altura Cogen LLC | 50815_G_GEN6 | 50815 | G | GEN6 | 10087 | Combined Cycle | ERC_REST | Texas | Harris | 120.1 | 1986 | 9999 |  |  |  | 0.04494 | NEI 2019
Optim Energy Altura Cogen LLC | 50815_G_GEN7 | 50815 | G | GEN7 | 10092 | Combined Cycle | ERC_REST | Texas | Harris | 69 | 1995 | 9999 | 2019 | 10.0325 | 397961 | 0.04494 | NEI 2019
Cumberland (NJ) | 5083_G_CUMB | 5083 | G | CUMB | 2668 | Combustion Turbine | PJM_EMAC | New Jersey | Cumberland | 86.6 | 1990 | 9999 | 2019 | 1.078 | 45260.4424 | 0.04764 | NEI 2019
Cumberland (NJ) | 5083_G_CUMB2 | 5083 | G | CUMB2 | 90246 | Combustion Turbine | PJM_EMAC | New Jersey | Cumberland | 96.5 | 2009 | 9999 | 2019 | 3.73 | 50434.5576 | 0.14791 | NEI 2019
Nove Power Plant | 50831_G_GEN1 | 50831 | G | GEN1 |  | Landfill Gas | WEC_CALN | California | Contra Costa | 1 | 1985 | 9999 |  |  |  | 0.61247 | Default Emission Factor
Nove Power Plant | 50831_G_GEN2 | 50831 | G | GEN2 |  | Landfill Gas | WEC_CALN | California | Contra Costa | 1 | 1987 | 9999 |  |  |  | 0.61247 | Default Emission Factor
Nove Power Plant | 50831_G_GEN3 | 50831 | G | GEN3 |  | Landfill Gas | WEC_CALN | California | Contra Costa | 1 | 1985 | 9999 |  |  |  | 0.61247 | Default Emission Factor
PE Berkeley | 50849_G_GEN1 | 50849 | G | GEN1 |  | Combined Cycle | WEC_CALN | California | Alameda | 21 | 1987 | 9999 | 2017 | 12.9996 | 174927 | 0.13944 | NEI 2019
PE Berkeley | 50849_G_GEN2 | 50849 | G | GEN2 |  | Combined Cycle | WEC_CALN | California | Alameda | 2 | 1987 | 9999 |  |  |  | 0.13944 | NEI 2019
OLS Energy Chino | 50850_G_GEN1 | 50850 | G | GEN1 |  | Combined Cycle | WECC_SCE | California | San Bernardino | 22.5 | 1987 | 9999 |  |  |  | 0.04609 | Default Emission Factor
OLS Energy Chino | 50850_G_GEN2 | 50850 | G | GEN2 |  | Combined Cycle | WECC_SCE | California | San Bernardino | 6.5 | 1987 | 9999 |  |  |  | 0.04609 | Default Emission Factor
CSUCI Site Authority | 50851_G_GEN1 | 50851 | G | GEN1 |  | Combined Cycle | WECC_SCE | California | Ventura | 21.5 | 1988 | 9999 | 2017 | 0.038646 | 134038 | 0.05126 | NEI 2019
CSUCI Site Authority | 50851_G_GEN2 | 50851 | G | GEN2 |  | Combined Cycle | WECC_SCE | California | Ventura | 6.8 | 1988 | 9999 | 2017 | 4.4319 | 40402 | 0.05126 | NEI 2019
Salinas River Cogeneration | 50865_G_K100 | 50865 | G | K100 | 89975 | Combustion Turbine | WEC_CALN | California | Monterey | 33 | 1991 | 9999 | 2019 | 2.3358 | 297702 | 0.01569 | NEI 2019
Oswego County Energy Recovery | 50907_G_UNT1 | 50907 | G | UNT1 |  | Municipal Solid Waste | NY_Z_C&E | New York | Oswego | 1.7 | 1986 | 9999 |  |  |  | 0.00089 | NEI 2019
Oswego County Energy Recovery | 50907_G_UNT2 | 50907 | G | UNT2 |  | Municipal Solid Waste | NY_Z_C&E | New York | Oswego | 1.7 | 1986 | 9999 | 2019 | 0.0039368 | 8852.22 | 0.00089 | NEI 2019
Co-Gen LLC | 50921_G_GEN1 | 50921 | G | GEN1 |  | Biomass | WECC_PNW | Oregon | Grant | 7.5 | 1986 | 9999 |  |  |  | 0.68393 | Default Emission Factor
Winnebago County Landfill Gas | 50936_G_EG3 | 50936 | G | EG3 |  | Landfill Gas | MIS_WUMS | Wisconsin | Winnebago | 0.9 | 2000 | 9999 |  |  |  | 0.61247 | Default Emission Factor
Winnebago County Landfill Gas | 50936_G_EG4 | 50936 | G | EG4 |  | Landfill Gas | MIS_WUMS | Wisconsin | Winnebago | 1 | 2007 | 9999 |  |  |  | 0.61247 | Default Emission Factor
Winnebago County Landfill Gas | 50936_G_EG5 | 50936 | G | EG5 |  | Landfill Gas | MIS_WUMS | Wisconsin | Winnebago | 1.4 | 2010 | 9999 |  |  |  | 0.61247 | Default Emission Factor
Hardee Power Station | 50949_G_GEN1 | 50949 | G | GEN1 |  | Combined Cycle | FRCC | Florida | Hardee | 70 | 1993 | 9999 | 2019 | 10.2656 | 492744 | 0.05612 | NEI 2019
Hardee Power Station | 50949_G_GEN2 | 50949 | G | GEN2 |  | Combined Cycle | FRCC | Florida | Hardee | 70 | 1993 | 9999 | 2019 | 10.4781 | 246484 | 0.05612 | NEI 2019
Hardee Power Station | 50949_G_GEN3 | 50949 | G | GEN3 |  | Combined Cycle | FRCC | Florida | Hardee | 78 | 1993 | 9999 |  |  |  | 0.05612 | NEI 2019
Hardee Power Station | 50949_G_GEN4 | 50949 | G | GEN4 |  | Combustion Turbine | FRCC | Florida | Hardee | 70 | 1993 | 9999 | 2019 | 0.29707 | 14252.9032 | 0.04169 | NEI 2019
Hardee Power Station | 50949_G_GEN5 | 50949 | G | GEN5 | 3703 | Combustion Turbine | FRCC | Florida | Hardee | 85 | 2000 | 9999 |  |  |  | 0.155 | Default Emission Factor
Tropicana Products Bradent | 50971_G_GEN1 | 50971 | G | GEN1 |  | Combustion Turbine | FRCC | Florida | Manatee | 31 | 1990 | 9999 | 2019 | 11.8151 | 191409 | 0.12345 | NEI 2019
Carr Street Generating Station | 50978_G_GEN1 | 50978 | G | GEN1 | 3708 | Combined Cycle | NY_Z_C&E | New York | Onondaga | 32 | 1993 | 9999 |  |  |  | 0.05675 | NEI 2019
Carr Street Generating Station | 50978_G_GEN2 | 50978 | G | GEN2 | 3709 | Combined Cycle | NY_Z_C&E | New York | Onondaga | 32 | 1993 | 9999 | 2019 | 1.4231 | 50152 | 0.05675 | NEI 2019
Carr Street Generating Station | 50978_G_GEN3 | 50978 | G | GEN3 | 3708 | Combined Cycle | NY_Z_C&E | New York | Onondaga | 23 | 1993 | 9999 |  |  |  | 0.05675 | NEI 2019
Co-Gen II LLC | 50993_G_GEN1 | 50993 | G | GEN1 |  | Biomass | WECC_PNW | Oregon | Douglas | 7.8 | 1987 | 9999 |  |  |  | 0.68393 | Default Emission Factor
Ocean State Power | 51030_G_GEN1 | 51030 | G | GEN1 | 3710 | Combined Cycle | NENGREST | Rhode Island | Providence | 71.2 | 1990 | 9999 | 2019 | 3.9354 | 1248303 | 0.01231 | NEI 2019
Ocean State Power | 51030_G_GEN2 | 51030 | G | GEN2 | 3711 | Combined Cycle | NENGREST | Rhode Island | Providence | 71.2 | 1990 | 9999 |  |  |  | 0.01231 | NEI 2019
Ocean State Power | 51030_G_GEN3 | 51030 | G | GEN3 | 3710 | Combined Cycle | NENGREST | Rhode Island | Providence | 76.2 | 1990 | 9999 |  |  |  | 0.01231 | NEI 2019
Trinidad (CO) | 511_G_3 | 511 | G | 3 |  | Combustion Turbine | WECC_CO | Colorado | Las Animas | 1.9 | 1966 | 9999 |  |  |  | 0.86775 | Default Emission Factor
Trinidad (CO) | 511_G_4 | 511 | G | 4 |  | Combustion Turbine | WECC_CO | Colorado | Las Animas | 1.9 | 1966 | 9999 |  |  |  | 0.86775 | Default Emission Factor
Trinidad (CO) | 511_G_5 | 511 | G | 5 |  | Combustion Turbine | WECC_CO | Colorado | Las Animas | 1.8 | 1999 | 9999 |  |  |  | 0.86775 | Default Emission Factor
Trinidad (CO) | 511_G_6 | 511 | G | 6 |  | Combustion Turbine | WECC_CO | Colorado | Las Animas | 1.8 | 1999 | 9999 |  |  |  | 0.86775 | Default Emission Factor
Trinidad (CO) | 511_G_7 | 511 | G | 7 |  | Combustion Turbine | WECC_CO | Colorado | Las Animas | 1.8 | 1999 | 9999 |  |  |  | 0.86775 | Default Emission Factor
LaO Energy Systems | 52006_G_GEN4 | 52006 | G | GEN4 |  | Combined Cycle | MIS_LA | Louisiana | Iberville | 49 | 1969 | 9999 |  |  |  | 0.04367 | NEI 2019
LaO Energy Systems | 52006_G_GEN5 | 52006 | G | GEN5 |  | Combined Cycle | MIS_LA | Louisiana | Iberville | 52 | 1978 | 9999 |  |  |  | 0.03588 | NEI 2019
LaO Energy Systems | 52006_G_GEN6 | 52006 | G | GEN6 |  | Combined Cycle | MIS_LA | Louisiana | Iberville | 52 | 1979 | 9999 |  |  |  | 0.04367 | NEI 2019
Doswell Energy Center | 52019_G_GEN1 | 52019 | G | GEN1 | 10033 | Combined Cycle | PJM_Dom | Virginia | Hanover | 104.7 | 1991 | 9999 | 2019 | 130.0234 | 1470806.15 | 0.22958 | NEI 2019
Doswell Energy Center | 52019_G_GEN2 | 52019 | G | GEN2 | 10034 | Combined Cycle | PJM_Dom | Virginia | Hanover | 104.7 | 1991 | 9999 | 2019 | 121.932 | 724155.44 | 0.22958 | NEI 2019
Doswell Energy Center | 52019_G_GEN3 | 52019 | G | GEN3 | 10033 | Combined Cycle | PJM_Dom | Virginia | Hanover | 123 | 1991 | 9999 |  |  |  | 0.22958 | NEI 2019
Doswell Energy Center | 52019_G_GEN4 | 52019 | G | GEN4 | 10035 | Combined Cycle | PJM_Dom | Virginia | Hanover | 104.7 | 1992 | 9999 | 2019 | 122.4622 | 1522121.09 | 0.22178 | NEI 2019
Doswell Energy Center | 52019_G_GEN5 | 52019 | G | GEN5 | 10036 | Combined Cycle | PJM_Dom | Virginia | Hanover | 104.7 | 1992 | 9999 | 2019 | 128.117 | 737609.34 | 0.22178 | NEI 2019
Doswell Energy Center | 52019_G_GEN6 | 52019 | G | GEN6 | 10035 | Combined Cycle | PJM_Dom | Virginia | Hanover | 123 | 1992 | 9999 |  |  |  | 0.22178 | NEI 2019
Doswell Energy Center | 52019_G_GEN7 | 52019 | G | GEN7 | 3712 | Combustion Turbine | PJM_Dom | Virginia | Hanover | 170 | 2001 | 9999 | 2019 | 0.90635 | 329000.0143 | 0.00551 | NEI 2019
Doswell Energy Center | 52019_G_GEN8 | 52019 | G | GEN8 | 91240 | Combustion Turbine | PJM_Dom | Virginia | Hanover | 165 | 2018 | 9999 |  |  |  | 0.155 | Default Emission Factor
Doswell Energy Center | 52019_G_GEN9 | 52019 | G | GEN9 | 91239 | Combustion Turbine | PJM_Dom | Virginia | Hanover | 165 | 2018 | 9999 |  |  |  | 0.155 | Default Emission Factor
ITT Cogen Facility | 52021_G_GEN1 | 52021 | G | GEN1 |  | Combustion Turbine | PJM_COMD | Illinois | Cook | 3.5 | 1991 | 2045 |  |  |  | 0.155 | Default Emission Factor
ITT Cogen Facility | 52021_G_GEN2 | 52021 | G | GEN2 |  | Combustion Turbine | PJM_COMD | Illinois | Cook | 3.5 | 1991 | 2045 |  |  |  | 0.155 | Default Emission Factor
Dartmouth Power Associates LP | 52026_G_GEN1 | 52026 | G | GEN1 | 3713 | Combined Cycle | NENGREST | Massachusetts | Bristol | 35.1 | 1992 | 9999 |  |  |  | 0.05209 | NEI 2019
Dartmouth Power Associates LP | 52026_G_GEN2 | 52026 | G | GEN2 | 3713 | Combined Cycle | NENGREST | Massachusetts | Bristol | 27 | 1992 | 9999 | 2019 | 1.2637 | 48519 | 0.05209 | NEI 2019
Dartmouth Power Associates LP | 52026_G_GEN3 | 52026 | G | GEN3 | 90589 | Combustion Turbine | NENGREST | Massachusetts | Bristol | 19.6 | 2009 | 9999 | 2019 | 0.61069 | 6109 | 0.19993 | NEI 2019
Nassau Energy Corp | 52056_G_GT1 | 52056 | G | GT1 | 3714 | Combined Cycle | NY_Z_K | New York | Nassau | 43 | 1991 | 9999 | 2019 | 1.6417 | 290659.53 | 0.01057 | NEI 2019
Nassau Energy Corp | 52056_G_ST1 | 52056 | G | ST1 | 3714 | Combined Cycle | NY_Z_K | New York | Nassau | 12 | 1991 | 9999 | 2019 | 0.21859 | 61184.69 | 0.01057 | NEI 2019
Hartford Hospital Cogeneration | 52061_G_GEN2 | 52061 | G | GEN2 |  | Combined Cycle | NENG_CT | Connecticut | Hartford | 2.4 | 1988 | 2024 |  |  |  | 0.04609 | Default Emission Factor
Hartford Hospital Cogeneration | 52061_G_GEN3 | 52061 | G | GEN3 |  | Combined Cycle | NENG_CT | Connecticut | Hartford | 5.2 | 1988 | 2024 |  |  |  | 0.04609 | Default Emission Factor
Dominguez Plant | 52064_G_GEN1 | 52064 | G | GEN1 |  | Non-Fossil Waste | WECC_SCE | California | Los Angeles | 3.5 | 1976 | 9999 |  |  |  | 0.81254 | Default Emission Factor
Houston Plant | 52065_G_GEN1 | 52065 | G | GEN1 |  | Non-Fossil Waste | ERC_REST | Texas | Harris | 7 | 1977 | 9999 |  |  |  | 0.81254 | Default Emission Factor
UCLA So Campus Cogen Project | 52073_G_GEN1 | 52073 | G | GEN1 |  | Combined Cycle | WEC_LADW | California | Los Angeles | 12.5 | 1993 | 9999 |  |  |  | 0.04609 | Default Emission Factor
UCLA So Campus Cogen Project | 52073_G_GEN2 | 52073 | G | GEN2 |  | Combined Cycle | WEC_LADW | California | Los Angeles | 12.5 | 1993 | 9999 |  |  |  | 0.04609 | Default Emission Factor
UCLA So Campus Cogen Project | 52073_G_GEN3 | 52073 | G | GEN3 |  | Combined Cycle | WEC_LADW | California | Los Angeles | 11 | 1993 | 9999 |  |  |  | 0.04609 | Default Emission Factor
McKittrick Cogen | 52076_G_UNIT1 | 52076 | G | UNIT1 |  | Combustion Turbine | WECC_SCE | California | Kern | 4.8 | 2012 | 9999 |  |  |  | 0.155 | Default Emission Factor
McKittrick Cogen | 52076_G_UNIT2 | 52076 | G | UNIT2 |  | Combustion Turbine | WECC_SCE | California | Kern | 4.8 | 2012 | 9999 |  |  |  | 0.155 | Default Emission Factor
Lost Hills Cogeneration Plant | 52077_G_GEN5 | 52077 | G | GEN5 |  | Combustion Turbine | WECC_SCE | California | Kern | 2.7 | 1985 | 9999 |  |  |  | 0.155 | Default Emission Factor
Lost Hills Cogeneration Plant | 52077_G_GEN6 | 52077 | G | GEN6 |  | Combustion Turbine | WECC_SCE | California | Kern | 2.7 | 1985 | 9999 |  |  |  | 0.155 | Default Emission Factor
Cymric 31X Cogen | 52081_G_TG1 | 52081 | G | TG1 |  | Combustion Turbine | WEC_CALN | California | Kern | 2.7 | 1988 | 9999 |  |  |  | 0.155 | Default Emission Factor
Cymric 31X Cogen | 52081_G_TG2 | 52081 | G | TG2 |  | Combustion Turbine | WEC_CALN | California | Kern | 2.7 | 1988 | 9999 |  |  |  | 0.155 | Default Emission Factor
Cymric 6Z Cogen | 52082_G_TG1 | 52082 | G | TG1 |  | Combustion Turbine | WEC_CALN | California | Kern | 2.7 | 1986 | 9999 |  |  |  | 0.155 | Default Emission Factor
Cymric 6Z Cogen | 52082_G_TG2 | 52082 | G | TG2 |  | Combustion Turbine | WEC_CALN | California | Kern | 2.7 | 1986 | 9999 |  |  |  | 0.155 | Default Emission Factor
Taft 26C Cogen | 52085_G_TG1 | 52085 | G | TG1 |  | Combustion Turbine | WEC_CALN | California | Kern | 2.7 | 1982 | 9999 |  |  |  | 0.155 | Default Emission Factor
Taft 26C Cogen | 52085_G_TG2 | 52085 | G | TG2 |  | Combustion Turbine | WEC_CALN | California | Kern | 2.7 | 1982 | 9999 |  |  |  | 0.155 | Default Emission Factor
Taft 26C Cogen | 52085_G_TG3 | 52085 | G | TG3 |  | Combustion Turbine | WEC_CALN | California | Kern | 2.7 | 1982 | 9999 |  |  |  | 0.155 | Default Emission Factor
Taft 26C Cogen | 52085_G_TG4 | 52085 | G | TG4 |  | Combustion Turbine | WEC_CALN | California | Kern | 2.7 | 1982 | 9999 |  |  |  | 0.155 | Default Emission Factor
Coalinga 25D Cogen | 52086_G_TG1 | 52086 | G | TG1 |  | Combustion Turbine | WEC_CALN | California | Fresno | 2.7 | 1986 | 9999 |  |  |  | 0.155 | Default Emission Factor
Coalinga 25D Cogen | 52086_G_TG2 | 52086 | G | TG2 |  | Combustion Turbine | WEC_CALN | California | Fresno | 2.7 | 1986 | 9999 |  |  |  | 0.155 | Default Emission Factor
Coalinga 25D Cogen | 52086_G_TG3 | 52086 | G | TG3 |  | Combustion Turbine | WEC_CALN | California | Fresno | 2.7 | 1987 | 9999 |  |  |  | 0.155 | Default Emission Factor
Coalinga 25D Cogen | 52086_G_TG4 | 52086 | G | TG4 |  | Combustion Turbine | WEC_CALN | California | Fresno | 2.7 | 1987 | 9999 |  |  |  | 0.155 | Default Emission Factor
Elizabeth River Power Station | 52087_G_GEN1 | 52087 | G | GEN1 | 88298 | Combustion Turbine | PJM_Dom | Virginia | Chesapeake City | 116 | 1992 | 9999 | 2019 | 1.5808 | 32637.6667 | 0.09687 | NEI 2019
Elizabeth River Power Station | 52087_G_GEN2 | 52087 | G | GEN2 | 88299 | Combustion Turbine | PJM_Dom | Virginia | Chesapeake City | 116 | 1992 | 9999 | 2019 | 1.816 | 32637.6667 | 0.11129 | NEI 2019
Elizabeth River Power Station | 52087_G_GEN3 | 52087 | G | GEN3 | 88300 | Combustion Turbine | PJM_Dom | Virginia | Chesapeake City | 116 | 1992 | 9999 | 2019 | 0.67998 | 32637.6667 | 0.04167 | NEI 2019
Texas City Power Plant | 52088_G_GEN1 | 52088 | G | GEN1 | 89949 | Combined Cycle | ERC_REST | Texas | Galveston | 139 | 1987 | 9999 |  |  |  | 0.0694 | NEI 2019
Texas City Power Plant | 52088_G_GEN2 | 52088 | G | GEN2 | 89949 | Combined Cycle | ERC_REST | Texas | Galveston | 104 | 1987 | 9999 | 2019 | 14.7 | 473351 | 0.0694 | NEI 2019
Texas City Power Plant | 52088_G_GEN3 | 52088 | G | GEN3 | 89950 | Combined Cycle | ERC_REST | Texas | Galveston | 104 | 1987 | 9999 | 2019 | 26.72 | 480004 | 0.0694 | NEI 2019
Texas City Power Plant | 52088_G_GEN4 | 52088 | G | GEN4 | 89951 | Combined Cycle | ERC_REST | Texas | Galveston | 104 | 1987 | 9999 | 2019 | 19.3 | 796639 | 0.0694 | NEI 2019
New York Methodist Hospital | 52091_G_01-8N | 52091 | G | 01-8N |  | Combustion Turbine | NY_Z_J | New York | Kings | 0.8 | 2006 | 9999 |  |  |  | 0.86775 | Default Emission Factor
New York Methodist Hospital | 52091_G_02-8P | 52091 | G | 02-8P |  | Combustion Turbine | NY_Z_J | New York | Kings | 1 | 2006 | 9999 |  |  |  | 0.86775 | Default Emission Factor
New York Methodist Hospital | 52091_G_03-8L | 52091 | G | 03-8L |  | Combustion Turbine | NY_Z_J | New York | Kings | 1 | 2008 | 9999 |  |  |  | 0.86775 | Default Emission Factor
New York Methodist Hospital | 52091_G_04-6Z | 52091 | G | 04-6Z |  | Combustion Turbine | NY_Z_J | New York | Kings | 0.8 | 2006 | 9999 |  |  |  | 0.86775 | Default Emission Factor
New York Methodist Hospital | 52091_G_05-6Z | 52091 | G | 05-6Z |  | Combustion Turbine | NY_Z_J | New York | Kings | 0.8 | 2006 | 9999 |  |  |  | 0.86775 | Default Emission Factor
Berry Placerita Cogen | 52096_G_GEN1 | 52096 | G | GEN1 |  | Combustion Turbine | WECC_SCE | California | Los Angeles | 19.6 | 1990 | 9999 |  |  |  | 0.155 | Default Emission Factor
Berry Placerita Cogen | 52096_G_GEN2 | 52096 | G | GEN2 |  | Combustion Turbine | WECC_SCE | California | Los Angeles | 19.6 | 1990 | 9999 |  |  |  | 0.155 | Default Emission Factor
Cymric 36W Cogen | 52104_G_GEN1 | 52104 | G | GEN1 |  | Combustion Turbine | WEC_CALN | California | Kern | 2.7 | 1982 | 9999 |  |  |  | 0.155 | Default Emission Factor
Cymric 36W Cogen | 52104_G_GEN2 | 52104 | G | GEN2 |  | Combustion Turbine | WEC_CALN | California | Kern | 2.7 | 1982 | 9999 |  |  |  | 0.155 | Default Emission Factor
Cymric 36W Cogen | 52104_G_GEN3 | 52104 | G | GEN3 |  | Combustion Turbine | WEC_CALN | California | Kern | 2.7 | 1982 | 9999 |  |  |  | 0.155 | Default Emission Factor
Cymric 36W Cogen | 52104_G_GEN4 | 52104 | G | GEN4 |  | Combustion Turbine | WEC_CALN | California | Kern | 2.7 | 1982 | 9999 |  |  |  | 0.155 | Default Emission Factor
Kern River Eastridge Cogen | 52107_G_101A | 52107 | G | 101A |  | Combustion Turbine | WEC_CALN | California | Kern | 20.8 | 1988 | 9999 |  |  |  | 0.155 | Default Emission Factor
Kern River Eastridge Cogen | 52107_G_101B | 52107 | G | 101B |  | Combustion Turbine | WEC_CALN | California | Kern | 20.8 | 1988 | 9999 |  |  |  | 0.155 | Default Emission Factor
Wasson CO2 Removal Plant | 52122_G_GEN1 | 52122 | G | GEN1 |  | Combustion Turbine | SPP_SPS | Texas | Yoakum | 18.6 | 1988 | 9999 |  |  |  | 0.155 | Default Emission Factor
Power Station 4 | 52132_G_GEN1 | 52132 | G | GEN1 |  | Combined Cycle | ERC_REST | Texas | Galveston | 69 | 1986 | 9999 |  |  |  | 0.00471 | NEI 2019
Power Station 4 | 52132_G_GEN2 | 52132 | G | GEN2 |  | Combined Cycle | ERC_REST | Texas | Galveston | 69 | 1986 | 9999 | 2019 | 1.4746 | 282063 | 0.00471 | NEI 2019
C P Kelco San Diego Plant | 52147_G_GEN1 | 52147 | G | GEN1 |  | Combustion Turbine | WEC_SDGE | California | San Diego | 8 | 1983 | 9999 | 2018 | 1.9429 | 24538.3459 | 0.15835 | California Air Resources Board
C P Kelco San Diego Plant | 52147_G_GEN2 | 52147 | G | GEN2 |  | Combustion Turbine | WEC_SDGE | California | San Diego | 9.3 | 1983 | 9999 | 2018 | 2.2586 | 28525.8271 | 0.15835 | California Air Resources Board
C P Kelco San Diego Plant | 52147_G_GEN3 | 52147 | G | GEN3 |  | Combustion Turbine | WEC_SDGE | California | San Diego | 9.3 | 1983 | 9999 | 2018 | 2.2586 | 28525.8271 | 0.15835 | California Air Resources Board
Riverbay | 52168_G_GEN3 | 52168 | G | GEN3 | 90513 | Combustion Turbine | NY_Z_J | New York | Bronx | 12.3 | 2011 | 9999 |  |  |  | 0.155 | Default Emission Factor
Riverbay | 52168_G_GEN4 | 52168 | G | GEN4 | 90514 | Combustion Turbine | NY_Z_J | New York | Bronx | 12.3 | 2011 | 9999 |  |  |  | 0.155 | Default Emission Factor
Riverbay | 52168_G_U0007 | 52168 | G | U0007 |  | Combustion Turbine | NY_Z_J | New York | Bronx | 1.5 | 2011 | 9999 |  |  |  | 0.86775 | Default Emission Factor
Midway Sunset Cogen | 52169_G_A | 52169 | G | A |  | Combustion Turbine | WEC_CALN | California | Kern | 73 | 1989 | 9999 |  |  |  | 0.155 | Default Emission Factor
Midway Sunset Cogen | 52169_G_B | 52169 | G | B |  | Combustion Turbine | WEC_CALN | California | Kern | 73 | 1989 | 9999 |  |  |  | 0.155 | Default Emission Factor
Midway Sunset Cogen | 52169_G_C | 52169 | G | C |  | Combustion Turbine | WEC_CALN | California | Kern | 73 | 1989 | 9999 |  |  |  | 0.155 | Default Emission Factor
C R Wing Cogen Plant | 52176_G_GEN1 | 52176 | G | GEN1 | 89347 | Combined Cycle | ERC_WEST | Texas | Howard | 71 | 1987 | 9999 | 2019 | 13.786 | 350922 | 0.05362 | NEI 2019
C R Wing Cogen Plant | 52176_G_GEN2 | 52176 | G | GEN2 | 89348 | Combined Cycle | ERC_WEST | Texas | Howard | 71 | 1987 | 9999 | 2019 | 13.0888 | 330752 | 0.05362 | NEI 2019
C R Wing Cogen Plant | 52176_G_GEN3 | 52176 | G | GEN3 | 89347 | Combined Cycle | ERC_WEST | Texas | Howard | 70 | 1988 | 9999 | 2019 | 0.004 | 320810 | 0.05362 | NEI 2019
Yuba City Cogen Partners | 52186_G_GEN1 | 52186 | G | GEN1 |  | Combustion Turbine | WEC_CALN | California | Sutter | 48.7 | 1990 | 9999 | 2017 | 0.9126 | 28267 | 0.06457 | NEI 2019
Delaware City Plant | 52193_G_CT1 | 52193 | G | CT1 |  | Combustion Turbine | PJM_EMAC | Delaware | New Castle | 65 | 2000 | 9999 | 2019 | 12.98 | 559239.1637 | 0.04642 | NEI 2019
Delaware City Plant | 52193_G_CT2 | 52193 | G | CT2 |  | Combustion Turbine | PJM_EMAC | Delaware | New Castle | 65 | 2000 | 9999 | 2019 | 12.75 | 559239.1637 | 0.0456 | NEI 2019
McWilliams | 533_G_1 | 533 | G | 1 | 320 | Combined Cycle | S_SOU | Alabama | Covington | 9 | 1954 | 9999 |  |  |  | 0.06 | NEI 2019
McWilliams | 533_G_2 | 533 | G | 2 | 320 | Combined Cycle | S_SOU | Alabama | Covington | 9 | 1954 | 9999 |  |  |  | 0.06 | NEI 2019
McWilliams | 533_G_3 | 533 | G | 3 | 320 | Combined Cycle | S_SOU | Alabama | Covington | 22 | 1959 | 9999 |  |  |  | 0.06 | NEI 2019
McWilliams | 533_G_4 | 533 | G | 4 | 320 | Combined Cycle | S_SOU | Alabama | Covington | 108 | 1996 | 9999 | 2019 | 10.5 | 350011 | 0.06 | NEI 2019
McWilliams | 533_G_VAN1 | 533 | G | VAN1 | 324 | Combined Cycle | S_SOU | Alabama | Covington | 171 | 2002 | 9999 | 2019 | 38 | 2154269 | 0.04734 | NEI 2019
McWilliams | 533_G_VAN2 | 533 | G | VAN2 | 325 | Combined Cycle | S_SOU | Alabama | Covington | 168 | 2002 | 9999 | 2019 | 38 | 1056392 | 0.04734 | NEI 2019
McWilliams | 533_G_VAN3 | 533 | G | VAN3 | 324 | Combined Cycle | S_SOU | Alabama | Covington | 176 | 2002 | 9999 |  |  |  | 0.04734 | NEI 2019
McClellan (CA) | 535_G_1 | 535 | G | 1 |  | Combustion Turbine | WEC_BANC | California | Sacramento | 77 | 1986 | 9999 | 2017 | 0.39787 | 8862 | 0.08979 | NEI 2019
J K Smith | 54_G_GT1 | 54 | G | GT1 | 50 | Combustion Turbine | PJM_West | Kentucky | Clark | 104 | 1999 | 9999 | 2019 | 0.8151 | 47178.0611 | 0.03455 | NEI 2019
J K Smith | 54_G_GT10 | 54 | G | GT10 | 90542 | Combustion Turbine | PJM_West | Kentucky | Clark | 88 | 2010 | 9999 | 2019 | 2.9762 | 39919.8978 | 0.14911 | NEI 2019
J K Smith | 54_G_GT2 | 54 | G | GT2 | 51 | Combustion Turbine | PJM_West | Kentucky | Clark | 104 | 1999 | 9999 | 2019 | 0.88008 | 47178.0611 | 0.03731 | NEI 2019
J K Smith | 54_G_GT3 | 54 | G | GT3 | 52 | Combustion Turbine | PJM_West | Kentucky | Clark | 104 | 1999 | 9999 | 2017 | 0.88197 | 21679.7554 | 0.08136 | NEI 2019
J K Smith | 54_G_GT4 | 54 | G | GT4 | 9271 | Combustion Turbine | PJM_West | Kentucky | Clark | 74 | 2001 | 9999 | 2019 | 1.714 | 33569.005 | 0.10212 | NEI 2019
J K Smith | 54_G_GT5 | 54 | G | GT5 | 9272 | Combustion Turbine | PJM_West | Kentucky | Clark | 74 | 2001 | 9999 | 2017 | 1.3047 | 15425.9798 | 0.16915 | NEI 2019
J K Smith | 54_G_GT6 | 54 | G | GT6 | 89572 | Combustion Turbine | PJM_West | Kentucky | Clark | 74 | 2005 | 9999 | 2017 | 1.1707 | 15425.9798 | 0.15178 | NEI 2019
J K Smith | 54_G_GT7 | 54 | G | GT7 | 89573 | Combustion Turbine | PJM_West | Kentucky | Clark | 74 | 2005 | 9999 | 2017 | 1.1971 | 15425.9798 | 0.15521 | NEI 2019
J K Smith | 54_G_GT9 | 54 | G | GT9 | 90541 | Combustion Turbine | PJM_West | Kentucky | Clark | 88 | 2010 | 9999 | 2019 | 2.9719 | 39919.8978 | 0.1489 | NEI 2019
Branford | 540_G_UN10 | 540 | G | UN10 | 326 | Combustion Turbine | NENG_CT | Connecticut | New Haven | 17.4 | 1967 | 9999 |  |  |  | 0.155 | Default Emission Factor
WestRock Southeast, LLC. | 54004_G_GEN2 | 54004 | G | GEN2 |  | Combustion Turbine | S_SOU | Georgia | Laurens | 40 | 1989 | 9999 | 2019 | 1.2449 | 26413.94 | 0.09426 | NEI 2019
MM West Covina | 54015_G_GEN2 | 54015 | G | GEN2 |  | Landfill Gas | WECC_SCE | California | Los Angeles | 5.4 | 1993 | 9999 | 2018 | 4.3355 | 44143 | 0.19643 | California Air Resources Board
Rensselaer Cogen | 54034_G_GEN1 | 54034 | G | GEN1 | 3742 | Combined Cycle | NY_Z_F | New York | Rensselaer | 47 | 1994 | 9999 | 2019 | 0.075543 | 3478 | 0.04344 | NEI 2019
Rensselaer Cogen | 54034_G_GEN2 | 54034 | G | GEN2 | 3742 | Combined Cycle | NY_Z_F | New York | Rensselaer | 33.4 | 1994 | 9999 |  |  |  | 0.04344 | NEI 2019
Lockport Energy Associates LP | 54041_G_GEN1 | 54041 | G | GEN1 | 3743 | Combined Cycle | NY_Z_A | New York | Niagara | 43.6 | 1992 | 9999 |  |  |  | 0.06082 | NEI 2019
Lockport Energy Associates LP | 54041_G_GEN2 | 54041 | G | GEN2 | 3744 | Combined Cycle | NY_Z_A | New York | Niagara | 43.6 | 1992 | 9999 |  |  |  | 0.06082 | NEI 2019
Lockport Energy Associates LP | 54041_G_GEN3 | 54041 | G | GEN3 | 3745 | Combined Cycle | NY_Z_A | New York | Niagara | 43.6 | 1992 | 9999 | 2019 | 6.3106 | 207519.86 | 0.06082 | NEI 2019
Lockport Energy Associates LP | 54041_G_GEN4 | 54041 | G | GEN4 | 3743 | Combined Cycle | NY_Z_A | New York | Niagara | 78 | 1992 | 9999 |  |  |  | 0.06082 | NEI 2019
Riverview Energy Systems | 54057_G_GEN1 | 54057 | G | GEN1 |  | Landfill Gas | MIS_LMI | Michigan | Wayne | 2.8 | 1988 | 9999 | 2018 | 1.126 | 21095.5 | 0.10675 | Michigan Point Source Emission
Riverview Energy Systems | 54057_G_GEN2 | 54057 | G | GEN2 |  | Landfill Gas | MIS_LMI | Michigan | Wayne | 2.8 | 1988 | 9999 | 2018 | 1.126 | 21095.5 | 0.10675 | Michigan Point Source Emission
Indeck Olean Energy Center | 54076_G_GEN1 | 54076 | G | GEN1 | 3747 | Combined Cycle | NY_Z_A | New York | Cattaraugus | 34.1 | 1994 | 9999 | 2019 | 2.0982 | 116588 | 0.03599 | NEI 2019
Indeck Olean Energy Center | 54076_G_GEN2 | 54076 | G | GEN2 | 3747 | Combined Cycle | NY_Z_A | New York | Cattaraugus | 44.6 | 1994 | 9999 |  |  |  | 0.03599 | NEI 2019
Kennedy International Airport Cogen | 54114_G_GEN1 | 54114 | G | GEN1 | 3752 | Combined Cycle | NY_Z_J | New York | Queens | 48.9 | 1994 | 9999 | 2019 | 6.1477 | 242438 | 0.06404 | NEI 2019
Kennedy International Airport Cogen | 54114_G_GEN2 | 54114 | G | GEN2 | 3753 | Combined Cycle | NY_Z_J | New York | Queens | 47.8 | 1994 | 9999 | 2019 | 9.2239 | 237611 | 0.06404 | NEI 2019
Kennedy International Airport Cogen | 54114_G_GEN3 | 54114 | G | GEN3 | 3752 | Combined Cycle | NY_Z_J | New York | Queens | 27.5 | 1995 | 9999 |  |  |  | 0.06404 | NEI 2019
Fortistar North Tonawanda | 54131_G_GEN1 | 54131 | G | GEN1 | 3754 | Combined Cycle | NY_Z_A | New York | Niagara | 39.1 | 1993 | 9999 |  |  |  | 0.04609 | Default Emission Factor
Fortistar North Tonawanda | 54131_G_GEN2 | 54131 | G | GEN2 | 3754 | Combined Cycle | NY_Z_A | New York | Niagara | 20 | 1993 | 9999 |  |  |  | 0.04609 | Default Emission Factor
Stony Brook Cogen Plant | 54149_G_GEN1 | 54149 | G | GEN1 | 3757 | Combustion Turbine | NY_Z_K | New York | Suffolk | 44.5 | 1995 | 9999 | 2019 | 9.972 | 288649 | 0.0691 | NEI 2019
Cos Cob | 542_G_UN10 | 542 | G | UN10 | 327 | Combustion Turbine | NENG_CT | Connecticut | Fairfield | 19.1 | 1969 | 9999 | 2019 | 0.01355 | 147.046 | 0.18429 | NEI 2019
Cos Cob | 542_G_UN11 | 542 | G | UN11 | 328 | Combustion Turbine | NENG_CT | Connecticut | Fairfield | 18.7 | 1969 | 9999 | 2019 | 0.011082 | 143.9665 | 0.15396 | NEI 2019
Cos Cob | 542_G_UN12 | 542 | G | UN12 | 329 | Combustion Turbine | NENG_CT | Connecticut | Fairfield | 19.1 | 1969 | 9999 | 2019 | 0.014564 | 147.046 | 0.19809 | NEI 2019
Cos Cob | 542_G_UN13 | 542 | G | UN13 | 90364 | Combustion Turbine | NENG_CT | Connecticut | Fairfield | 19.1 | 2008 | 9999 | 2019 | 0.015269 | 147.046 | 0.20767 | NEI 2019
Cos Cob | 542_G_un14 | 542 | G | un14 | 90365 | Combustion Turbine | NENG_CT | Connecticut | Fairfield | 19.6 | 2008 | 9999 | 2019 | 0.012094 | 150.8954 | 0.1603 | NEI 2019
Franklin Heating Station | 54224_G_DG4 | 54224 | G | DG4 |  | Combustion Turbine | MIS_MNWI | Minnesota | Olmsted | 2 | 2009 | 9999 |  |  |  | 0.86775 | Default Emission Factor
Franklin Heating Station | 54224_G_DG5 | 54224 | G | DG5 |  | Combustion Turbine | MIS_MNWI | Minnesota | Olmsted | 2 | 2011 | 9999 |  |  |  | 0.86775 | Default Emission Factor
Franklin Heating Station | 54224_G_EG1 | 54224 | G | EG1 |  | Combustion Turbine | MIS_MNWI | Minnesota | Olmsted | 2 | 2001 | 9999 |  |  |  | 0.86775 | Default Emission Factor
Franklin Heating Station | 54224_G_EG2 | 54224 | G | EG2 |  | Combustion Turbine | MIS_MNWI | Minnesota | Olmsted | 2 | 2001 | 9999 |  |  |  | 0.86775 | Default Emission Factor
Franklin Heating Station | 54224_G_EG3 | 54224 | G | EG3 |  | Combustion Turbine | MIS_MNWI | Minnesota | Olmsted | 2 | 2001 | 9999 |  |  |  | 0.86775 | Default Emission Factor
Franklin Heating Station | 54224_G_GEN1 | 54224 | G | GEN1 |  | O/G Steam | MIS_MNWI | Minnesota | Olmsted | 2 | 1951 | 9999 |  |  |  | 0.15323 | Default Emission Factor
Franklin Heating Station | 54224_G_GEN2 | 54224 | G | GEN2 |  | O/G Steam | MIS_MNWI | Minnesota | Olmsted | 2 | 1951 | 9999 |  |  |  | 0.15323 | Default Emission Factor
Franklin Heating Station | 54224_G_GEN3 | 54224 | G | GEN3 |  | O/G Steam | MIS_MNWI | Minnesota | Olmsted | 6.1 | 1968 | 9999 |  |  |  | 0.15323 | Default Emission Factor
Franklin Heating Station | 54224_G_GEN6 | 54224 | G | GEN6 |  | Non-Fossil Waste | MIS_MNWI | Minnesota | Olmsted | 2.8 | 2006 | 9999 |  |  |  | 0.81254 | Default Emission Factor
Gillette SBMC | 54225_G_CTG3 | 54225 | G | CTG3 |  | Combustion Turbine | NENGREST | Massachusetts | Suffolk | 7.2 | 2011 | 9999 |  |  |  | 0.155 | Default Emission Factor
Gillette SBMC | 54225_G_DG | 54225 | G | DG |  | Combustion Turbine | NENGREST | Massachusetts | Suffolk | 0.5 | 1991 | 9999 |  |  |  | 0.86775 | Default Emission Factor
Gillette SBMC | 54225_G_DG2 | 54225 | G | DG2 |  | Combustion Turbine | NENGREST | Massachusetts | Suffolk | 0.5 | 1997 | 9999 |  |  |  | 0.86775 | Default Emission Factor
Gillette SBMC | 54225_G_DG3 | 54225 | G | DG3 |  | Combustion Turbine | NENGREST | Massachusetts | Suffolk | 1 | 2000 | 9999 |  |  |  | 0.86775 | Default Emission Factor
Erving Paper Mills | 54228_G_3 | 54228 | G | 3 |  | Combustion Turbine | NENGREST | Massachusetts | Franklin | 5.6 | 2015 | 9999 |  |  |  | 0.155 | Default Emission Factor
Naval Submarine Base Kings Bay | 54239_G_3023 | 54239 | G | 3023 |  | Combustion Turbine | S_SOU | Georgia | Camden | 2.5 | 1984 | 9999 |  |  |  | 0.86775 | Default Emission Factor
Naval Submarine Base Kings Bay | 54239_G_3024 | 54239 | G | 3024 |  | Combustion Turbine | S_SOU | Georgia | Camden | 2.5 | 1984 | 9999 |  |  |  | 0.86775 | Default Emission Factor
Naval Submarine Base Kings Bay | 54239_G_3025 | 54239 | G | 3025 |  | Combustion Turbine | S_SOU | Georgia | Camden | 2.5 | 1984 | 9999 |  |  |  | 0.86775 | Default Emission Factor
Naval Submarine Base Kings Bay | 54239_G_3027 | 54239 | G | 3027 |  | Combustion Turbine | S_SOU | Georgia | Camden | 2.5 | 1988 | 9999 |  |  |  | 0.86775 | Default Emission Factor
Naval Submarine Base Kings Bay | 54239_G_3028 | 54239 | G | 3028 |  | Combustion Turbine | S_SOU | Georgia | Camden | 2.5 | 1988 | 9999 |  |  |  | 0.86775 | Default Emission Factor
Naval Submarine Base Kings Bay | 54239_G_3029 | 54239 | G | 3029 |  | Combustion Turbine | S_SOU | Georgia | Camden | 2.5 | 1989 | 9999 |  |  |  | 0.86775 | Default Emission Factor
Naval Submarine Base Kings Bay | 54239_G_5876 | 54239 | G | 5876 |  | Combustion Turbine | S_SOU | Georgia | Camden | 2.5 | 1988 | 9999 |  |  |  | 0.86775 | Default Emission Factor
Naval Submarine Base Kings Bay | 54239_G_5877 | 54239 | G | 5877 |  | Combustion Turbine | S_SOU | Georgia | Camden | 2.5 | 1989 | 9999 |  |  |  | 0.86775 | Default Emission Factor
Naval Submarine Base Kings Bay | 54239_G_5878 | 54239 | G | 5878 |  | Combustion Turbine | S_SOU | Georgia | Camden | 2.5 | 1989 | 9999 |  |  |  | 0.86775 | Default Emission Factor
Naval Submarine Base Kings Bay | 54239_G_5879 | 54239 | G | 5879 |  | Combustion Turbine | S_SOU | Georgia | Camden | 2.5 | 1989 | 9999 |  |  |  | 0.86775 | Default Emission Factor
Naval Submarine Base Kings Bay | 54239_G_5880 | 54239 | G | 5880 |  | Combustion Turbine | S_SOU | Georgia | Camden | 2.5 | 1989 | 9999 |  |  |  | 0.86775 | Default Emission Factor
Naval Submarine Base Kings Bay | 54239_G_5881 | 54239 | G | 5881 |  | Combustion Turbine | S_SOU | Georgia | Camden | 2.5 | 1988 | 9999 |  |  |  | 0.86775 | Default Emission Factor
Saint Marys Hospital Power Plant | 54262_G_1 | 54262 | G | 1 |  | Combustion Turbine | MIS_MNWI | Minnesota | Olmsted | 4.5 | 1996 | 9999 |  |  |  | 0.155 | Default Emission Factor
Saint Marys Hospital Power Plant | 54262_G_4 | 54262 | G | 4 |  | O/G Steam | MIS_MNWI | Minnesota | Olmsted | 2.7 | 1971 | 9999 |  |  |  | 0.15323 | Default Emission Factor
Saint Marys Hospital Power Plant | 54262_G_5 | 54262 | G | 5 |  | Combustion Turbine | MIS_MNWI | Minnesota | Olmsted | 2.5 | 1978 | 9999 |  |  |  | 0.86775 | Default Emission Factor
Saint Marys Hospital Power Plant | 54262_G_7 | 54262 | G | 7 |  | Combustion Turbine | MIS_MNWI | Minnesota | Olmsted | 2.5 | 2011 | 9999 |  |  |  | 0.86775 | Default Emission Factor
March Point Cogeneration | 54268_G_GTG1 | 54268 | G | GTG1 |  | Combustion Turbine | WECC_PNW | Washington | Skagit | 39.6 | 1991 | 9999 |  |  |  | 0.155 | Default Emission Factor
March Point Cogeneration | 54268_G_GTG2 | 54268 | G | GTG2 |  | Combustion Turbine | WECC_PNW | Washington | Skagit | 40 | 1991 | 9999 |  |  |  | 0.155 | Default Emission Factor
March Point Cogeneration | 54268_G_GTG3 | 54268 | G | GTG3 |  | Combustion Turbine | WECC_PNW | Washington | Skagit | 40.6 | 1993 | 9999 |  |  |  | 0.155 | Default Emission Factor
Saguaro Power | 54271_G_CTG1 | 54271 | G | CTG1 |  | Combined Cycle | WECC_SNV | Nevada | Clark | 36 | 1991 | 9999 |  |  |  | 0.05552 | NEI 2019
Saguaro Power | 54271_G_CTG2 | 54271 | G | CTG2 |  | Combined Cycle | WECC_SNV | Nevada | Clark | 36 | 1991 | 9999 | 2019 | 10.517 | 261456 | 0.05552 | NEI 2019
Saguaro Power | 54271_G_STG | 54271 | G | STG |  | Combined Cycle | WECC_SNV | Nevada | Clark | 29 | 1991 | 9999 | 2019 | 10.487 | 495220 | 0.05552 | NEI 2019
West Group Data Center | 54294_G_1 | 54294 | G | 1 |  | Combustion Turbine | MIS_MNWI | Minnesota | Dakota | 0.6 | 2005 | 9999 |  |  |  | 0.86775 | Default Emission Factor
West Group Data Center | 54294_G_2 | 54294 | G | 2 |  | Combustion Turbine | MIS_MNWI | Minnesota | Dakota | 0.6 | 2005 | 9999 |  |  |  | 0.86775 | Default Emission Factor
West Group Data Center | 54294_G_3 | 54294 | G | 3 |  | Combustion Turbine | MIS_MNWI | Minnesota | Dakota | 0.6 | 2005 | 9999 |  |  |  | 0.86775 | Default Emission Factor
West Group Data Center | 54294_G_4 | 54294 | G | 4 |  | Combustion Turbine | MIS_MNWI | Minnesota | Dakota | 0.6 | 2005 | 9999 |  |  |  | 0.86775 | Default Emission Factor
Goodyear Beaumont Chemical Plant | 54321_G_2N80 | 54321 | G | 2N80 |  | Combustion Turbine | MIS_WOTA | Texas | Jefferson | 4 | 1999 | 9999 | 2018 | 3.9439 | 36182.75 | 0.218 | Texas Emissions Inventory
Goodyear Beaumont Chemical Plant | 54321_G_N802 | 54321 | G | N802 |  | Combustion Turbine | MIS_WOTA | Texas | Jefferson | 4 | 1999 | 9999 | 2018 | 3.9439 | 36182.75 | 0.218 | Texas Emissions Inventory
Goodyear Beaumont Chemical Plant | 54321_G_N803 | 54321 | G | N803 |  | Combustion Turbine | MIS_WOTA | Texas | Jefferson | 4 | 1999 | 9999 | 2018 | 3.9439 | 36182.75 | 0.218 | Texas Emissions Inventory
Goodyear Beaumont Chemical Plant | 54321_G_N804 | 54321 | G | N804 |  | Combustion Turbine | MIS_WOTA | Texas | Jefferson | 4 | 1999 | 9999 | 2018 | 3.9439 | 36182.75 | 0.218 | Texas Emissions Inventory
Ocean State Power II | 54324_G_GEN1 | 54324 | G | GEN1 | 3760 | Combined Cycle | NENGREST | Rhode Island | Providence | 71.2 | 1991 | 9999 |  |  |  | 0.04609 | Default Emission Factor
Ocean State Power II | 54324_G_GEN2 | 54324 | G | GEN2 | 3761 | Combined Cycle | NENGREST | Rhode Island | Providence | 71.2 | 1991 | 9999 |  |  |  | 0.04609 | Default Emission Factor
Ocean State Power II | 54324_G_GEN3 | 54324 | G | GEN3 | 3760 | Combined Cycle | NENGREST | Rhode Island | Providence | 76.2 | 1991 | 9999 |  |  |  | 0.04609 | Default Emission Factor
Bucknell University | 54333_G_G001 | 54333 | G | G001 |  | Combined Cycle | PJM_WMAC | Pennsylvania | Union | 4.3 | 1998 | 9999 |  |  |  | 0.04609 | Default Emission Factor
Bucknell University | 54333_G_G502 | 54333 | G | G502 |  | Combined Cycle | PJM_WMAC | Pennsylvania | Union | 0.8 | 1991 | 9999 |  |  |  | 0.04609 | Default Emission Factor
Rio Grande Valley Sugar Growers | 54338_G_GENE | 54338 | G | GENE |  | Combustion Turbine | ERC_REST | Texas | Hidalgo | 1.4 | 2011 | 9999 |  |  |  | 0.86775 | Default Emission Factor
Orange Cogeneration Facility | 54365_G_APC1 | 54365 | G | APC1 | 3762 | Combined Cycle | FRCC | Florida | Polk | 43 | 1995 | 9999 | 2019 | 3.5965 | 143638.57 | 0.04453 | NEI 2019
Orange Cogeneration Facility | 54365_G_APC2 | 54365 | G | APC2 | 3763 | Combined Cycle | FRCC | Florida | Polk | 43 | 1995 | 9999 | 2019 | 4.4435 | 161190.72 | 0.04453 | NEI 2019
Orange Cogeneration Facility | 54365_G_APC3 | 54365 | G | APC3 | 3762 | Combined Cycle | FRCC | Florida | Polk | 24.6 | 1995 | 9999 | 2019 | 0.71032 | 88173.97 | 0.04453 | NEI 2019
University of Colorado | 54372_G_GT1 | 54372 | G | GT1 |  | Combined Cycle | WECC_CO | Colorado | Boulder | 15 | 1992 | 9999 | 2019 | 0.15 | 4479.27 | 0.14419 | NEI 2019
University of Colorado | 54372_G_GT2 | 54372 | G | GT2 |  | Combined Cycle | WECC_CO | Colorado | Boulder | 15 | 1992 | 9999 | 2019 | 0.28 | 1485.2 | 0.14419 | NEI 2019
University of Colorado | 54372_G_ST1 | 54372 | G | ST1 |  | Combined Cycle | WECC_CO | Colorado | Boulder | 1 | 1992 | 9999 |  |  |  | 0.14419 | NEI 2019
Devon Station | 544_G_10 | 544 | G | 10 | 330 | Combustion Turbine | NENG_CT | Connecticut | New Haven | 14.4 | 1985 | 9999 |  |  |  | 0.155 | Default Emission Factor
Devon Station | 544_G_11 | 544 | G | 11 | 331 | Combustion Turbine | NENG_CT | Connecticut | New Haven | 29.3 | 1996 | 9999 |  |  |  | 0.155 | Default Emission Factor
Devon Station | 544_G_12 | 544 | G | 12 | 332 | Combustion Turbine | NENG_CT | Connecticut | New Haven | 29.2 | 1996 | 9999 |  |  |  | 0.155 | Default Emission Factor
Devon Station | 544_G_13 | 544 | G | 13 | 333 | Combustion Turbine | NENG_CT | Connecticut | New Haven | 29.9 | 1996 | 9999 |  |  |  | 0.155 | Default Emission Factor
Devon Station | 544_G_14 | 544 | G | 14 | 334 | Combustion Turbine | NENG_CT | Connecticut | New Haven | 29.7 | 1996 | 9999 |  |  |  | 0.155 | Default Emission Factor
Capitol Heat and Power | 54406_G_P31 | 54406 | G | P31 |  | Combustion Turbine | MIS_WUMS | Wisconsin | Dane | 1 | 2011 | 9999 |  |  |  | 0.86775 | Default Emission Factor
Capitol Heat and Power | 54406_G_P32 | 54406 | G | P32 |  | Combustion Turbine | MIS_WUMS | Wisconsin | Dane | 1 | 2011 | 9999 |  |  |  | 0.86775 | Default Emission Factor
Waupun Correctional Central Heating Plt | 54407_G_1 | 54407 | G | 1 |  | O/G Steam | MIS_WUMS | Wisconsin | Dodge | 1 | 1951 | 9999 |  |  |  | 0.15323 | Default Emission Factor
Waupun Correctional Central Heating Plt | 54407_G_2 | 54407 | G | 2 |  | O/G Steam | MIS_WUMS | Wisconsin | Dodge | 0.5 | 1951 | 9999 |  |  |  | 0.15323 | Default Emission Factor
Waupun Correctional Central Heating Plt | 54407_G_3 | 54407 | G | 3 |  | Combustion Turbine | MIS_WUMS | Wisconsin | Dodge | 0.8 | 1991 | 9999 |  |  |  | 0.86775 | Default Emission Factor
Waupun Correctional Central Heating Plt | 54407_G_4 | 54407 | G | 4 |  | Combustion Turbine | MIS_WUMS | Wisconsin | Dodge | 1.5 | 1998 | 9999 |  |  |  | 0.86775 | Default Emission Factor
UW Madison Charter Street Plant | 54408_G_3 | 54408 | G | 3 |  | Combustion Turbine | MIS_WUMS | Wisconsin | Dane | 1.3 | 1965 | 9999 |  |  |  | 0.86775 | Default Emission Factor
Western Power & Steam Inc | 54410_G_CTG | 54410 | G | CTG |  | Combustion Turbine | WEC_CALN | California | Kern | 19.6 | 1990 | 9999 |  |  |  | 0.155 | Default Emission Factor
Mulberry Cogeneration Facility | 54426_G_GT1 | 54426 | G | GT1 | 3772 | Combined Cycle | FRCC | Florida | Polk | 76 | 1994 | 9999 | 2019 | 11.3436 | 392608 | 0.05779 | NEI 2019
Mulberry Cogeneration Facility | 54426_G_ST1 | 54426 | G | ST1 | 3772 | Combined Cycle | FRCC | Florida | Polk | 37 | 1994 | 9999 |  |  |  | 0.05779 | NEI 2019
Welport Lease Project | 54447_G_TI | 54447 | G | TI |  | Combustion Turbine | WEC_CALN | California | Kern | 4 | 1990 | 9999 |  |  |  | 0.155 | Default Emission Factor
Dome Project | 54449_G_T1 | 54449 | G | T1 |  | Combustion Turbine | WEC_CALN | California | Kern | 2.5 | 1988 | 9999 |  |  |  | 0.155 | Default Emission Factor
Dome Project | 54449_G_T2 | 54449 | G | T2 |  | Combustion Turbine | WEC_CALN | California | Kern | 2.5 | 1988 | 9999 |  |  |  | 0.155 | Default Emission Factor
Hewlett Packard Enterprise | 54457_G_ALF1 | 54457 | G | ALF1 |  | Combustion Turbine | S_SOU | Georgia | Fulton | 1 | 1989 | 9999 |  |  |  | 0.86775 | Default Emission Factor
Hewlett Packard Enterprise | 54457_G_ALF2 | 54457 | G | ALF2 |  | Combustion Turbine | S_SOU | Georgia | Fulton | 1 | 1989 | 9999 |  |  |  | 0.86775 | Default Emission Factor
Hewlett Packard Enterprise | 54457_G_ALF3 | 54457 | G | ALF3 |  | Combustion Turbine | S_SOU | Georgia | Fulton | 1 | 1989 | 9999 |  |  |  | 0.86775 | Default Emission Factor
Hewlett Packard Enterprise | 54457_G_ALF4 | 54457 | G | ALF4 |  | Combustion Turbine | S_SOU | Georgia | Fulton | 1 | 1989 | 9999 |  |  |  | 0.86775 | Default Emission Factor
Hewlett Packard Enterprise | 54457_G_ALF5 | 54457 | G | ALF5 |  | Combustion Turbine | S_SOU | Georgia | Fulton | 1 | 1991 | 9999 |  |  |  | 0.86775 | Default Emission Factor
Hewlett Packard Enterprise | 54457_G_B1GN1 | 54457 | G | B1GN1 |  | Combustion Turbine | S_SOU | Georgia | Fulton | 1.4 | 2005 | 9999 |  |  |  | 0.86775 | Default Emission Factor
Hewlett Packard Enterprise | 54457_G_B1GN2 | 54457 | G | B1GN2 |  | Combustion Turbine | S_SOU | Georgia | Fulton | 1.4 | 2005 | 9999 |  |  |  | 0.86775 | Default Emission Factor
Orlando Cogen LP | 54466_G_GEN1 | 54466 | G | GEN1 | 3773 | Combined Cycle | FRCC | Florida | Orange | 120 | 1993 | 9999 | 2019 | 51.5435 | 1014108 | 0.10165 | NEI 2019
Sumas Power Plant | 54476_G_GEN1 | 54476 | G | GEN1 | 90428 | Combined Cycle | WECC_PNW | Washington | Whatcom | 84.7 | 1993 | 9999 |  |  |  | 0.04673 | NEI 2019
Sumas Power Plant | 54476_G_GEN2 | 54476 | G | GEN2 | 90428 | Combined Cycle | WECC_PNW | Washington | Whatcom | 40.8 | 1993 | 9999 | 2019 | 11.3 | 483617 | 0.04673 | NEI 2019
Crotched Mountain Rehabilitation Center | 54515_G_GEN1 | 54515 | G | GEN1 |  | Combustion Turbine | NENGREST | New Hampshire | Hillsborough | 0.7 | 1990 | 9999 |  |  |  | 0.86775 | Default Emission Factor
Crotched Mountain Rehabilitation Center | 54515_G_GEN2 | 54515 | G | GEN2 |  | Combustion Turbine | NENGREST | New Hampshire | Hillsborough | 0.7 | 1990 | 9999 |  |  |  | 0.86775 | Default Emission Factor
Crotched Mountain Rehabilitation Center | 54515_G_GEN3 | 54515 | G | GEN3 |  | Combustion Turbine | NENGREST | New Hampshire | Hillsborough | 0.7 | 1990 | 9999 |  |  |  | 0.86775 | Default Emission Factor
Sierra Pacific Sonora | 54517_G_GEN3 | 54517 | G | GEN3 |  | Biomass | WEC_CALN | California | Tuolumne | 6 | 2018 | 9999 | 2018 | 23.9679 | 29478 | 1.6262 | California Air Resources Board
Formosa Plastics | 54518_G_GT2 | 54518 | G | GT2 |  | Combustion Turbine | MIS_LA | Louisiana | East Baton Rouge | 33 | 1990 | 9999 |  |  |  | 0.155 | Default Emission Factor
Formosa Plastics | 54518_G_GT3 | 54518 | G | GT3 |  | Combustion Turbine | MIS_LA | Louisiana | East Baton Rouge | 33 | 1996 | 9999 | 2019 | 7.93 | 142632 | 0.1112 | NEI 2019
Sumpter Energy Associates | 54536_G_0202 | 54536 | G | 0202 |  | Landfill Gas | MIS_LMI | Michigan | Wayne | 0.8 | 1998 | 9999 |  |  |  | 0.61247 | Default Emission Factor
Sumpter Energy Associates | 54536_G_0203 | 54536 | G | 0203 |  | Landfill Gas | MIS_LMI | Michigan | Wayne | 0.8 | 1998 | 9999 |  |  |  | 0.61247 | Default Emission Factor
Sumpter Energy Associates | 54536_G_0204 | 54536 | G | 0204 |  | Landfill Gas | MIS_LMI | Michigan | Wayne | 0.8 | 1998 | 9999 |  |  |  | 0.61247 | Default Emission Factor
Sumpter Energy Associates | 54536_G_0205 | 54536 | G | 0205 |  | Landfill Gas | MIS_LMI | Michigan | Wayne | 0.8 | 1998 | 9999 |  |  |  | 0.61247 | Default Emission Factor
Sumpter Energy Associates | 54536_G_0386 | 54536 | G | 0386 |  | Landfill Gas | MIS_LMI | Michigan | Wayne | 0.8 | 1992 | 9999 |  |  |  | 0.61247 | Default Emission Factor
Sumpter Energy Associates | 54536_G_0388 | 54536 | G | 0388 |  | Landfill Gas | MIS_LMI | Michigan | Wayne | 0.8 | 1992 | 9999 |  |  |  | 0.61247 | Default Emission Factor
Sumpter Energy Associates | 54536_G_0389 | 54536 | G | 0389 |  | Landfill Gas | MIS_LMI | Michigan | Wayne | 0.8 | 1992 | 9999 |  |  |  | 0.61247 | Default Emission Factor
Sumpter Energy Associates | 54536_G_0392 | 54536 | G | 0392 |  | Landfill Gas | MIS_LMI | Michigan | Wayne | 0.8 | 1992 | 9999 |  |  |  | 0.61247 | Default Emission Factor
Sumpter Energy Associates | 54536_G_0435 | 54536 | G | 0435 |  | Landfill Gas | MIS_LMI | Michigan | Wayne | 0.8 | 1992 | 9999 |  |  |  | 0.61247 | Default Emission Factor
Sumpter Energy Associates | 54536_G_0437 | 54536 | G | 0437 |  | Landfill Gas | MIS_LMI | Michigan | Wayne | 0.8 | 1992 | 9999 |  |  |  | 0.61247 | Default Emission Factor
Sumpter Energy Associates | 54536_G_0440 | 54536 | G | 0440 |  | Landfill Gas | MIS_LMI | Michigan | Wayne | 0.8 | 1992 | 9999 |  |  |  | 0.61247 | Default Emission Factor
Sumpter Energy Associates | 54536_G_0447 | 54536 | G | 0447 |  | Landfill Gas | MIS_LMI | Michigan | Wayne | 0.8 | 1992 | 9999 |  |  |  | 0.61247 | Default Emission Factor
Sumpter Energy Associates | 54536_G_0464 | 54536 | G | 0464 |  | Landfill Gas | MIS_LMI | Michigan | Wayne | 0.8 | 1992 | 9999 |  |  |  | 0.61247 | Default Emission Factor
Sumpter Energy Associates | 54536_G_0467 | 54536 | G | 0467 |  | Landfill Gas | MIS_LMI | Michigan | Wayne | 0.8 | 1992 | 9999 |  |  |  | 0.61247 | Default Emission Factor
Ferndale Generating Station | 54537_G_CT1A | 54537 | G | CT1A | 90752 | Combined Cycle | WECC_PNW | Washington | Whatcom | 86 | 1994 | 9999 | 2019 | 14.7 | 699187 | 0.05574 | NEI 2019
Ferndale Generating Station | 54537_G_CT1B | 54537 | G | CT1B | 90753 | Combined Cycle | WECC_PNW | Washington | Whatcom | 86 | 1994 | 9999 | 2019 | 14.5 | 348617 | 0.05574 | NEI 2019
Ferndale Generating Station | 54537_G_ST1 | 54537 | G | ST1 | 90752 | Combined Cycle | WECC_PNW | Washington | Whatcom | 98 | 1994 | 9999 |  |  |  | 0.05574 | NEI 2019
Hartwell Energy Facility | 54538_G_MAG1 | 54538 | G | MAG1 | 5039 | Combustion Turbine | S_SOU | Georgia | Hart | 149.5 | 1994 | 9999 |  |  |  | 0.155 | Default Emission Factor
Hartwell Energy Facility | 54538_G_MAG2 | 54538 | G | MAG2 | 5040 | Combustion Turbine | S_SOU | Georgia | Hart | 148.6 | 1994 | 9999 |  |  |  | 0.155 | Default Emission Factor
Venice Resources Gas Recovery | 54539_G_GEN1 | 54539 | G | GEN1 |  | Landfill Gas | MIS_LMI | Michigan | Shiawassee | 0.8 | 1992 | 9999 |  |  |  | 0.61247 | Default Emission Factor
Venice Resources Gas Recovery | 54539_G_GEN2 | 54539 | G | GEN2 |  | Landfill Gas | MIS_LMI | Michigan | Shiawassee | 0.8 | 1992 | 9999 |  |  |  | 0.61247 | Default Emission Factor
Sithe Independence Station | 54547_G_1 | 54547 | G | 1 | 3774 | Combined Cycle | NY_Z_C&E | New York | Oswego | 155.3 | 1994 | 9999 |  |  |  | 0.04609 | Default Emission Factor
Sithe Independence Station | 54547_G_2 | 54547 | G | 2 | 3775 | Combined Cycle | NY_Z_C&E | New York | Oswego | 155.3 | 1994 | 9999 |  |  |  | 0.04609 | Default Emission Factor
Sithe Independence Station | 54547_G_3 | 54547 | G | 3 | 3776 | Combined Cycle | NY_Z_C&E | New York | Oswego | 155.3 | 1994 | 9999 |  |  |  | 0.0285 | NEI 2019
Sithe Independence Station | 54547_G_4 | 54547 | G | 4 | 3777 | Combined Cycle | NY_Z_C&E | New York | Oswego | 155.3 | 1994 | 9999 | 2019 | 33.2009 | 3045908.64 | 0.0285 | NEI 2019
Sithe Independence Station | 54547_G_5 | 54547 | G | 5 | 3774 | Combined Cycle | NY_Z_C&E | New York | Oswego | 167.5 | 1994 | 9999 |  |  |  | 0.04609 | Default Emission Factor
Sithe Independence Station | 54547_G_6 | 54547 | G | 6 | 3776 | Combined Cycle | NY_Z_C&E | New York | Oswego | 167.5 | 1994 | 9999 | 2019 | 0.46697 | 1734160.18 | 0.0285 | NEI 2019
ExxonMobil Mobile Bay Onshore | 54550_G_901 | 54550 | G | 901 |  | Combined Cycle | S_SOU | Alabama | Mobile | 0.9 | 1993 | 9999 |  |  |  | 0.04609 | Default Emission Factor
ExxonMobil Mobile Bay Onshore | 54550_G_901A | 54550 | G | 901A |  | Combined Cycle | S_SOU | Alabama | Mobile | 3.4 | 1993 | 9999 |  |  |  | 0.04609 | Default Emission Factor
ExxonMobil Mobile Bay Onshore | 54550_G_901B | 54550 | G | 901B |  | Combined Cycle | S_SOU | Alabama | Mobile | 3.4 | 1993 | 9999 |  |  |  | 0.04609 | Default Emission Factor
ExxonMobil Mobile Bay Onshore | 54550_G_901C | 54550 | G | 901C |  | Combined Cycle | S_SOU | Alabama | Mobile | 3.4 | 1993 | 9999 |  |  |  | 0.04609 | Default Emission Factor
Ingredion Incorporated | 54556_G_TG03 | 54556 | G | TG03 |  | Combustion Turbine | PJM_COMD | Illinois | Cook | 4.4 | 1996 | 2045 |  |  |  | 0.155 | Default Emission Factor
Ingredion Incorporated | 54556_G_TG04 | 54556 | G | TG04 |  | Combustion Turbine | PJM_COMD | Illinois | Cook | 4.4 | 1996 | 2045 |  |  |  | 0.155 | Default Emission Factor
MM Yolo Power | 54567_G_1 | 54567 | G | 1 |  | Landfill Gas | WEC_CALN | California | Yolo | 0.5 | 1990 | 9999 | 2018 | 1.5068 | 3630.2 | 0.83013 | California Air Resources Board
MM Yolo Power | 54567_G_2 | 54567 | G | 2 |  | Landfill Gas | WEC_CALN | California | Yolo | 0.5 | 1990 | 9999 | 2018 | 1.5068 | 3630.2 | 0.83013 | California Air Resources Board
MM Yolo Power | 54567_G_3 | 54567 | G | 3 |  | Landfill Gas | WEC_CALN | California | Yolo | 0.5 | 1990 | 9999 | 2018 | 1.5068 | 3630.2 | 0.83013 | California Air Resources Board
MM Yolo Power | 54567_G_4 | 54567 | G | 4 |  | Landfill Gas | WEC_CALN | California | Yolo | 0.6 | 1993 | 9999 | 2018 | 1.8081 | 4356.24 | 0.83013 | California Air Resources Board
MM Yolo Power | 54567_G_5 | 54567 | G | 5 |  | Landfill Gas | WEC_CALN | California | Yolo | 0.4 | 1998 | 9999 | 2018 | 1.2054 | 2904.16 | 0.83013 | California Air Resources Board
Saranac Facility | 54574_G_GEN1 | 54574 | G | GEN1 | 3780 | Combined Cycle | NY_Z_D | New York | Clinton | 82.3 | 1994 | 9999 | 2019 | 2.4812 | 45930 | 0.10356 | NEI 2019
Saranac Facility | 54574_G_GEN2 | 54574 | G | GEN2 | 3781 | Combined Cycle | NY_Z_D | New York | Clinton | 82 | 1994 | 9999 | 2019 | 0.3362 | 8373 | 0.10356 | NEI 2019
Saranac Facility | 54574_G_GEN3 | 54574 | G | GEN3 | 3780 | Combined Cycle | NY_Z_D | New York | Clinton | 85.6 | 1994 | 9999 | 2019 | 1.3866 | 26886 | 0.10356 | NEI 2019
Tanner Street Generation | 54586_G_TRENT | 54586 | G | TRENT | 90384 | Combined Cycle | NENGREST | Massachusetts | Middlesex | 58 | 2008 | 9999 | 2019 | 0.34092 | 11022 | 0.05134 | NEI 2019
Tanner Street Generation | 54586_G_VAX | 54586 | G | VAX | 90384 | Combined Cycle | NENGREST | Massachusetts | Middlesex | 17 | 1992 | 9999 |  |  |  | 0.05134 | NEI 2019
Massena Energy Facility | 54592_G_GEN1 | 54592 | G | GEN1 | 3783 | Combined Cycle | NY_Z_D | New York | St Lawrence | 46 | 1992 | 9999 | 2019 | 0.04555 | 925 | 0.06151 | NEI 2019
Massena Energy Facility | 54592_G_GEN2 | 54592 | G | GEN2 | 3783 | Combined Cycle | NY_Z_D | New York | St Lawrence | 35 | 1992 | 9999 |  |  |  | 0.06151 | NEI 2019
Massena Energy Facility | 54592_G_IC | 54592 | G | IC |  | Combustion Turbine | NY_Z_D | New York | St Lawrence | 2 | 1992 | 9999 |  |  |  | 0.86775 | Default Emission Factor
Batavia Power Plant | 54593_G_GEN1 | 54593 | G | GEN1 | 3784 | Combined Cycle | NY_Z_B | New York | Genesee | 34.3 | 1992 | 9999 | 2019 | 0.28214 | 6597 | 0.06051 | NEI 2019
Batavia Power Plant | 54593_G_GEN2 | 54593 | G | GEN2 | 3784 | Combined Cycle | NY_Z_B | New York | Genesee | 14.5 | 1992 | 9999 |  |  |  | 0.06051 | NEI 2019
Batavia Power Plant | 54593_G_GEN3 | 54593 | G | GEN3 |  | Combustion Turbine | NY_Z_B | New York | Genesee | 1 | 1992 | 9999 |  |  |  | 0.86775 | Default Emission Factor
Montville Station | 546_G_10 | 546 | G | 10 |  | Combustion Turbine | NENG_CT | Connecticut | New London | 2.7 | 1967 | 9999 | 2019 | 0.010003 | 18.5 | 1.0814 | NEI 2019
Montville Station | 546_G_11 | 546 | G | 11 |  | Combustion Turbine | NENG_CT | Connecticut | New London | 2.7 | 1967 | 9999 | 2019 | 0.010003 | 18.5 | 1.0814 | NEI 2019
American Gypsum Cogeneration | 54630_G_D-1 | 54630 | G | D-1 |  | Combustion Turbine | WECC_CO | Colorado | Eagle | 1.2 | 1990 | 9999 |  |  |  | 0.86775 | Default Emission Factor
American Gypsum Cogeneration | 54630_G_D-2 | 54630 | G | D-2 |  | Combustion Turbine | WECC_CO | Colorado | Eagle | 1.2 | 1990 | 9999 |  |  |  | 0.86775 | Default Emission Factor
American Gypsum Cogeneration | 54630_G_T-1 | 54630 | G | T-1 |  | Combustion Turbine | WECC_CO | Colorado | Eagle | 2.6 | 1990 | 9999 |  |  |  | 0.155 | Default Emission Factor
American Gypsum Cogeneration | 54630_G_T-2 | 54630 | G | T-2 |  | Combustion Turbine | WECC_CO | Colorado | Eagle | 2.6 | 1990 | 9999 |  |  |  | 0.155 | Default Emission Factor
JCO Oxides Olefins Plant | 54637_G_GCG1 | 54637 | G | GCG1 |  | Combustion Turbine | MIS_WOTA | Texas | Jefferson | 30.5 | 1992 | 9999 | 2019 | 3.5154 | 281670.5 | 0.02496 | NEI 2019
JCO Oxides Olefins Plant | 54637_G_GCG2 | 54637 | G | GCG2 |  | Combustion Turbine | MIS_WOTA | Texas | Jefferson | 30.5 | 1992 | 9999 | 2019 | 6.8632 | 281670.5 | 0.04873 | NEI 2019
NAEA Lakewood LLC | 54640_G_GEN1 | 54640 | G | GEN1 | 3790 | Combined Cycle | PJM_EMAC | New Jersey | Ocean | 84.6 | 1994 | 9999 | 2019 | 3.7473 | 352989 | 0.02123 | NEI 2019
NAEA Lakewood LLC | 54640_G_GEN2 | 54640 | G | GEN2 | 3791 | Combined Cycle | PJM_EMAC | New Jersey | Ocean | 83.6 | 1994 | 9999 |  |  |  | 0.02123 | NEI 2019
NAEA Lakewood LLC | 54640_G_GEN3 | 54640 | G | GEN3 | 3790 | Combined Cycle | PJM_EMAC | New Jersey | Ocean | 79.7 | 1994 | 9999 |  |  |  | 0.02123 | NEI 2019
Pheasant Run Landfill Gas Recovery | 54661_G_GE10 | 54661 | G | GE10 |  | Landfill Gas | MIS_WUMS | Wisconsin | Kenosha | 0.8 | 2002 | 9999 |  |  |  | 0.61247 | Default Emission Factor
Pheasant Run Landfill Gas Recovery | 54661_G_GE11 | 54661 | G | GE11 |  | Landfill Gas | MIS_WUMS | Wisconsin | Kenosha | 0.8 | 2002 | 9999 |  |  |  | 0.61247 | Default Emission Factor
Pheasant Run Landfill Gas Recovery | 54661_G_GEN1 | 54661 | G | GEN1 |  | Landfill Gas | MIS_WUMS | Wisconsin | Kenosha | 0.8 | 1992 | 9999 |  |  |  | 0.61247 | Default Emission Factor
Pheasant Run Landfill Gas Recovery | 54661_G_GEN2 | 54661 | G | GEN2 |  | Landfill Gas | MIS_WUMS | Wisconsin | Kenosha | 0.8 | 1992 | 9999 |  |  |  | 0.61247 | Default Emission Factor
Pheasant Run Landfill Gas Recovery | 54661_G_GEN3 | 54661 | G | GEN3 |  | Landfill Gas | MIS_WUMS | Wisconsin | Kenosha | 0.8 | 1996 | 9999 |  |  |  | 0.61247 | Default Emission Factor
Pheasant Run Landfill Gas Recovery | 54661_G_GEN4 | 54661 | G | GEN4 |  | Landfill Gas | MIS_WUMS | Wisconsin | Kenosha | 0.8 | 2000 | 9999 |  |  |  | 0.61247 | Default Emission Factor
Pheasant Run Landfill Gas Recovery | 54661_G_GEN5 | 54661 | G | GEN5 |  | Landfill Gas | MIS_WUMS | Wisconsin | Kenosha | 0.8 | 2000 | 9999 |  |  |  | 0.61247 | Default Emission Factor
Pheasant Run Landfill Gas Recovery | 54661_G_GEN6 | 54661 | G | GEN6 |  | Landfill Gas | MIS_WUMS | Wisconsin | Kenosha | 0.8 | 2000 | 9999 |  |  |  | 0.61247 | Default Emission Factor
Pheasant Run Landfill Gas Recovery | 54661_G_GEN7 | 54661 | G | GEN7 |  | Landfill Gas | MIS_WUMS | Wisconsin | Kenosha | 0.8 | 2000 | 9999 |  |  |  | 0.61247 | Default Emission Factor
Pheasant Run Landfill Gas Recovery | 54661_G_GEN8 | 54661 | G | GEN8 |  | Landfill Gas | MIS_WUMS | Wisconsin | Kenosha | 0.8 | 2002 | 9999 |  |  |  | 0.61247 | Default Emission Factor
Pheasant Run Landfill Gas Recovery | 54661_G_GEN9 | 54661 | G | GEN9 |  | Landfill Gas | MIS_WUMS | Wisconsin | Kenosha | 0.8 | 2002 | 9999 |  |  |  | 0.61247 | Default Emission Factor
Woodland Landfill Gas Recovery | 54662_G_GEN1 | 54662 | G | GEN1 |  | Landfill Gas | PJM_COMD | Illinois | Kane | 0.8 | 1992 | 9999 |  |  |  | 0.61247 | Default Emission Factor
Woodland Landfill Gas Recovery | 54662_G_GEN2 | 54662 | G | GEN2 |  | Landfill Gas | PJM_COMD | Illinois | Kane | 0.8 | 1992 | 9999 |  |  |  | 0.61247 | Default Emission Factor
Woodland Landfill Gas Recovery | 54662_G_GEN3 | 54662 | G | GEN3 |  | Landfill Gas | PJM_COMD | Illinois | Kane | 1.6 | 2010 | 9999 |  |  |  | 0.61247 | Default Emission Factor
Woodland Landfill Gas Recovery | 54662_G_GEN4 | 54662 | G | GEN4 |  | Landfill Gas | PJM_COMD | Illinois | Kane | 1.6 | 2010 | 9999 |  |  |  | 0.61247 | Default Emission Factor
Turnkey Landfill Gas Recovery | 54663_G_GEN1 | 54663 | G | GEN1 |  | Landfill Gas | NENGREST | New Hampshire | Strafford | 0.8 | 1992 | 9999 | 2017 | 0.16334 | 1662.5 | 0.1965 | NEI 2019
Turnkey Landfill Gas Recovery | 54663_G_GEN2 | 54663 | G | GEN2 |  | Landfill Gas | NENGREST | New Hampshire | Strafford | 0.8 | 1992 | 9999 | 2017 | 0.1353 | 1662.5 | 0.16277 | NEI 2019
Turnkey Landfill Gas Recovery | 54663_G_GEN3 | 54663 | G | GEN3 |  | Landfill Gas | NENGREST | New Hampshire | Strafford | 0.8 | 1992 | 9999 | 2017 | 0.15044 | 1662.5 | 0.18099 | NEI 2019
Turnkey Landfill Gas Recovery | 54663_G_GEN4 | 54663 | G | GEN4 |  | Landfill Gas | NENGREST | New Hampshire | Strafford | 0.8 | 1993 | 9999 | 2017 | 1.4407 | 1662.5 | 1.7332 | NEI 2019
Turnkey Landfill Gas Recovery | 54663_G_GEN5 | 54663 | G | GEN5 |  | Landfill Gas | NENGREST | New Hampshire | Strafford | 2.9 | 1997 | 9999 | 2017 | 2.846 | 10265.5 | 0.55448 | NEI 2019
Turnkey Landfill Gas Recovery | 54663_G_GEN6 | 54663 | G | GEN6 |  | Landfill Gas | NENGREST | New Hampshire | Strafford | 2.9 | 1997 | 9999 | 2017 | 4.5942 | 10265.5 | 0.89507 | NEI 2019
Oyster Creek Unit VIII | 54676_G_G81 | 54676 | G | G81 |  | Combined Cycle | ERC_REST | Texas | Brazoria | 73 | 1994 | 9999 | 2019 | 23.4242 | 1392551 | 0.06107 | NEI 2019
Oyster Creek Unit VIII | 54676_G_G82 | 54676 | G | G82 |  | Combined Cycle | ERC_REST | Texas | Brazoria | 73 | 1994 | 9999 | 2019 | 28.3561 | 601588 | 0.06107 | NEI 2019
Oyster Creek Unit VIII | 54676_G_G83 | 54676 | G | G83 |  | Combined Cycle | ERC_REST | Texas | Brazoria | 73 | 1994 | 9999 | 2019 | 27.5079 | 602521 | 0.06107 | NEI 2019
Oyster Creek Unit VIII | 54676_G_G84 | 54676 | G | G84 |  | Combined Cycle | ERC_REST | Texas | Brazoria | 160 | 1994 | 9999 |  |  |  | 0.06107 | NEI 2019
Yuma Cogeneration Associates | 54694_G_GEN1 | 54694 | G | GEN1 | 91085 | Combined Cycle | WECC_AZ | Arizona | Yuma | 35.1 | 1994 | 9999 |  |  |  | 0.06375 | NEI 2019
Yuma Cogeneration Associates | 54694_G_GEN2 | 54694 | G | GEN2 | 91085 | Combined Cycle | WECC_AZ | Arizona | Yuma | 17.1 | 1994 | 9999 | 2019 | 1.9004 | 59620 | 0.06375 | NEI 2019
Metro Methane Recovery Facility | 54700_G_GEN1 | 54700 | G | GEN1 |  | Landfill Gas | MIS_MIDA | Iowa | Polk | 0.8 | 1998 | 9999 |  |  |  | 0.61247 | Default Emission Factor
Metro Methane Recovery Facility | 54700_G_GEN10 | 54700 | G | GEN10 |  | Landfill Gas | MIS_MIDA | Iowa | Polk | 1.6 | 2014 | 9999 |  |  |  | 0.61247 | Default Emission Factor
Metro Methane Recovery Facility | 54700_G_GEN11 | 54700 | G | GEN11 |  | Landfill Gas | MIS_MIDA | Iowa | Polk | 1.6 | 2014 | 9999 |  |  |  | 0.61247 | Default Emission Factor
Metro Methane Recovery Facility | 54700_G_GEN12 | 54700 | G | GEN12 |  | Landfill Gas | MIS_MIDA | Iowa | Polk | 1.6 | 2014 | 9999 |  |  |  | 0.61247 | Default Emission Factor
Metro Methane Recovery Facility | 54700_G_GEN2 | 54700 | G | GEN2 |  | Landfill Gas | MIS_MIDA | Iowa | Polk | 0.8 | 1998 | 9999 |  |  |  | 0.61247 | Default Emission Factor
Metro Methane Recovery Facility | 54700_G_GEN3 | 54700 | G | GEN3 |  | Landfill Gas | MIS_MIDA | Iowa | Polk | 0.8 | 1998 | 9999 |  |  |  | 0.61247 | Default Emission Factor
Metro Methane Recovery Facility | 54700_G_GEN4 | 54700 | G | GEN4 |  | Landfill Gas | MIS_MIDA | Iowa | Polk | 0.8 | 1998 | 9999 |  |  |  | 0.61247 | Default Emission Factor
Metro Methane Recovery Facility | 54700_G_GEN5 | 54700 | G | GEN5 |  | Landfill Gas | MIS_MIDA | Iowa | Polk | 0.8 | 1998 | 9999 |  |  |  | 0.61247 | Default Emission Factor
Metro Methane Recovery Facility | 54700_G_GEN6 | 54700 | G | GEN6 |  | Landfill Gas | MIS_MIDA | Iowa | Polk | 0.8 | 1998 | 9999 |  |  |  | 0.61247 | Default Emission Factor
Metro Methane Recovery Facility | 54700_G_GEN7 | 54700 | G | GEN7 |  | Landfill Gas | MIS_MIDA | Iowa | Polk | 0.8 | 1998 | 9999 |  |  |  | 0.61247 | Default Emission Factor
Metro Methane Recovery Facility | 54700_G_GEN8 | 54700 | G | GEN8 |  | Landfill Gas | MIS_MIDA | Iowa | Polk | 0.8 | 1998 | 9999 |  |  |  | 0.61247 | Default Emission Factor
Alliant SBD 9205 A Y McDonald | 54710_G_0001 | 54710 | G | 0001 |  | Combustion Turbine | MIS_IA | Iowa | Dubuque | 1.5 | 1993 | 9999 |  |  |  | 0.86775 | Default Emission Factor
Alliant SBD 9205 A Y McDonald | 54710_G_0002 | 54710 | G | 0002 |  | Combustion Turbine | MIS_IA | Iowa | Dubuque | 1.6 | 1990 | 9999 |  |  |  | 0.86775 | Default Emission Factor
Alliant SBD 9205 A Y McDonald | 54710_G_0003 | 54710 | G | 0003 |  | Combustion Turbine | MIS_IA | Iowa | Dubuque | 0.5 | 2016 | 9999 |  |  |  | 0.86775 | Default Emission Factor
Alliant SBD 9201 Norplex | 54712_G_0002 | 54712 | G | 0002 |  | Combustion Turbine | MIS_IA | Iowa | Allamakee | 1 | 2014 | 9999 |  |  |  | 0.86775 | Default Emission Factor
Alliant SBD 9201 Norplex | 54712_G_0044 | 54712 | G | 0044 |  | Combustion Turbine | MIS_IA | Iowa | Allamakee | 1.1 | 1988 | 9999 |  |  |  | 0.86775 | Default Emission Factor
Alliant SBD 9107 JBS USA | 54715_G_2665 | 54715 | G | 2665 |  | Combustion Turbine | MIS_IA | Iowa | Marshall | 1.6 | 1992 | 9999 |  |  |  | 0.86775 | Default Emission Factor
Alliant SBD 9107 JBS USA | 54715_G_2688 | 54715 | G | 2688 |  | Combustion Turbine | MIS_IA | Iowa | Marshall | 1.6 | 1992 | 9999 |  |  |  | 0.86775 | Default Emission Factor
Alliant SBD 9107 JBS USA | 54715_G_2689 | 54715 | G | 2689 |  | Combustion Turbine | MIS_IA | Iowa | Marshall | 1.6 | 1992 | 9999 |  |  |  | 0.86775 | Default Emission Factor
Alliant SBD 9107 JBS USA | 54715_G_4644 | 54715 | G | 4644 |  | Combustion Turbine | MIS_IA | Iowa | Marshall | 1.6 | 1994 | 9999 |  |  |  | 0.86775 | Default Emission Factor
Alliant SBD 9107 JBS USA | 54715_G_4658 | 54715 | G | 4658 |  | Combustion Turbine | MIS_IA | Iowa | Marshall | 1.6 | 1996 | 9999 |  |  |  | 0.86775 | Default Emission Factor
Alliant SBD 9107 JBS USA | 54715_G_4659 | 54715 | G | 4659 |  | Combustion Turbine | MIS_IA | Iowa | Marshall | 1.6 | 1998 | 9999 |  |  |  | 0.86775 | Default Emission Factor
Alliant SBD 9107 JBS USA | 54715_G_4660 | 54715 | G | 4660 |  | Combustion Turbine | MIS_IA | Iowa | Marshall | 1.8 | 2000 | 9999 |  |  |  | 0.86775 | Default Emission Factor
Alliant SBD 8602 Marion Sub | 54716_G_1536 | 54716 | G | 1536 |  | Combustion Turbine | MIS_IA | Iowa | Linn | 1.5 | 1986 | 9999 |  |  |  | 0.86775 | Default Emission Factor
Alliant SBD 8602 Marion Sub | 54716_G_2734 | 54716 | G | 2734 |  | Combustion Turbine | MIS_IA | Iowa | Linn | 1.5 | 1986 | 9999 |  |  |  | 0.86775 | Default Emission Factor
Alliant SBD 8602 Marion Sub | 54716_G_2741 | 54716 | G | 2741 |  | Combustion Turbine | MIS_IA | Iowa | Linn | 1.1 | 1986 | 9999 |  |  |  | 0.86775 | Default Emission Factor
Alliant SBD 8602 Marion Sub | 54716_G_2785 | 54716 | G | 2785 |  | Combustion Turbine | MIS_IA | Iowa | Linn | 1.5 | 1986 | 9999 |  |  |  | 0.86775 | Default Emission Factor
Alliant SBD 9106 Rockwell CR | 54717_G_2671 | 54717 | G | 2671 |  | Combustion Turbine | MIS_IA | Iowa | Linn | 1.6 | 1992 | 9999 |  |  |  | 0.86775 | Default Emission Factor
Alliant SBD 9106 Rockwell CR | 54717_G_2672 | 54717 | G | 2672 |  | Combustion Turbine | MIS_IA | Iowa | Linn | 1.6 | 1992 | 9999 |  |  |  | 0.86775 | Default Emission Factor
Alliant SBD 9106 Rockwell CR | 54717_G_2675 | 54717 | G | 2675 |  | Combustion Turbine | MIS_IA | Iowa | Linn | 1.6 | 1992 | 9999 |  |  |  | 0.86775 | Default Emission Factor
Alliant SBD 9106 Rockwell CR | 54717_G_2678 | 54717 | G | 2678 |  | Combustion Turbine | MIS_IA | Iowa | Linn | 1.6 | 1992 | 9999 |  |  |  | 0.86775 | Default Emission Factor
Alliant SBD 9106 Rockwell CR | 54717_G_2679 | 54717 | G | 2679 |  | Combustion Turbine | MIS_IA | Iowa | Linn | 1.6 | 1992 | 9999 |  |  |  | 0.86775 | Default Emission Factor
Alliant SBD 9106 Rockwell CR | 54717_G_2682 | 54717 | G | 2682 |  | Combustion Turbine | MIS_IA | Iowa | Linn | 1.6 | 1992 | 9999 |  |  |  | 0.86775 | Default Emission Factor
Alliant SBD 9106 Rockwell CR | 54717_G_2683 | 54717 | G | 2683 |  | Combustion Turbine | MIS_IA | Iowa | Linn | 1.6 | 1992 | 9999 |  |  |  | 0.86775 | Default Emission Factor
Alliant SBD 9106 Rockwell CR | 54717_G_2684 | 54717 | G | 2684 |  | Combustion Turbine | MIS_IA | Iowa | Linn | 1.6 | 1992 | 9999 |  |  |  | 0.86775 | Default Emission Factor
Alliant SBD 9106 Rockwell CR | 54717_G_2685 | 54717 | G | 2685 |  | Combustion Turbine | MIS_IA | Iowa | Linn | 1.6 | 1992 | 9999 |  |  |  | 0.86775 | Default Emission Factor
Alliant SBD 9106 Rockwell CR | 54717_G_2690 | 54717 | G | 2690 |  | Combustion Turbine | MIS_IA | Iowa | Linn | 1.6 | 1992 | 9999 |  |  |  | 0.86775 | Default Emission Factor
Alliant SBD 9206 Donaldson | 54718_G_4632 | 54718 | G | 4632 |  | Combustion Turbine | MIS_IA | Iowa | Howard | 1.6 | 1995 | 9999 |  |  |  | 0.86775 | Default Emission Factor
Alliant SBD 9203 Profol | 54719_G_6916 | 54719 | G | 6916 |  | Combustion Turbine | MIS_IA | Iowa | Linn | 1.8 | 1996 | 9999 |  |  |  | 0.86775 | Default Emission Factor
Alliant SBD 9203 Profol | 54719_G_6917 | 54719 | G | 6917 |  | Combustion Turbine | MIS_IA | Iowa | Linn | 1.8 | 2001 | 9999 |  |  |  | 0.86775 | Default Emission Factor
Alliant SBD 9203 Profol | 54719_G_6918 | 54719 | G | 6918 |  | Combustion Turbine | MIS_IA | Iowa | Linn | 2 | 2012 | 9999 |  |  |  | 0.86775 | Default Emission Factor
Alliant SBD 8601 Quad Graphics | 54720_G_2736 | 54720 | G | 2736 |  | Combustion Turbine | MIS_IA | Iowa | Iowa | 1.5 | 1986 | 9999 |  |  |  | 0.86775 | Default Emission Factor
Alliant SBD 8601 Quad Graphics | 54720_G_3489 | 54720 | G | 3489 |  | Combustion Turbine | MIS_IA | Iowa | Iowa | 1 | 1991 | 9999 |  |  |  | 0.86775 | Default Emission Factor
Alliant SBD 8601 Quad Graphics | 54720_G_7164 | 54720 | G | 7164 |  | Combustion Turbine | MIS_IA | Iowa | Iowa | 1.1 | 1996 | 9999 |  |  |  | 0.86775 | Default Emission Factor
I 95 Landfill Phase II | 54723_G_UNT1 | 54723 | G | UNT1 |  | Landfill Gas | PJM_Dom | Virginia | Fairfax | 0.8 | 1993 | 9999 | 2019 | 5.9208 | 20789 | 0.56961 | NEI 2019
I 95 Landfill Phase II | 54723_G_UNT2 | 54723 | G | UNT2 |  | Landfill Gas | PJM_Dom | Virginia | Fairfax | 0.8 | 1993 | 9999 |  |  |  | 0.56961 | NEI 2019
I 95 Landfill Phase II | 54723_G_UNT3 | 54723 | G | UNT3 |  | Landfill Gas | PJM_Dom | Virginia | Fairfax | 0.8 | 1993 | 9999 |  |  |  | 0.56961 | NEI 2019
I 95 Landfill Phase II | 54723_G_UNT4 | 54723 | G | UNT4 |  | Landfill Gas | PJM_Dom | Virginia | Fairfax | 0.8 | 1993 | 9999 |  |  |  | 0.56961 | NEI 2019
Alliant SBD 9301 Prairie Farms | 54735_G_0079 | 54735 | G | 0079 |  | Combustion Turbine | MIS_IA | Iowa | Dubuque | 1.8 | 1993 | 9999 |  |  |  | 0.86775 | Default Emission Factor
Alliant SBD 9301 Prairie Farms | 54735_G_0080 | 54735 | G | 0080 |  | Combustion Turbine | MIS_IA | Iowa | Dubuque | 1.1 | 1998 | 9999 |  |  |  | 0.86775 | Default Emission Factor
Port Neches Plant | 54748_G_G1 | 54748 | G | G1 |  | Combustion Turbine | MIS_WOTA | Texas | Jefferson | 32 | 1994 | 9999 | 2019 | 21.78 | 264252 | 0.16484 | NEI 2019
Goal Line LP | 54749_G_CTG | 54749 | G | CTG | 3795 | Combined Cycle | WEC_SDGE | California | San Diego | 40 | 1994 | 9999 |  |  |  | 0.04609 | Default Emission Factor
Goal Line LP | 54749_G_STG | 54749 | G | STG | 3795 | Combined Cycle | WEC_SDGE | California | San Diego | 9.4 | 1994 | 9999 |  |  |  | 0.04609 | Default Emission Factor
Coopersville | 54756_G_3-1 | 54756 | G | 3-1 |  | Landfill Gas | MIS_LMI | Michigan | Ottawa | 0.8 | 1994 | 9999 | 2019 | 14.196 | 28842 | 0.9844 | NEI 2019
Coopersville | 54756_G_3-2 | 54756 | G | 3-2 |  | Landfill Gas | MIS_LMI | Michigan | Ottawa | 0.8 | 1994 | 9999 |  |  |  | 0.9844 | NEI 2019
Coopersville | 54756_G_3-3 | 54756 | G | 3-3 |  | Landfill Gas | MIS_LMI | Michigan | Ottawa | 0.8 | 1994 | 9999 |  |  |  | 0.9844 | NEI 2019
Coopersville | 54756_G_3-4 | 54756 | G | 3-4 |  | Landfill Gas | MIS_LMI | Michigan | Ottawa | 0.8 | 1994 | 9999 |  |  |  | 0.9844 | NEI 2019
Coopersville | 54756_G_3-5 | 54756 | G | 3-5 |  | Landfill Gas | MIS_LMI | Michigan | Ottawa | 0.8 | 1994 | 9999 |  |  |  | 0.9844 | NEI 2019
Coopersville | 54756_G_3-6 | 54756 | G | 3-6 |  | Landfill Gas | MIS_LMI | Michigan | Ottawa | 0.8 | 1994 | 9999 |  |  |  | 0.9844 | NEI 2019
Coopersville | 54756_G_3-7 | 54756 | G | 3-7 |  | Landfill Gas | MIS_LMI | Michigan | Ottawa | 1.6 | 2006 | 9999 | 2017 | 2.9784 | 10283.5 | 0.57926 | NEI 2019
Grand Blanc Generating Station | 54757_G_4-1 | 54757 | G | 4-1 |  | Landfill Gas | MIS_LMI | Michigan | Genesee | 0.8 | 1994 | 9999 |  |  |  | 0.61247 | Default Emission Factor
Grand Blanc Generating Station | 54757_G_4-2 | 54757 | G | 4-2 |  | Landfill Gas | MIS_LMI | Michigan | Genesee | 0.8 | 1994 | 9999 |  |  |  | 0.61247 | Default Emission Factor
Grand Blanc Generating Station | 54757_G_4-3 | 54757 | G | 4-3 |  | Landfill Gas | MIS_LMI | Michigan | Genesee | 0.8 | 1994 | 9999 |  |  |  | 0.61247 | Default Emission Factor
Grand Blanc Generating Station | 54757_G_4-4 | 54757 | G | 4-4 |  | Landfill Gas | MIS_LMI | Michigan | Genesee | 0.8 | 2000 | 9999 |  |  |  | 0.61247 | Default Emission Factor
Grand Blanc Generating Station | 54757_G_4-5 | 54757 | G | 4-5 |  | Landfill Gas | MIS_LMI | Michigan | Genesee | 0.8 | 2003 | 9999 |  |  |  | 0.61247 | Default Emission Factor
Grand Blanc Generating Station | 54757_G_4-7 | 54757 | G | 4-7 |  | Landfill Gas | MIS_LMI | Michigan | Genesee | 1.6 | 2012 | 9999 |  |  |  | 0.61247 | Default Emission Factor
Grand Blanc Generating Station | 54757_G_4-8 | 54757 | G | 4-8 |  | Landfill Gas | MIS_LMI | Michigan | Genesee | 1.6 | 2012 | 9999 |  |  |  | 0.61247 | Default Emission Factor
Grand Blanc Generating Station | 54757_G_CIB | 54757 | G | CIB |  | Landfill Gas | MIS_LMI | Michigan | Genesee | 0.6 | 2010 | 9999 |  |  |  | 0.61247 | Default Emission Factor
Hermiston Generating Plant | 54761_G_GEN1 | 54761 | G | GEN1 | 3796 | Combined Cycle | WECC_PNW | Oregon | Umatilla | 80 | 1996 | 9999 |  |  |  | 0.04609 | Default Emission Factor
Hermiston Generating Plant | 54761_G_GEN2 | 54761 | G | GEN2 | 3796 | Combined Cycle | WECC_PNW | Oregon | Umatilla | 152 | 1996 | 9999 |  |  |  | 0.04609 | Default Emission Factor
Hermiston Generating Plant | 54761_G_GEN3 | 54761 | G | GEN3 | 3797 | Combined Cycle | WECC_PNW | Oregon | Umatilla | 80 | 1996 | 9999 |  |  |  | 0.04609 | Default Emission Factor
Hermiston Generating Plant | 54761_G_GEN4 | 54761 | G | GEN4 | 3797 | Combined Cycle | WECC_PNW | Oregon | Umatilla | 152 | 1996 | 9999 |  |  |  | 0.04609 | Default Emission Factor
Live Oak Limited | 54768_G_GEN1 | 54768 | G | GEN1 | 91245 | Combustion Turbine | WEC_CALN | California | Kern | 46 | 1992 | 9999 |  |  |  | 0.155 | Default Emission Factor
NYU Luthern Medical Center | 54769_G_GEN1 | 54769 | G | GEN1 |  | Combustion Turbine | NY_Z_J | New York | Kings | 0.8 | 1994 | 9999 |  |  |  | 0.86775 | Default Emission Factor
NYU Luthern Medical Center | 54769_G_GEN2 | 54769 | G | GEN2 |  | Combustion Turbine | NY_Z_J | New York | Kings | 0.8 | 1994 | 9999 |  |  |  | 0.86775 | Default Emission Factor
NYU Luthern Medical Center | 54769_G_GEN3 | 54769 | G | GEN3 |  | Combustion Turbine | NY_Z_J | New York | Kings | 1.5 | 2006 | 9999 |  |  |  | 0.86775 | Default Emission Factor
NYU Luthern Medical Center | 54769_G_GEN4 | 54769 | G | GEN4 |  | Combustion Turbine | NY_Z_J | New York | Kings | 1.5 | 2006 | 9999 |  |  |  | 0.86775 | Default Emission Factor
University of Iowa Main Power Plant | 54775_G_DG7 | 54775 | G | DG7 |  | Combustion Turbine | MIS_MIDA | Iowa | Johnson | 1.7 | 1998 | 9999 |  |  |  | 0.86775 | Default Emission Factor
University of Iowa Main Power Plant | 54775_G_GEN10 | 54775 | G | GEN10 |  | Combustion Turbine | MIS_MIDA | Iowa | Johnson | 2 | 2014 | 9999 |  |  |  | 0.86775 | Default Emission Factor
University of Iowa Main Power Plant | 54775_G_GEN7 | 54775 | G | GEN7 |  | Combustion Turbine | MIS_MIDA | Iowa | Johnson | 2 | 2014 | 9999 |  |  |  | 0.86775 | Default Emission Factor
University of Iowa Main Power Plant | 54775_G_GEN8 | 54775 | G | GEN8 |  | Combustion Turbine | MIS_MIDA | Iowa | Johnson | 2 | 2014 | 9999 |  |  |  | 0.86775 | Default Emission Factor
University of Iowa Main Power Plant | 54775_G_GEN9 | 54775 | G | GEN9 |  | Combustion Turbine | MIS_MIDA | Iowa | Johnson | 2 | 2014 | 9999 |  |  |  | 0.86775 | Default Emission Factor
Seneca Energy | 54782_G_GE10 | 54782 | G | GE10 |  | Landfill Gas | NY_Z_C&E | New York | Seneca | 0.8 | 1998 | 9999 |  |  |  | 0.61247 | Default Emission Factor
Seneca Energy | 54782_G_GE11 | 54782 | G | GE11 |  | Landfill Gas | NY_Z_C&E | New York | Seneca | 0.8 | 1998 | 9999 |  |  |  | 0.61247 | Default Emission Factor
Seneca Energy | 54782_G_GE12 | 54782 | G | GE12 |  | Landfill Gas | NY_Z_C&E | New York | Seneca | 0.8 | 1998 | 9999 |  |  |  | 0.61247 | Default Emission Factor
Seneca Energy | 54782_G_GE13 | 54782 | G | GE13 |  | Landfill Gas | NY_Z_C&E | New York | Seneca | 0.8 | 1998 | 9999 |  |  |  | 0.61247 | Default Emission Factor
Seneca Energy | 54782_G_GE14 | 54782 | G | GE14 |  | Landfill Gas | NY_Z_C&E | New York | Seneca | 0.8 | 1998 | 9999 |  |  |  | 0.61247 | Default Emission Factor
Seneca Energy | 54782_G_GE15 | 54782 | G | GE15 |  | Landfill Gas | NY_Z_C&E | New York | Seneca | 1.6 | 2007 | 9999 |  |  |  | 0.61247 | Default Emission Factor
Seneca Energy | 54782_G_GE16 | 54782 | G | GE16 |  | Landfill Gas | NY_Z_C&E | New York | Seneca | 1.6 | 2007 | 9999 |  |  |  | 0.61247 | Default Emission Factor
Seneca Energy | 54782_G_GE17 | 54782 | G | GE17 |  | Landfill Gas | NY_Z_C&E | New York | Seneca | 1.6 | 2007 | 9999 |  |  |  | 0.61247 | Default Emission Factor
Seneca Energy | 54782_G_GE18 | 54782 | G | GE18 |  | Landfill Gas | NY_Z_C&E | New York | Seneca | 1.6 | 2007 | 9999 |  |  |  | 0.61247 | Default Emission Factor
Seneca Energy | 54782_G_GEN1 | 54782 | G | GEN1 |  | Landfill Gas | NY_Z_C&E | New York | Seneca | 0.8 | 1996 | 9999 |  |  |  | 0.61247 | Default Emission Factor
Seneca Energy | 54782_G_GEN2 | 54782 | G | GEN2 |  | Landfill Gas | NY_Z_C&E | New York | Seneca | 0.8 | 1996 | 9999 |  |  |  | 0.61247 | Default Emission Factor
Seneca Energy | 54782_G_GEN3 | 54782 | G | GEN3 |  | Landfill Gas | NY_Z_C&E | New York | Seneca | 0.8 | 1996 | 9999 |  |  |  | 0.61247 | Default Emission Factor
Seneca Energy | 54782_G_GEN4 | 54782 | G | GEN4 |  | Landfill Gas | NY_Z_C&E | New York | Seneca | 0.8 | 1996 | 9999 |  |  |  | 0.61247 | Default Emission Factor
Seneca Energy | 54782_G_GEN5 | 54782 | G | GEN5 |  | Landfill Gas | NY_Z_C&E | New York | Seneca | 0.8 | 1996 | 9999 |  |  |  | 0.61247 | Default Emission Factor
Seneca Energy | 54782_G_GEN6 | 54782 | G | GEN6 |  | Landfill Gas | NY_Z_C&E | New York | Seneca | 0.8 | 1997 | 9999 |  |  |  | 0.61247 | Default Emission Factor
Seneca Energy | 54782_G_GEN7 | 54782 | G | GEN7 |  | Landfill Gas | NY_Z_C&E | New York | Seneca | 0.8 | 1997 | 9999 |  |  |  | 0.61247 | Default Emission Factor
Seneca Energy | 54782_G_GEN8 | 54782 | G | GEN8 |  | Landfill Gas | NY_Z_C&E | New York | Seneca | 0.8 | 1998 | 9999 |  |  |  | 0.61247 | Default Emission Factor
Seneca Energy | 54782_G_GEN9 | 54782 | G | GEN9 |  | Landfill Gas | NY_Z_C&E | New York | Seneca | 0.8 | 1998 | 9999 |  |  |  | 0.61247 | Default Emission Factor
Grays Ferry Cogeneration | 54785_G_GEN2 | 54785 | G | GEN2 | 3798 | Combined Cycle | PJM_EMAC | Pennsylvania | Philadelphia | 114 | 1997 | 9999 |  |  |  | 0.04609 | Default Emission Factor
Evanston Township High School | 54788_G_GEN1 | 54788 | G | GEN1 |  | Combustion Turbine | PJM_COMD | Illinois | Cook | 0.8 | 1992 | 2045 |  |  |  | 0.86775 | Default Emission Factor
Evanston Township High School | 54788_G_GEN2 | 54788 | G | GEN2 |  | Combustion Turbine | PJM_COMD | Illinois | Cook | 0.8 | 1992 | 2045 |  |  |  | 0.86775 | Default Emission Factor
Evanston Township High School | 54788_G_GEN3 | 54788 | G | GEN3 |  | Combustion Turbine | PJM_COMD | Illinois | Cook | 0.8 | 1992 | 2045 |  |  |  | 0.86775 | Default Emission Factor
Plymouth State College Cogeneration | 54803_G_A | 54803 | G | A |  | Combustion Turbine | NENGREST | New Hampshire | Grafton | 1.2 | 1994 | 9999 |  |  |  | 0.86775 | Default Emission Factor
Plymouth State College Cogeneration | 54803_G_B | 54803 | G | B |  | Combustion Turbine | NENGREST | New Hampshire | Grafton | 1.6 | 2000 | 9999 |  |  |  | 0.86775 | Default Emission Factor
Milford Power LP | 54805_G_GT-1 | 54805 | G | GT-1 | 3800 | Combined Cycle | NENGREST | Massachusetts | Worcester | 123 | 1993 | 9999 | 2019 | 1.4862 | 212072 | 0.01402 | NEI 2019
Milford Power LP | 54805_G_ST-1 | 54805 | G | ST-1 | 3800 | Combined Cycle | NENGREST | Massachusetts | Worcester | 81.8 | 1993 | 9999 |  |  |  | 0.01402 | NEI 2019
New York University Central Plant | 54808_G_GT1 | 54808 | G | GT1 |  | Combined Cycle | NY_Z_J | New York | New York | 5.5 | 2010 | 9999 |  |  |  | 0.04609 | Default Emission Factor
New York University Central Plant | 54808_G_GT2 | 54808 | G | GT2 |  | Combined Cycle | NY_Z_J | New York | New York | 5.5 | 2010 | 9999 |  |  |  | 0.04609 | Default Emission Factor
New York University Central Plant | 54808_G_T1 | 54808 | G | T1 |  | Combined Cycle | NY_Z_J | New York | New York | 1.8 | 1984 | 9999 |  |  |  | 0.04609 | Default Emission Factor
Shepherd Center | 54813_G_1 | 54813 | G | 1 |  | Combustion Turbine | S_SOU | Georgia | Fulton | 0.6 | 1992 | 9999 |  |  |  | 0.86775 | Default Emission Factor
Shepherd Center | 54813_G_2 | 54813 | G | 2 |  | Combustion Turbine | S_SOU | Georgia | Fulton | 0.6 | 1992 | 9999 |  |  |  | 0.86775 | Default Emission Factor
Shepherd Center | 54813_G_3 | 54813 | G | 3 |  | Combustion Turbine | S_SOU | Georgia | Fulton | 0.2 | 1989 | 9999 |  |  |  | 0.86775 | Default Emission Factor
Shepherd Center | 54813_G_4 | 54813 | G | 4 |  | Combustion Turbine | S_SOU | Georgia | Fulton | 0.3 | 1981 | 9999 |  |  |  | 0.86775 | Default Emission Factor
Johnson County | 54817_G_GT-1 | 54817 | G | GT-1 | 3804 | Combined Cycle | ERC_REST | Texas | Johnson | 163 | 1996 | 9999 | 2019 | 21.06 | 517931 | 0.06722 | NEI 2019
Johnson County | 54817_G_ST-1 | 54817 | G | ST-1 | 3804 | Combined Cycle | ERC_REST | Texas | Johnson | 104 | 1996 | 9999 | 2017 | 0.6913 | 129285 | 0.06722 | NEI 2019
Brandywine Power Facility | 54832_G_1 | 54832 | G | 1 | 3806 | Combined Cycle | PJM_SMAC | Maryland | Prince Georges | 78.6 | 1996 | 9999 | 2019 | 9.8185 | 494009 | 0.05447 | NEI 2019
Brandywine Power Facility | 54832_G_2 | 54832 | G | 2 | 3807 | Combined Cycle | PJM_SMAC | Maryland | Prince Georges | 78.6 | 1996 | 9999 | 2019 | 9.415 | 212185 | 0.05447 | NEI 2019
Brandywine Power Facility | 54832_G_3 | 54832 | G | 3 | 3806 | Combined Cycle | PJM_SMAC | Maryland | Prince Georges | 72.8 | 1996 | 9999 |  |  |  | 0.05447 | NEI 2019
Valdosta Water Treatment Plant | 54839_G_GEN1 | 54839 | G | GEN1 |  | Combustion Turbine | S_SOU | Georgia | Lowndes | 1.7 | 1993 | 9999 |  |  |  | 0.86775 | Default Emission Factor
Valdosta Water Treatment Plant | 54839_G_GEN2 | 54839 | G | GEN2 |  | Combustion Turbine | S_SOU | Georgia | Lowndes | 1.7 | 2008 | 9999 |  |  |  | 0.86775 | Default Emission Factor
Outagamie County Co-Generation Facility | 54842_G_G1 | 54842 | G | G1 |  | Landfill Gas | MIS_WUMS | Wisconsin | Outagamie | 1.6 | 2007 | 9999 |  |  |  | 0.61247 | Default Emission Factor
Outagamie County Co-Generation Facility | 54842_G_G2 | 54842 | G | G2 |  | Landfill Gas | MIS_WUMS | Wisconsin | Outagamie | 1.6 | 2007 | 9999 |  |  |  | 0.61247 | Default Emission Factor
Outagamie County Co-Generation Facility | 54842_G_G3 | 54842 | G | G3 |  | Landfill Gas | MIS_WUMS | Wisconsin | Outagamie | 1.6 | 2007 | 9999 |  |  |  | 0.61247 | Default Emission Factor
Outagamie County Co-Generation Facility | 54842_G_G4 | 54842 | G | G4 |  | Landfill Gas | MIS_WUMS | Wisconsin | Outagamie | 1.6 | 2016 | 9999 |  |  |  | 0.61247 | Default Emission Factor
Gordonsville Energy LP | 54844_G_GOR1 | 54844 | G | GOR1 | 10119 | Combined Cycle | PJM_Dom | Virginia | Louisa | 68.4 | 1994 | 9999 | 2019 | 17.258 | 1203488 | 0.02869 | NEI 2019
Gordonsville Energy LP | 54844_G_GOR2 | 54844 | G | GOR2 | 10120 | Combined Cycle | PJM_Dom | Virginia | Louisa | 68.4 | 1994 | 9999 |  |  |  | 0.04609 | Default Emission Factor
Gordonsville Energy LP | 54844_G_GOR3 | 54844 | G | GOR3 | 10119 | Combined Cycle | PJM_Dom | Virginia | Louisa | 40.6 | 1994 | 9999 |  |  |  | 0.02869 | NEI 2019
Gordonsville Energy LP | 54844_G_GOR4 | 54844 | G | GOR4 | 10120 | Combined Cycle | PJM_Dom | Virginia | Louisa | 40.6 | 1994 | 9999 |  |  |  | 0.04609 | Default Emission Factor
South Georgia Medical Center | 54848_G_GEN 7 | 54848 | G | GEN 7 |  | Combustion Turbine | S_SOU | Georgia | Lowndes | 0.8 | 2008 | 9999 |  |  |  | 0.86775 | Default Emission Factor
South Georgia Medical Center | 54848_G_GEN1A | 54848 | G | GEN1A |  | Combustion Turbine | S_SOU | Georgia | Lowndes | 2 | 2013 | 9999 |  |  |  | 0.86775 | Default Emission Factor
South Georgia Medical Center | 54848_G_GEN2A | 54848 | G | GEN2A |  | Combustion Turbine | S_SOU | Georgia | Lowndes | 2 | 2013 | 9999 |  |  |  | 0.86775 | Default Emission Factor
South Georgia Medical Center | 54848_G_GEN4 | 54848 | G | GEN4 |  | Combustion Turbine | S_SOU | Georgia | Lowndes | 0.7 | 2001 | 9999 |  |  |  | 0.86775 | Default Emission Factor
Cox Waste to Energy | 54850_G_01 | 54850 | G | 01 |  | Biomass | PJM_West | Kentucky | Taylor | 3 | 1995 | 9999 |  |  |  | 0.68393 | Default Emission Factor
Cox Waste to Energy | 54850_G_02 | 54850 | G | 02 |  | Biomass | PJM_West | Kentucky | Taylor | 0.3 | 2002 | 9999 |  |  |  | 0.68393 | Default Emission Factor
Sun Peak Generating Station | 54854_G_5657 | 54854 | G | 5657 | 90972 | Combustion Turbine | WECC_SNV | Nevada | Clark | 74 | 1991 | 9999 | 2019 | 0.67 | 17964 | 0.07459 | NEI 2019
Sun Peak Generating Station | 54854_G_5658 | 54854 | G | 5658 | 90973 | Combustion Turbine | WECC_SNV | Nevada | Clark | 74 | 1991 | 9999 | 2019 | 0.49 | 17964 | 0.05455 | NEI 2019
Sun Peak Generating Station | 54854_G_5659 | 54854 | G | 5659 | 90974 | Combustion Turbine | WECC_SNV | Nevada | Clark | 74 | 1991 | 9999 | 2019 | 0.72 | 17964 | 0.08016 | NEI 2019
Southwestern Bell Telephone | 54858_G_E/G1 | 54858 | G | E/G1 |  | Combustion Turbine | MIS_MO | Missouri | St Louis City | 2 | 1992 | 9999 |  |  |  | 0.86775 | Default Emission Factor
Southwestern Bell Telephone | 54858_G_E/G2 | 54858 | G | E/G2 |  | Combustion Turbine | MIS_MO | Missouri | St Louis City | 2 | 1992 | 9999 |  |  |  | 0.86775 | Default Emission Factor
Southwestern Bell Telephone | 54858_G_E/G3 | 54858 | G | E/G3 |  | Combustion Turbine | MIS_MO | Missouri | St Louis City | 2 | 1992 | 9999 |  |  |  | 0.86775 | Default Emission Factor
Southwestern Bell Telephone | 54858_G_E/G4 | 54858 | G | E/G4 |  | Combustion Turbine | MIS_MO | Missouri | St Louis City | 2.8 | 2005 | 9999 |  |  |  | 0.86775 | Default Emission Factor
Southwestern Bell Telephone | 54858_G_E/G5 | 54858 | G | E/G5 |  | Combustion Turbine | MIS_MO | Missouri | St Louis City | 2.8 | 2008 | 9999 |  |  |  | 0.86775 | Default Emission Factor
Southwestern Bell Telephone | 54858_G_E/G6 | 54858 | G | E/G6 |  | Combustion Turbine | MIS_MO | Missouri | St Louis City | 2.8 | 2011 | 9999 |  |  |  | 0.86775 | Default Emission Factor
Southwestern Bell Telephone | 54858_G_E/G7 | 54858 | G | E/G7 |  | Combustion Turbine | MIS_MO | Missouri | St Louis City | 2.8 | 2011 | 9999 |  |  |  | 0.86775 | Default Emission Factor
Atlanta Gift Mart LP | 54877_G_BUG | 54877 | G | BUG |  | Combustion Turbine | S_SOU | Georgia | Fulton | 1.2 | 1991 | 9999 |  |  |  | 0.86775 | Default Emission Factor
CenturyLink Regional HQ | 54882_G_GEN2 | 54882 | G | GEN2 |  | Combustion Turbine | S_VACA | North Carolina | Franklin | 0.6 | 1993 | 9999 |  |  |  | 0.86775 | Default Emission Factor
Presence Saint Mary of Nazareth Hospital | 54886_G_GEN1 | 54886 | G | GEN1 |  | Combustion Turbine | PJM_COMD | Illinois | Cook | 0.8 | 1993 | 2045 |  |  |  | 0.86775 | Default Emission Factor
Presence Saint Mary of Nazareth Hospital | 54886_G_GEN3 | 54886 | G | GEN3 |  | Combustion Turbine | PJM_COMD | Illinois | Cook | 0.8 | 1993 | 2045 |  |  |  | 0.86775 | Default Emission Factor
Presence Saint Mary of Nazareth Hospital | 54886_G_GEN4 | 54886 | G | GEN4 |  | Combustion Turbine | PJM_COMD | Illinois | Cook | 0.9 | 1993 | 2030 |  |  |  | 0.86775 | Default Emission Factor
Presence Saint Mary of Nazareth Hospital | 54886_G_GEN5 | 54886 | G | GEN5 |  | Combustion Turbine | PJM_COMD | Illinois | Cook | 0.9 | 1993 | 2030 |  |  |  | 0.86775 | Default Emission Factor
Presence Saint Mary of Nazareth Hospital | 54886_G_GEN6 | 54886 | G | GEN6 |  | Combustion Turbine | PJM_COMD | Illinois | Cook | 0.8 | 2006 | 2030 |  |  |  | 0.86775 | Default Emission Factor
Peoples Generating Station | 54890_G_GEN1 | 54890 | G | GEN1 |  | Landfill Gas | MIS_LMI | Michigan | Saginaw | 2.2 | 1995 | 9999 |  |  |  | 0.61247 | Default Emission Factor
Adrian Energy Associates LLC | 54903_G_UNT1 | 54903 | G | UNT1 |  | Landfill Gas | MIS_LMI | Michigan | Lenawee | 0.8 | 1994 | 9999 |  |  |  | 0.61247 | Default Emission Factor
Adrian Energy Associates LLC | 54903_G_UNT2 | 54903 | G | UNT2 |  | Landfill Gas | MIS_LMI | Michigan | Lenawee | 0.8 | 1994 | 9999 |  |  |  | 0.61247 | Default Emission Factor
Adrian Energy Associates LLC | 54903_G_UNT3 | 54903 | G | UNT3 |  | Landfill Gas | MIS_LMI | Michigan | Lenawee | 0.8 | 1994 | 9999 |  |  |  | 0.61247 | Default Emission Factor
Brent Run Generating Station | 54910_G_7-1 | 54910 | G | 7-1 |  | Landfill Gas | MIS_LMI | Michigan | Genesee | 0.8 | 1998 | 9999 | 2018 | 0.091212 | 7279.8519 | 0.02506 | Michigan Point Source Emission
Brent Run Generating Station | 54910_G_7-2 | 54910 | G | 7-2 |  | Landfill Gas | MIS_LMI | Michigan | Genesee | 0.8 | 1998 | 9999 | 2018 | 0.091212 | 7279.8519 | 0.02506 | Michigan Point Source Emission
Brent Run Generating Station | 54910_G_7-3 | 54910 | G | 7-3 |  | Landfill Gas | MIS_LMI | Michigan | Genesee | 0.6 | 2010 | 9999 | 2018 | 0.068409 | 5459.8889 | 0.02506 | Michigan Point Source Emission
Brent Run Generating Station | 54910_G_7-4 | 54910 | G | 7-4 |  | Landfill Gas | MIS_LMI | Michigan | Genesee | 1.6 | 2012 | 9999 | 2018 | 0.18242 | 14559.7037 | 0.02506 | Michigan Point Source Emission
Brent Run Generating Station | 54910_G_7-5 | 54910 | G | 7-5 |  | Landfill Gas | MIS_LMI | Michigan | Genesee | 1.6 | 2012 | 9999 | 2018 | 0.18242 | 14559.7037 | 0.02506 | Michigan Point Source Emission
Brooklyn Navy Yard Cogeneration | 54914_G_01 | 54914 | G | 01 | 3809 | Combined Cycle | NY_Z_J | New York | Kings | 90 | 1996 | 9999 |  |  |  | 0.04609 | Default Emission Factor
Brooklyn Navy Yard Cogeneration | 54914_G_02 | 54914 | G | 02 | 3810 | Combined Cycle | NY_Z_J | New York | Kings | 90 | 1996 | 9999 |  |  |  | 0.04609 | Default Emission Factor
Brooklyn Navy Yard Cogeneration | 54914_G_03 | 54914 | G | 03 | 3809 | Combined Cycle | NY_Z_J | New York | Kings | 35 | 1996 | 9999 |  |  |  | 0.04609 | Default Emission Factor
Brooklyn Navy Yard Cogeneration | 54914_G_04 | 54914 | G | 04 | 3810 | Combined Cycle | NY_Z_J | New York | Kings | 35 | 1996 | 9999 |  |  |  | 0.04609 | Default Emission Factor
Michigan Power LP | 54915_G_G001 | 54915 | G | G001 | 3811 | Combined Cycle | MIS_LMI | Michigan | Mason | 58 | 1995 | 9999 | 2019 | 19.12 | 1020436 | 0.03747 | NEI 2019
Michigan Power LP | 54915_G_G101 | 54915 | G | G101 | 3811 | Combined Cycle | MIS_LMI | Michigan | Mason | 70 | 1995 | 9999 |  |  |  | 0.03747 | NEI 2019
Twin Bridges LFGTE | 54925_G_I-1 | 54925 | G | I-1 |  | Landfill Gas | MIS_INKY | Indiana | Hendricks | 0.8 | 1994 | 9999 |  |  |  | 0.61247 | Default Emission Factor
Twin Bridges LFGTE | 54925_G_I-2 | 54925 | G | I-2 |  | Landfill Gas | MIS_INKY | Indiana | Hendricks | 0.8 | 1994 | 9999 |  |  |  | 0.61247 | Default Emission Factor
Twin Bridges LFGTE | 54925_G_I-3 | 54925 | G | I-3 |  | Landfill Gas | MIS_INKY | Indiana | Hendricks | 0.8 | 1994 | 9999 |  |  |  | 0.61247 | Default Emission Factor
Twin Bridges LFGTE | 54925_G_I-4 | 54925 | G | I-4 |  | Landfill Gas | MIS_INKY | Indiana | Hendricks | 0.8 | 1994 | 9999 |  |  |  | 0.61247 | Default Emission Factor
Twin Bridges LFGTE | 54925_G_II-1 | 54925 | G | II-1 |  | Landfill Gas | MIS_INKY | Indiana | Hendricks | 0.8 | 2002 | 9999 |  |  |  | 0.61247 | Default Emission Factor
Twin Bridges LFGTE | 54925_G_II-2 | 54925 | G | II-2 |  | Landfill Gas | MIS_INKY | Indiana | Hendricks | 0.8 | 2002 | 9999 |  |  |  | 0.61247 | Default Emission Factor
Twin Bridges LFGTE | 54925_G_II-3 | 54925 | G | II-3 |  | Landfill Gas | MIS_INKY | Indiana | Hendricks | 0.8 | 2002 | 9999 |  |  |  | 0.61247 | Default Emission Factor
Twin Bridges LFGTE | 54925_G_II-4 | 54925 | G | II-4 |  | Landfill Gas | MIS_INKY | Indiana | Hendricks | 0.8 | 2002 | 9999 |  |  |  | 0.61247 | Default Emission Factor
Twin Bridges LFGTE | 54925_G_III-1 | 54925 | G | III-1 |  | Landfill Gas | MIS_INKY | Indiana | Hendricks | 0.8 | 2009 | 9999 |  |  |  | 0.61247 | Default Emission Factor
Twin Bridges LFGTE | 54925_G_III-2 | 54925 | G | III-2 |  | Landfill Gas | MIS_INKY | Indiana | Hendricks | 0.8 | 2009 | 9999 |  |  |  | 0.61247 | Default Emission Factor
Twin Bridges LFGTE | 54925_G_III-3 | 54925 | G | III-3 |  | Landfill Gas | MIS_INKY | Indiana | Hendricks | 0.8 | 2009 | 9999 |  |  |  | 0.61247 | Default Emission Factor
Twin Bridges LFGTE | 54925_G_III-4 | 54925 | G | III-4 |  | Landfill Gas | MIS_INKY | Indiana | Hendricks | 0.8 | 2009 | 9999 |  |  |  | 0.61247 | Default Emission Factor
Twin Bridges LFGTE | 54925_G_IV-1 | 54925 | G | IV-1 |  | Landfill Gas | MIS_INKY | Indiana | Hendricks | 1.6 | 2012 | 9999 |  |  |  | 0.61247 | Default Emission Factor
Twin Bridges LFGTE | 54925_G_IV-2 | 54925 | G | IV-2 |  | Landfill Gas | MIS_INKY | Indiana | Hendricks | 1.6 | 2012 | 9999 |  |  |  | 0.61247 | Default Emission Factor
Prairie View I & II LFGTE | 54926_G_I-1 | 54926 | G | I-1 |  | Landfill Gas | PJM_West | Indiana | St Joseph | 0.8 | 1994 | 9999 |  |  |  | 0.61247 | Default Emission Factor
Prairie View I & II LFGTE | 54926_G_I-2 | 54926 | G | I-2 |  | Landfill Gas | PJM_West | Indiana | St Joseph | 0.8 | 1994 | 9999 |  |  |  | 0.61247 | Default Emission Factor
Prairie View I & II LFGTE | 54926_G_I-3 | 54926 | G | I-3 |  | Landfill Gas | PJM_West | Indiana | St Joseph | 0.8 | 1994 | 9999 |  |  |  | 0.61247 | Default Emission Factor
Prairie View I & II LFGTE | 54926_G_I-4 | 54926 | G | I-4 |  | Landfill Gas | PJM_West | Indiana | St Joseph | 0.8 | 1994 | 9999 |  |  |  | 0.61247 | Default Emission Factor
Prairie View I & II LFGTE | 54926_G_II-1 | 54926 | G | II-1 |  | Landfill Gas | PJM_West | Indiana | St Joseph | 0.8 | 2007 | 9999 |  |  |  | 0.61247 | Default Emission Factor
Prairie View I & II LFGTE | 54926_G_II-2 | 54926 | G | II-2 |  | Landfill Gas | PJM_West | Indiana | St Joseph | 0.8 | 2007 | 9999 |  |  |  | 0.61247 | Default Emission Factor
Prairie View I & II LFGTE | 54926_G_II-3 | 54926 | G | II-3 |  | Landfill Gas | PJM_West | Indiana | St Joseph | 0.8 | 2007 | 9999 |  |  |  | 0.61247 | Default Emission Factor
Prairie View I & II LFGTE | 54926_G_II-4 | 54926 | G | II-4 |  | Landfill Gas | PJM_West | Indiana | St Joseph | 0.8 | 2007 | 9999 |  |  |  | 0.61247 | Default Emission Factor
Grand Isle Gas Plant / Treating Station | 54927_G_1 | 54927 | G | 1 |  | Combustion Turbine | MIS_AMSO | Louisiana | Jefferson | 2.9 | 1965 | 9999 |  |  |  | 0.86775 | Default Emission Factor
Grand Isle Gas Plant / Treating Station | 54927_G_2 | 54927 | G | 2 |  | Combustion Turbine | MIS_AMSO | Louisiana | Jefferson | 2.9 | 1965 | 9999 |  |  |  | 0.86775 | Default Emission Factor
Grand Isle Gas Plant / Treating Station | 54927_G_3 | 54927 | G | 3 |  | Combustion Turbine | MIS_AMSO | Louisiana | Jefferson | 2.9 | 1965 | 9999 |  |  |  | 0.86775 | Default Emission Factor
Alliant SBD 9403 Aegon DC | 54929_G_6111 | 54929 | G | 6111 |  | Combustion Turbine | MIS_IA | Iowa | Linn | 1.1 | 1995 | 9999 |  |  |  | 0.86775 | Default Emission Factor
Alliant SBD 9403 Aegon DC | 54929_G_6112 | 54929 | G | 6112 |  | Combustion Turbine | MIS_IA | Iowa | Linn | 1.5 | 2003 | 9999 |  |  |  | 0.86775 | Default Emission Factor
Alliant SBD 9403 Aegon DC | 54929_G_6113 | 54929 | G | 6113 |  | Combustion Turbine | MIS_IA | Iowa | Linn | 1.5 | 2007 | 9999 |  |  |  | 0.86775 | Default Emission Factor
Richard J Donovan Correctional Facility | 54936_G_03 | 54936 | G | 03 |  | Combustion Turbine | WEC_SDGE | California | San Diego | 2.2 | 1987 | 9999 |  |  |  | 0.155 | Default Emission Factor
EKS Landfill | 54939_G_UNT1 | 54939 | G | UNT1 |  | Landfill Gas | MIS_MNWI | Minnesota | Dakota | 1.5 | 1994 | 9999 |  |  |  | 0.61247 | Default Emission Factor
EKS Landfill | 54939_G_UNT2 | 54939 | G | UNT2 |  | Landfill Gas | MIS_MNWI | Minnesota | Dakota | 1.5 | 1994 | 9999 |  |  |  | 0.61247 | Default Emission Factor
EKS Landfill | 54939_G_UNT4 | 54939 | G | UNT4 |  | Landfill Gas | MIS_MNWI | Minnesota | Dakota | 1.5 | 2011 | 9999 |  |  |  | 0.61247 | Default Emission Factor
Univ of Oregon Central Power Station | 54950_G_CTG1 | 54950 | G | CTG1 |  | Combined Cycle | WECC_PNW | Oregon | Lane | 7.5 | 2012 | 9999 |  |  |  | 0.04609 | Default Emission Factor
Univ of Oregon Central Power Station | 54950_G_STG1 | 54950 | G | STG1 |  | Combined Cycle | WECC_PNW | Oregon | Lane | 1.5 | 2012 | 9999 |  |  |  | 0.04609 | Default Emission Factor
Deercroft I & II LFGTE | 54956_G_I-1 | 54956 | G | I-1 |  | Combustion Turbine | MIS_INKY | Indiana | LaPorte | 0.8 | 1999 | 9999 |  |  |  | 0.86775 | Default Emission Factor
Deercroft I & II LFGTE | 54956_G_I-2 | 54956 | G | I-2 |  | Combustion Turbine | MIS_INKY | Indiana | LaPorte | 0.8 | 1999 | 9999 |  |  |  | 0.86775 | Default Emission Factor
Deercroft I & II LFGTE | 54956_G_I-3 | 54956 | G | I-3 |  | Combustion Turbine | MIS_INKY | Indiana | LaPorte | 0.8 | 1999 | 9999 |  |  |  | 0.86775 | Default Emission Factor
Deercroft I & II LFGTE | 54956_G_I-4 | 54956 | G | I-4 |  | Combustion Turbine | MIS_INKY | Indiana | LaPorte | 0.8 | 1999 | 9999 |  |  |  | 0.86775 | Default Emission Factor
Deercroft I & II LFGTE | 54956_G_II-1 | 54956 | G | II-1 |  | Landfill Gas | MIS_INKY | Indiana | LaPorte | 0.8 | 2007 | 9999 |  |  |  | 0.61247 | Default Emission Factor
Deercroft I & II LFGTE | 54956_G_II-2 | 54956 | G | II-2 |  | Landfill Gas | MIS_INKY | Indiana | LaPorte | 0.8 | 2007 | 9999 |  |  |  | 0.61247 | Default Emission Factor
Deercroft I & II LFGTE | 54956_G_II-3 | 54956 | G | II-3 |  | Landfill Gas | MIS_INKY | Indiana | LaPorte | 0.8 | 2007 | 9999 |  |  |  | 0.61247 | Default Emission Factor
Deercroft I & II LFGTE | 54956_G_II-4 | 54956 | G | II-4 |  | Landfill Gas | MIS_INKY | Indiana | LaPorte | 0.8 | 2007 | 9999 |  |  |  | 0.61247 | Default Emission Factor
Alliant SBD 9302 Aegon NP | 54967_G_7906 | 54967 | G | 7906 |  | Combustion Turbine | MIS_IA | Iowa | Linn | 1.2 | 1995 | 9999 |  |  |  | 0.86775 | Default Emission Factor
Alliant SBD 9502 Eaton | 54968_G_0385 | 54968 | G | 0385 |  | Combustion Turbine | MIS_IA | Iowa | Wright | 1.8 | 1995 | 9999 |  |  |  | 0.86775 | Default Emission Factor
Alliant SBD 9502 Eaton | 54968_G_0386 | 54968 | G | 0386 |  | Combustion Turbine | MIS_IA | Iowa | Wright | 1.8 | 1995 | 9999 |  |  |  | 0.86775 | Default Emission Factor
Alliant SBD 9502 Eaton | 54968_G_5824 | 54968 | G | 5824 |  | Combustion Turbine | MIS_IA | Iowa | Wright | 1.8 | 2000 | 9999 |  |  |  | 0.86775 | Default Emission Factor
Sauder Power Plant | 54974_G_UNT1 | 54974 | G | UNT1 |  | Biomass | PJM_ATSI | Ohio | Fulton | 3.6 | 1993 | 9999 | 2019 | 4.338 | 13091 | 0.66275 | NEI 2019
Sauder Power Plant | 54974_G_UNT2 | 54974 | G | UNT2 |  | Biomass | PJM_ATSI | Ohio | Fulton | 3.6 | 1993 | 9999 | 2019 | 4.53 | 11678 | 0.77582 | NEI 2019
Ocean County Landfill | 54980_G_UNT1 | 54980 | G | UNT1 |  | Landfill Gas | PJM_EMAC | New Jersey | Ocean | 0.8 | 1997 | 9999 |  |  |  | 0.61247 | Default Emission Factor
Ocean County Landfill | 54980_G_UNT10 | 54980 | G | UNT10 |  | Landfill Gas | PJM_EMAC | New Jersey | Ocean | 1.5 | 2006 | 9999 |  |  |  | 0.61247 | Default Emission Factor
Ocean County Landfill | 54980_G_UNT11 | 54980 | G | UNT11 |  | Landfill Gas | PJM_EMAC | New Jersey | Ocean | 1.5 | 2006 | 9999 |  |  |  | 0.61247 | Default Emission Factor
Ocean County Landfill | 54980_G_UNT12 | 54980 | G | UNT12 |  | Landfill Gas | PJM_EMAC | New Jersey | Ocean | 1.5 | 2006 | 9999 |  |  |  | 0.61247 | Default Emission Factor
Ocean County Landfill | 54980_G_UNT2 | 54980 | G | UNT2 |  | Landfill Gas | PJM_EMAC | New Jersey | Ocean | 0.8 | 1997 | 9999 |  |  |  | 0.61247 | Default Emission Factor
Ocean County Landfill | 54980_G_UNT3 | 54980 | G | UNT3 |  | Landfill Gas | PJM_EMAC | New Jersey | Ocean | 0.8 | 1997 | 9999 |  |  |  | 0.61247 | Default Emission Factor
Ocean County Landfill | 54980_G_UNT4 | 54980 | G | UNT4 |  | Landfill Gas | PJM_EMAC | New Jersey | Ocean | 0.8 | 1997 | 9999 |  |  |  | 0.61247 | Default Emission Factor
Ocean County Landfill | 54980_G_UNT5 | 54980 | G | UNT5 |  | Landfill Gas | PJM_EMAC | New Jersey | Ocean | 0.8 | 1997 | 9999 |  |  |  | 0.61247 | Default Emission Factor
Ocean County Landfill | 54980_G_UNT6 | 54980 | G | UNT6 |  | Landfill Gas | PJM_EMAC | New Jersey | Ocean | 0.8 | 1997 | 9999 |  |  |  | 0.61247 | Default Emission Factor
Ocean County Landfill | 54980_G_UNT7 | 54980 | G | UNT7 |  | Landfill Gas | PJM_EMAC | New Jersey | Ocean | 1.5 | 2006 | 9999 |  |  |  | 0.61247 | Default Emission Factor
Ocean County Landfill | 54980_G_UNT8 | 54980 | G | UNT8 |  | Landfill Gas | PJM_EMAC | New Jersey | Ocean | 1.5 | 2006 | 9999 |  |  |  | 0.61247 | Default Emission Factor
Ocean County Landfill | 54980_G_UNT9 | 54980 | G | UNT9 |  | Landfill Gas | PJM_EMAC | New Jersey | Ocean | 1.5 | 2006 | 9999 |  |  |  | 0.61247 | Default Emission Factor
Salem Energy Systems LLC | 54984_G_UNT2 | 54984 | G | UNT2 |  | Landfill Gas | S_VACA | North Carolina | Forsyth | 3.3 | 2017 | 9999 |  |  |  | 0.61247 | Default Emission Factor
Crestwood Dothan | 54985_G_GEN1 | 54985 | G | GEN1 |  | Combustion Turbine | S_SOU | Alabama | Houston | 1.2 | 1995 | 9999 |  |  |  | 0.86775 | Default Emission Factor
Crestwood Dothan | 54985_G_GEN2 | 54985 | G | GEN2 |  | Combustion Turbine | S_SOU | Alabama | Houston | 1.2 | 1995 | 9999 |  |  |  | 0.86775 | Default Emission Factor
Crestwood Dothan | 54985_G_GEN3 | 54985 | G | GEN3 |  | Combustion Turbine | S_SOU | Alabama | Houston | 1.5 | 2002 | 9999 |  |  |  | 0.86775 | Default Emission Factor
Crestwood Dothan | 54985_G_GEN5 | 54985 | G | GEN5 |  | Combustion Turbine | S_SOU | Alabama | Houston | 1.2 | 1996 | 9999 |  |  |  | 0.86775 | Default Emission Factor
Crestwood Dothan | 54985_G_GEN7 | 54985 | G | GEN7 |  | Combustion Turbine | S_SOU | Alabama | Houston | 1.2 | 1997 | 9999 |  |  |  | 0.86775 | Default Emission Factor
Crestwood Dothan | 54985_G_GEN8 | 54985 | G | GEN8 |  | Combustion Turbine | S_SOU | Alabama | Houston | 0.7 | 1997 | 9999 |  |  |  | 0.86775 | Default Emission Factor
Crestwood Dothan | 54985_G_GEN9 | 54985 | G | GEN9 |  | Combustion Turbine | S_SOU | Alabama | Houston | 2 | 2002 | 9999 |  |  |  | 0.86775 | Default Emission Factor
Pine Tree Acres | 54989_G_GEN1 | 54989 | G | GEN1 |  | Landfill Gas | MIS_LMI | Michigan | Macomb | 0.8 | 1998 | 9999 | 2019 | 11.2294 | 71891 | 0.3124 | NEI 2019
Pine Tree Acres | 54989_G_GEN2 | 54989 | G | GEN2 |  | Landfill Gas | MIS_LMI | Michigan | Macomb | 0.8 | 1998 | 9999 |  |  |  | 0.3124 | NEI 2019
Pine Tree Acres | 54989_G_GEN3 | 54989 | G | GEN3 |  | Landfill Gas | MIS_LMI | Michigan | Macomb | 0.8 | 1998 | 9999 |  |  |  | 0.3124 | NEI 2019
Pine Tree Acres | 54989_G_GEN4 | 54989 | G | GEN4 |  | Landfill Gas | MIS_LMI | Michigan | Macomb | 0.8 | 1998 | 9999 |  |  |  | 0.3124 | NEI 2019
Pine Tree Acres | 54989_G_GEN5 | 54989 | G | GEN5 |  | Landfill Gas | MIS_LMI | Michigan | Macomb | 0.8 | 1998 | 9999 |  |  |  | 0.3124 | NEI 2019
Pine Tree Acres | 54989_G_GEN6 | 54989 | G | GEN6 |  | Landfill Gas | MIS_LMI | Michigan | Macomb | 0.8 | 2003 | 9999 |  |  |  | 0.3124 | NEI 2019
Pine Tree Acres | 54989_G_GEN7 | 54989 | G | GEN7 |  | Landfill Gas | MIS_LMI | Michigan | Macomb | 0.8 | 2003 | 9999 |  |  |  | 0.3124 | NEI 2019
Pine Tree Acres | 54989_G_GEN8 | 54989 | G | GEN8 |  | Landfill Gas | MIS_LMI | Michigan | Macomb | 1.6 | 2010 | 9999 |  |  |  | 0.3124 | NEI 2019
Pine Tree Acres | 54989_G_GEN9 | 54989 | G | GEN9 |  | Landfill Gas | MIS_LMI | Michigan | Macomb | 1.6 | 2010 | 9999 |  |  |  | 0.3124 | NEI 2019
Kettle Falls Generating Station | 550_G_2 | 550 | G | 2 |  | Combustion Turbine | WECC_PNW | Washington | Stevens | 6.2 | 2002 | 9999 | 2019 | 0.64 | 18274 | 0.07005 | NEI 2019
Nashua Plant | 55006_G_UNT2 | 55006 | G | UNT2 |  | Landfill Gas | NENGREST | New Hampshire | Hillsborough | 0.7 | 1996 | 9999 |  |  |  | 0.61247 | Default Emission Factor
Nashua Plant | 55006_G_UNT3 | 55006 | G | UNT3 |  | Landfill Gas | NENGREST | New Hampshire | Hillsborough | 1.5 | 2016 | 9999 |  |  |  | 0.61247 | Default Emission Factor
LSP-Cottage Grove LP | 55010_G_CTG1 | 55010 | G | CTG1 | 3812 | Combined Cycle | MIS_MNWI | Minnesota | Washington | 154 | 1997 | 9999 | 2019 | 2.5353 | 336929 | 0.01024 | NEI 2019
LSP-Cottage Grove LP | 55010_G_STG1 | 55010 | G | STG1 | 3812 | Combined Cycle | MIS_MNWI | Minnesota | Washington | 97 | 1997 | 9999 | 2019 | 0.018395 | 162075 | 0.01024 | NEI 2019
LSP-Whitewater LP | 55011_G_CTG1 | 55011 | G | CTG1 | 3813 | Combined Cycle | MIS_WUMS | Wisconsin | Jefferson | 162 | 1997 | 9999 | 2019 | 7.1258 | 822840.33 | 0.01732 | NEI 2019
LSP-Whitewater LP | 55011_G_STG1 | 55011 | G | STG1 | 3813 | Combined Cycle | MIS_WUMS | Wisconsin | Jefferson | 99 | 1997 | 9999 |  |  |  | 0.01732 | NEI 2019
Greene Valley Gas Recovery | 55014_G_GEN1 | 55014 | G | GEN1 |  | Landfill Gas | PJM_COMD | Illinois | DuPage | 2.9 | 1996 | 9999 |  |  |  | 0.61247 | Default Emission Factor
Greene Valley Gas Recovery | 55014_G_GEN2 | 55014 | G | GEN2 |  | Landfill Gas | PJM_COMD | Illinois | DuPage | 2.9 | 1996 | 9999 |  |  |  | 0.61247 | Default Emission Factor
Sweeny Cogen Facility | 55015_G_GEN1 | 55015 | G | GEN1 | 3814 | Combustion Turbine | ERC_REST | Texas | Brazoria | 109 | 1997 | 9999 | 2019 | 3.7495 | 690310 | 0.01086 | NEI 2019
Sweeny Cogen Facility | 55015_G_GEN2 | 55015 | G | GEN2 | 3815 | Combustion Turbine | ERC_REST | Texas | Brazoria | 109 | 1997 | 9999 | 2019 | 18.5014 | 690310 | 0.0536 | NEI 2019
Sweeny Cogen Facility | 55015_G_GEN3 | 55015 | G | GEN3 | 3816 | Combustion Turbine | ERC_REST | Texas | Brazoria | 109 | 1997 | 9999 | 2019 | 3.0306 | 690310 | 0.00878 | NEI 2019
Sweeny Cogen Facility | 55015_G_GEN4 | 55015 | G | GEN4 | 3817 | Combustion Turbine | ERC_REST | Texas | Brazoria | 109 | 2000 | 9999 | 2019 | 13.404 | 690310 | 0.03884 | NEI 2019
Dighton Power Plant | 55026_G_UNT1 | 55026 | G | UNT1 | 3818 | Combined Cycle | NENGREST | Massachusetts | Bristol | 163.3 | 1999 | 9999 | 2019 | 3.7334 | 269815 | 0.02767 | NEI 2019
De Pere Energy Center | 55029_G_CT01 | 55029 | G | CT01 | 3819 | Combustion Turbine | MIS_WUMS | Wisconsin | Brown | 168.6 | 1999 | 9999 |  |  |  | 0.155 | Default Emission Factor
Androscoggin Energy Center | 55031_G_CT01 | 55031 | G | CT01 | 3820 | Combustion Turbine | NENG_ME | Maine | Franklin | 51.2 | 1999 | 9999 | 2019 | 3.0604 | 132488.4722 | 0.0462 | NEI 2019
Androscoggin Energy Center | 55031_G_CT02 | 55031 | G | CT02 | 3821 | Combustion Turbine | NENG_ME | Maine | Franklin | 45.2 | 1999 | 9999 | 2017 | 2.5527 | 64630.853 | 0.07899 | NEI 2019
Androscoggin Energy Center | 55031_G_CT03 | 55031 | G | CT03 | 3822 | Combustion Turbine | NENG_ME | Maine | Franklin | 44.1 | 2000 | 9999 | 2019 | 0.96566 | 114116.0474 | 0.01692 | NEI 2019
Rio Bravo | 55039_G_GT1 | 55039 | G | GT1 | 3824 | Combustion Turbine | WECC_NM | New Mexico | Bernalillo | 138 | 2000 | 9999 | 2019 | 6.21 | 269482.997 | 0.04609 | NEI 2019
Mid-Georgia Cogeneration Facility | 55040_G_CT1 | 55040 | G | CT1 | 3825 | Combined Cycle | S_SOU | Georgia | Houston | 101.5 | 1997 | 9999 | 2019 | 6.68 | 75842 | 0.1286 | NEI 2019
Mid-Georgia Cogeneration Facility | 55040_G_CT2 | 55040 | G | CT2 | 3826 | Combined Cycle | S_SOU | Georgia | Houston | 101.5 | 1998 | 9999 | 2019 | 7.15 | 82910 | 0.1286 | NEI 2019
Mid-Georgia Cogeneration Facility | 55040_G_ST1 | 55040 | G | ST1 | 3825 | Combined Cycle | S_SOU | Georgia | Houston | 100 | 1997 | 9999 | 2019 | 0.96 | 71265 | 0.1286 | NEI 2019
Berkshire Power | 55041_G_GEN2 | 55041 | G | GEN2 | 3827 | Combined Cycle | NENGREST | Massachusetts | Hampden | 229.3 | 1999 | 9999 | 2019 | 8.8 | 367488 | 0.04789 | NEI 2019
Bridgeport Energy Project | 55042_G_GEN1 | 55042 | G | GEN1 | 3828 | Combined Cycle | NENG_CT | Connecticut | Fairfield | 164 | 1998 | 9999 | 2019 | 10.6954 | 1667220 | 0.01222 | NEI 2019
Bridgeport Energy Project | 55042_G_GEN2 | 55042 | G | GEN2 | 3829 | Combined Cycle | NENG_CT | Connecticut | Fairfield | 164 | 1998 | 9999 | 2019 | 4.3483 | 795714 | 0.01222 | NEI 2019
Bridgeport Energy Project | 55042_G_GEN3 | 55042 | G | GEN3 | 3828 | Combined Cycle | NENG_CT | Connecticut | Fairfield | 164 | 1999 | 9999 |  |  |  | 0.01222 | NEI 2019
Cherokee County Cogen | 55043_G_GT1 | 55043 | G | GT1 | 3830 | Combined Cycle | S_VACA | South Carolina | Cherokee | 51 | 1998 | 9999 | 2019 | 18.5578 | 565676.84 | 0.06561 | NEI 2019
Cherokee County Cogen | 55043_G_ST1 | 55043 | G | ST1 | 3830 | Combined Cycle | S_VACA | South Carolina | Cherokee | 35 | 1998 | 9999 |  |  |  | 0.06561 | NEI 2019
Pasadena Cogeneration | 55047_G_CTG1 | 55047 | G | CTG1 | 3831 | Combined Cycle | ERC_REST | Texas | Harris | 165 | 1998 | 9999 | 2019 | 15.53 | 820733 | 0.02685 | NEI 2019
Pasadena Cogeneration | 55047_G_CTG2 | 55047 | G | CTG2 | 3832 | Combined Cycle | ERC_REST | Texas | Harris | 165 | 2000 | 9999 | 2019 | 19.81 | 1055940 | 0.01858 | NEI 2019
Pasadena Cogeneration | 55047_G_CTG3 | 55047 | G | CTG3 | 3833 | Combined Cycle | ERC_REST | Texas | Harris | 165 | 2000 | 9999 | 2019 | 6.55 | 968043 | 0.01858 | NEI 2019
Pasadena Cogeneration | 55047_G_STG1 | 55047 | G | STG1 | 3831 | Combined Cycle | ERC_REST | Texas | Harris | 60 | 1998 | 9999 | 2019 | 0.11 | 344177 | 0.02685 | NEI 2019
Pasadena Cogeneration | 55047_G_STG2 | 55047 | G | STG2 | 3832 | Combined Cycle | ERC_REST | Texas | Harris | 165 | 2000 | 9999 | 2017 | 0.31 | 846459 | 0.01858 | NEI 2019
Tiverton Power Plant | 55048_G_UNT1 | 55048 | G | UNT1 | 3836 | Combined Cycle | NENGREST | Rhode Island | Newport | 177.4 | 2000 | 9999 | 2019 | 16.01 | 1140160 | 0.02808 | NEI 2019
Tiverton Power Plant | 55048_G_UNT2 | 55048 | G | UNT2 | 3836 | Combined Cycle | NENGREST | Rhode Island | Newport | 90.6 | 2000 | 9999 |  |  |  | 0.02808 | NEI 2019
Axiall Plaquemine | 55051_G_X773 | 55051 | G | X773 |  | Combustion Turbine | MIS_AMSO | Louisiana | Iberville | 75 | 1997 | 9999 | 2019 | 19.005 | 511117.998 | 0.07437 | NEI 2019
Axiall Plaquemine | 55051_G_X774 | 55051 | G | X774 |  | Combustion Turbine | MIS_AMSO | Louisiana | Iberville | 75 | 1997 | 9999 | 2019 | 21.6049 | 511117.998 | 0.08454 | NEI 2019
Axiall Plaquemine | 55051_G_X775 | 55051 | G | X775 |  | Combustion Turbine | MIS_AMSO | Louisiana | Iberville | 75 | 1997 | 9999 | 2019 | 19.9335 | 511117.998 | 0.078 | NEI 2019
Jameson Gas Processing Plant | 55052_G_620 | 55052 | G | 620 |  | Combustion Turbine | ERC_WEST | Texas | Coke | 0.4 | 1981 | 9999 |  |  |  | 0.86775 | Default Emission Factor
Jameson Gas Processing Plant | 55052_G_621 | 55052 | G | 621 |  | Combustion Turbine | ERC_WEST | Texas | Coke | 0.4 | 1981 | 9999 |  |  |  | 0.86775 | Default Emission Factor
Jameson Gas Processing Plant | 55052_G_622 | 55052 | G | 622 |  | Combustion Turbine | ERC_WEST | Texas | Coke | 0.5 | 1986 | 9999 |  |  |  | 0.86775 | Default Emission Factor
Jameson Gas Processing Plant | 55052_G_GN410 | 55052 | G | GN410 |  | Combustion Turbine | ERC_WEST | Texas | Coke | 0.5 | 2017 | 9999 |  |  |  | 0.86775 | Default Emission Factor
Livingston Generating Facility | 55054_G_1 | 55054 | G | 1 |  | Landfill Gas | PJM_COMD | Illinois | Livingston | 3.4 | 1999 | 9999 |  |  |  | 0.61247 | Default Emission Factor
Livingston Generating Facility | 55054_G_3 | 55054 | G | 3 |  | Landfill Gas | PJM_COMD | Illinois | Livingston | 3.4 | 1999 | 9999 |  |  |  | 0.61247 | Default Emission Factor
Livingston Generating Facility | 55054_G_GEN2 | 55054 | G | GEN2 |  | Landfill Gas | PJM_COMD | Illinois | Livingston | 3.4 | 2000 | 9999 |  |  |  | 0.61247 | Default Emission Factor
Tenaska Georgia Generation Facility | 55061_G_GTG1 | 55061 | G | GTG1 | 3837 | Combustion Turbine | S_SOU | Georgia | Heard | 157.5 | 2001 | 9999 | 2017 | 0.34919 | 13230.5 | 0.05279 | NEI 2019
Tenaska Georgia Generation Facility | 55061_G_GTG2 | 55061 | G | GTG2 | 3838 | Combustion Turbine | S_SOU | Georgia | Heard | 157.5 | 2001 | 9999 | 2019 | 0.24985 | 21189.834 | 0.02358 | NEI 2019
Tenaska Georgia Generation Facility | 55061_G_GTG3 | 55061 | G | GTG3 | 3839 | Combustion Turbine | S_SOU | Georgia | Heard | 157.5 | 2001 | 9999 | 2017 | 0.29712 | 13230.5 | 0.04492 | NEI 2019
Tenaska Georgia Generation Facility | 55061_G_GTG4 | 55061 | G | GTG4 | 3840 | Combustion Turbine | S_SOU | Georgia | Heard | 157.5 | 2002 | 9999 | 2019 | 0.33711 | 21189.834 | 0.03182 | NEI 2019
Tenaska Georgia Generation Facility | 55061_G_GTG5 | 55061 | G | GTG5 | 3841 | Combustion Turbine | S_SOU | Georgia | Heard | 157.5 | 2002 | 9999 | 2017 | 0.25418 | 13230.5 | 0.03842 | NEI 2019
Tenaska Georgia Generation Facility | 55061_G_GTG6 | 55061 | G | GTG6 | 3842 | Combustion Turbine | S_SOU | Georgia | Heard | 157.5 | 2002 | 9999 | 2017 | 0.25613 | 13230.5 | 0.03872 | NEI 2019
Tenaska Frontier Generation Station | 55062_G_GTG1 | 55062 | G | GTG1 | 3843 | Combined Cycle | ERC_FRNT | Texas | Grimes | 155 | 2000 | 9999 | 2019 | 10.3175 | 641985 | 0.01857 | NEI 2019
Tenaska Frontier Generation Station | 55062_G_GTG2 | 55062 | G | GTG2 | 3844 | Combined Cycle | ERC_FRNT | Texas | Grimes | 155 | 2000 | 9999 | 2019 | 7.7236 | 661029 | 0.01857 | NEI 2019
Tenaska Frontier Generation Station | 55062_G_GTG3 | 55062 | G | GTG3 | 3845 | Combined Cycle | ERC_FRNT | Texas | Grimes | 155 | 2000 | 9999 | 2019 | 19.046 | 1019756 | 0.01857 | NEI 2019
Tenaska Frontier Generation Station | 55062_G_STG1 | 55062 | G | STG1 | 3843 | Combined Cycle | ERC_FRNT | Texas | Grimes | 395 | 2000 | 9999 |  |  |  | 0.01857 | NEI 2019
Batesville Generation Facility | 55063_G_CTG1 | 55063 | G | CTG1 | 3846 | Combined Cycle | S_C_TVA | Mississippi | Panola | 176 | 2000 | 9999 | 2017 | 1.6515 | 547183 | 0.0038 | NEI 2019
Batesville Generation Facility | 55063_G_CTG2 | 55063 | G | CTG2 | 3847 | Combined Cycle | S_C_TVA | Mississippi | Panola | 176 | 2000 | 9999 |  |  |  | 0.04609 | Default Emission Factor
Batesville Generation Facility | 55063_G_CTG3 | 55063 | G | CTG3 | 3848 | Combined Cycle | S_C_TVA | Mississippi | Panola | 176 | 2000 | 9999 |  |  |  | 0.04609 | Default Emission Factor
Batesville Generation Facility | 55063_G_STG1 | 55063 | G | STG1 | 3846 | Combined Cycle | S_C_TVA | Mississippi | Panola | 110 | 2000 | 9999 |  |  |  | 0.0038 | NEI 2019
Batesville Generation Facility | 55063_G_STG2 | 55063 | G | STG2 | 3847 | Combined Cycle | S_C_TVA | Mississippi | Panola | 110 | 2000 | 9999 |  |  |  | 0.04609 | Default Emission Factor
Batesville Generation Facility | 55063_G_STG3 | 55063 | G | STG3 | 3848 | Combined Cycle | S_C_TVA | Mississippi | Panola | 110 | 2000 | 9999 |  |  |  | 0.04609 | Default Emission Factor
Black Hawk Station | 55064_G_UNT1 | 55064 | G | UNT1 | 3849 | Combustion Turbine | SPP_SPS | Texas | Hutchinson | 111.2 | 1999 | 9999 | 2019 | 30.4 | 710430.2903 | 0.08558 | NEI 2019
Black Hawk Station | 55064_G_UNT2B | 55064 | G | UNT2B | 3850 | Combustion Turbine | SPP_SPS | Texas | Hutchinson | 113.3 | 2005 | 9999 | 2019 | 30.8 | 723846.6897 | 0.0851 | NEI 2019
Mustang Station | 55065_G_GEN1 | 55065 | G | GEN1 | 3851 | Combined Cycle | SPP_SPS | Texas | Yoakum | 154 | 1999 | 9999 | 2017 | 34.1658 | 1209803 | 0.05859 | NEI 2019
Mustang Station | 55065_G_GEN2 | 55065 | G | GEN2 | 3852 | Combined Cycle | SPP_SPS | Texas | Yoakum | 153 | 1999 | 9999 | 2019 | 31.5042 | 834502 | 0.05859 | NEI 2019
Mustang Station | 55065_G_GEN3 | 55065 | G | GEN3 | 3851 | Combined Cycle | SPP_SPS | Texas | Yoakum | 157 | 2000 | 9999 |  |  |  | 0.05859 | NEI 2019
Heat Recovery Coke Facility | 55066_G_TG18 | 55066 | G | TG18 |  | Non-Fossil Waste | MIS_INKY | Indiana | Lake | 88 | 1998 | 9999 |  |  |  | 0.81254 | Default Emission Factor
MPEA Energy Center | 55067_G_GEN4 | 55067 | G | GEN4 |  | Combustion Turbine | PJM_COMD | Illinois | Cook | 2 | 2010 | 9999 |  |  |  | 0.86775 | Default Emission Factor
MPEA Energy Center | 55067_G_GEN5 | 55067 | G | GEN5 |  | Combustion Turbine | PJM_COMD | Illinois | Cook | 2 | 2010 | 9999 |  |  |  | 0.86775 | Default Emission Factor
MPEA Energy Center | 55067_G_GEN6 | 55067 | G | GEN6 |  | Combustion Turbine | PJM_COMD | Illinois | Cook | 2 | 2010 | 9999 |  |  |  | 0.86775 | Default Emission Factor
Maine Independence Station | 55068_G_GEN1 | 55068 | G | GEN1 | 3853 | Combined Cycle | NENG_ME | Maine | Penobscot | 156.7 | 2000 | 9999 | 2019 | 1.527 | 69360 | 0.02741 | NEI 2019
Maine Independence Station | 55068_G_GEN2 | 55068 | G | GEN2 | 3854 | Combined Cycle | NENG_ME | Maine | Penobscot | 157.7 | 2000 | 9999 | 2019 | 2.0748 | 94617 | 0.02741 | NEI 2019
Maine Independence Station | 55068_G_GEN3 | 55068 | G | GEN3 | 3853 | Combined Cycle | NENG_ME | Maine | Penobscot | 179.6 | 2000 | 9999 | 2019 | 0.1534 | 109999 | 0.02741 | NEI 2019
Lakeview Gas Recovery | 55074_G_GEN1 | 55074 | G | GEN1 |  | Landfill Gas | PJM_PENE | Pennsylvania | Erie | 3 | 1997 | 9999 |  |  |  | 0.61247 | Default Emission Factor
Lakeview Gas Recovery | 55074_G_GEN2 | 55074 | G | GEN2 |  | Landfill Gas | PJM_PENE | Pennsylvania | Erie | 3 | 1997 | 9999 |  |  |  | 0.61247 | Default Emission Factor
Pine Bluff Energy Center | 55075_G_CT01 | 55075 | G | CT01 | 3855 | Combined Cycle | MIS_AR | Arkansas | Jefferson | 145 | 2001 | 9999 | 2019 | 1.8899 | 978799 | 0.00431 | NEI 2019
Pine Bluff Energy Center | 55075_G_ST01 | 55075 | G | ST01 | 3855 | Combined Cycle | MIS_AR | Arkansas | Jefferson | 47 | 2001 | 9999 | 2019 | 0.63093 | 190459 | 0.00431 | NEI 2019
Desert Star Energy Center | 55077_G_ED01 | 55077 | G | ED01 | 3860 | Combined Cycle | WECC_SNV | Nevada | Clark | 150 | 2000 | 2027 | 2019 | 11.67 | 901680 | 0.03554 | NEI 2019
Desert Star Energy Center | 55077_G_ED02 | 55077 | G | ED02 | 3861 | Combined Cycle | WECC_SNV | Nevada | Clark | 150 | 2000 | 2027 | 2019 | 11.69 | 412822 | 0.03554 | NEI 2019
Desert Star Energy Center | 55077_G_ED03 | 55077 | G | ED03 | 3860 | Combined Cycle | WECC_SNV | Nevada | Clark | 150 | 2000 | 2027 |  |  |  | 0.03554 | NEI 2019
Millennium Power | 55079_G_CT01 | 55079 | G | CT01 | 3862 | Combined Cycle | NENGREST | Massachusetts | Worcester | 214.8 | 2001 | 9999 | 2019 | 9.0454 | 902825 | 0.02004 | NEI 2019
Millennium Power | 55079_G_ST01 | 55079 | G | ST01 | 3862 | Combined Cycle | NENGREST | Massachusetts | Worcester | 120.1 | 2001 | 9999 |  |  |  | 0.02004 | NEI 2019
Brownsville Peaking Power | 55081_G_1 | 55081 | G | 1 | 1456 | Combustion Turbine | S_C_TVA | Tennessee | Haywood | 110 | 1999 | 9999 |  |  |  | 0.11045 | NEI 2019
Brownsville Peaking Power | 55081_G_2 | 55081 | G | 2 | 1457 | Combustion Turbine | S_C_TVA | Tennessee | Haywood | 110 | 1999 | 9999 | 2019 | 13.0369 | 236059.5175 | 0.11045 | NEI 2019
Brownsville Peaking Power | 55081_G_3 | 55081 | G | 3 | 1458 | Combustion Turbine | S_C_TVA | Tennessee | Haywood | 118 | 1999 | 9999 |  |  |  | 0.0626 | NEI 2019
Brownsville Peaking Power | 55081_G_4 | 55081 | G | 4 | 1459 | Combustion Turbine | S_C_TVA | Tennessee | Haywood | 118 | 1999 | 9999 | 2019 | 7.9264 | 253227.4825 | 0.0626 | NEI 2019
Crockett Cogen Project | 55084_G_GE1 | 55084 | G | GE1 |  | Combined Cycle | WEC_CALN | California | Contra Costa | 247.4 | 1995 | 9999 | 2017 | 8.9023 | 1384310 | 0.01286 | NEI 2019
Gregory Power Facility | 55086_G_GT1A | 55086 | G | GT1A | 3863 | Combined Cycle | ERC_REST | Texas | San Patricio | 141 | 2000 | 9999 | 2019 | 7.3535 | 125959 | 0.08091 | NEI 2019
Gregory Power Facility | 55086_G_GT1B | 55086 | G | GT1B | 3864 | Combined Cycle | ERC_REST | Texas | San Patricio | 140 | 2000 | 9999 | 2019 | 7.5009 | 160629 | 0.08091 | NEI 2019
Gregory Power Facility | 55086_G_STG | 55086 | G | STG | 3863 | Combined Cycle | ERC_REST | Texas | San Patricio | 85 | 2000 | 9999 | 2019 | 0.0031 | 80665 | 0.08091 | NEI 2019
Zeeland Generating Station | 55087_G_1A | 55087 | G | 1A | 3865 | Combustion Turbine | MIS_LMI | Michigan | Ottawa | 157.6 | 2001 | 9999 |  |  |  | 0.155 | Default Emission Factor
Zeeland Generating Station | 55087_G_1B | 55087 | G | 1B | 3866 | Combustion Turbine | MIS_LMI | Michigan | Ottawa | 157.1 | 2001 | 9999 |  |  |  | 0.155 | Default Emission Factor
Zeeland Generating Station | 55087_G_2A | 55087 | G | 2A | 3867 | Combined Cycle | MIS_LMI | Michigan | Ottawa | 159 | 2002 | 9999 |  |  |  | 0.02099 | NEI 2019
Zeeland Generating Station | 55087_G_2B | 55087 | G | 2B | 3868 | Combined Cycle | MIS_LMI | Michigan | Ottawa | 159.6 | 2002 | 9999 |  |  |  | 0.02099 | NEI 2019
Zeeland Generating Station | 55087_G_2C | 55087 | G | 2C | 3867 | Combined Cycle | MIS_LMI | Michigan | Ottawa | 207 | 2002 | 9999 | 2019 | 39.26 | 4075661 | 0.02099 | NEI 2019
Dearborn Industrial Generation | 55088_G_GT 1 | 55088 | G | GT 1 | 89289 | Combustion Turbine | MIS_LMI | Michigan | Wayne | 163 | 2001 | 9999 | 2019 | 16.345 | 1238763.3667 | 0.02639 | NEI 2019
Dearborn Industrial Generation | 55088_G_GT2 | 55088 | G | GT2 | 89290 | Combustion Turbine | MIS_LMI | Michigan | Wayne | 163 | 2001 | 9999 | 2019 | 18.995 | 1238763.3667 | 0.03067 | NEI 2019
Dearborn Industrial Generation | 55088_G_GTP1 | 55088 | G | GTP1 | 3869 | Combustion Turbine | MIS_LMI | Michigan | Wayne | 163 | 1999 | 9999 | 2019 | 8.33 | 1238763.3667 | 0.01345 | NEI 2019
Taft Cogeneration Facility | 55089_G_CT1 | 55089 | G | CT1 | 3870 | Combined Cycle | MIS_AMSO | Louisiana | St Charles | 146.6 | 2002 | 9999 | 2019 | 39.0425 | 3240259 | 0.04099 | NEI 2019
Taft Cogeneration Facility | 55089_G_CT2 | 55089 | G | CT2 | 3871 | Combined Cycle | MIS_AMSO | Louisiana | St Charles | 142.9 | 2002 | 9999 | 2019 | 37.894 | 1231898 | 0.04099 | NEI 2019
Taft Cogeneration Facility | 55089_G_CT3 | 55089 | G | CT3 | 3872 | Combined Cycle | MIS_AMSO | Louisiana | St Charles | 150.3 | 2002 | 9999 | 2019 | 41.3957 | 1301619 | 0.04099 | NEI 2019
Taft Cogeneration Facility | 55089_G_ST1 | 55089 | G | ST1 | 3870 | Combined Cycle | MIS_AMSO | Louisiana | St Charles | 299.1 | 2002 | 9999 |  |  |  | 0.04099 | NEI 2019
Plummer Cogen | 55090_G_GEN1 | 55090 | G | GEN1 |  | Biomass | WECC_PNW | Idaho | Benewah | 5.8 | 1982 | 9999 | 2017 | 55.7 | 33832 | 3.2927 | NEI 2019
Midlothian Energy Facility | 55091_G_STK1 | 55091 | G | STK1 | 3873 | Combined Cycle | ERC_REST | Texas | Ellis | 260 | 2000 | 9999 | 2019 | 35.5953 | 883233 | 0.0806 | NEI 2019
Midlothian Energy Facility | 55091_G_STK2 | 55091 | G | STK2 | 3874 | Combined Cycle | ERC_REST | Texas | Ellis | 260 | 2000 | 9999 | 2019 | 26.0137 | 822729 | 0.06324 | NEI 2019
Midlothian Energy Facility | 55091_G_STK3 | 55091 | G | STK3 | 3875 | Combined Cycle | ERC_REST | Texas | Ellis | 260 | 2000 | 9999 | 2019 | 21.7 | 899608 | 0.04824 | NEI 2019
Midlothian Energy Facility | 55091_G_STK4 | 55091 | G | STK4 | 3876 | Combined Cycle | ERC_REST | Texas | Ellis | 259 | 2000 | 9999 | 2019 | 20.6294 | 873889 | 0.04721 | NEI 2019
Midlothian Energy Facility | 55091_G_STK5 | 55091 | G | STK5 | 3877 | Combined Cycle | ERC_REST | Texas | Ellis | 279 | 2001 | 9999 | 2019 | 18.2337 | 958630 | 0.03804 | NEI 2019
Midlothian Energy Facility | 55091_G_STK6 | 55091 | G | STK6 | 3878 | Combined Cycle | ERC_REST | Texas | Ellis | 284 | 2001 | 9999 | 2019 | 17.2747 | 1098749 | 0.03144 | NEI 2019
MM Taunton Energy | 55093_G_UNT1 | 55093 | G | UNT1 |  | Landfill Gas | NENGREST | Massachusetts | Bristol | 0.9 | 1997 | 9999 | 2019 | 0.3842 | 3499 | 0.21961 | NEI 2019
MM Taunton Energy | 55093_G_UNT2 | 55093 | G | UNT2 |  | Landfill Gas | NENGREST | Massachusetts | Bristol | 0.9 | 1997 | 9999 | 2019 | 1.276 | 3499 | 0.72935 | NEI 2019
MM Taunton Energy | 55093_G_UNT3 | 55093 | G | UNT3 |  | Landfill Gas | NENGREST | Massachusetts | Bristol | 0.9 | 2011 | 9999 | 2019 | 3.7374 | 3499 | 2.1363 | NEI 2019
MM Taunton Energy | 55093_G_UNT4 | 55093 | G | UNT4 |  | Landfill Gas | NENGREST | Massachusetts | Bristol | 0.9 | 2011 | 9999 | 2019 | 4.2636 | 3499 | 2.437 | NEI 2019
MM San Diego-Miramar | 55094_G_UNT1 | 55094 | G | UNT1 |  | Landfill Gas | WEC_SDGE | California | San Diego | 1.6 | 1997 | 9999 |  |  |  | 0.61247 | Default Emission Factor
MM San Diego-Miramar | 55094_G_UNT2 | 55094 | G | UNT2 |  | Landfill Gas | WEC_SDGE | California | San Diego | 1.6 | 1997 | 9999 |  |  |  | 0.61247 | Default Emission Factor
MM San Diego-Miramar | 55094_G_UNT3 | 55094 | G | UNT3 |  | Landfill Gas | WEC_SDGE | California | San Diego | 1.6 | 1997 | 9999 |  |  |  | 0.61247 | Default Emission Factor
MM San Diego-Miramar | 55094_G_UNT4 | 55094 | G | UNT4 |  | Landfill Gas | WEC_SDGE | California | San Diego | 1.6 | 1997 | 9999 |  |  |  | 0.61247 | Default Emission Factor
Portside Energy | 55096_G_GT | 55096 | G | GT | 9950 | Combustion Turbine | MIS_INKY | Indiana | Porter | 34 | 1997 | 9999 | 2017 | 9.8587 | 225813 | 0.08732 | NEI 2019
Lamar Power Project | 55097_G_CTG1 | 55097 | G | CTG1 | 3879 | Combined Cycle | ERC_REST | Texas | Lamar | 161 | 2000 | 9999 | 2019 | 25.3203 | 1107859 | 0.02542 | NEI 2019
Lamar Power Project | 55097_G_CTG2 | 55097 | G | CTG2 | 3880 | Combined Cycle | ERC_REST | Texas | Lamar | 153 | 2000 | 9999 | 2019 | 18.4646 | 1056598 | 0.02542 | NEI 2019
Lamar Power Project | 55097_G_CTG3 | 55097 | G | CTG3 | 3881 | Combined Cycle | ERC_REST | Texas | Lamar | 153 | 2000 | 9999 | 2019 | 22.6862 | 1093285 | 0.02527 | NEI 2019
Lamar Power Project | 55097_G_CTG4 | 55097 | G | CTG4 | 3882 | Combined Cycle | ERC_REST | Texas | Lamar | 161 | 2000 | 9999 | 2019 | 22.2573 | 1149053 | 0.02527 | NEI 2019
Lamar Power Project | 55097_G_STG1 | 55097 | G | STG1 | 3879 | Combined Cycle | ERC_REST | Texas | Lamar | 204 | 2000 | 9999 | 2019 | 0.0099 | 1281789 | 0.02542 | NEI 2019
Lamar Power Project | 55097_G_STG2 | 55097 | G | STG2 | 3881 | Combined Cycle | ERC_REST | Texas | Lamar | 204 | 2000 | 9999 | 2019 | 0.0048 | 1315703 | 0.02527 | NEI 2019
Rumford Power, Inc | 55100_G_UNT1 | 55100 | G | UNT1 | 3893 | Combined Cycle | NENG_ME | Maine | Oxford | 164 | 2000 | 9999 | 2019 | 0.18695 | 62416 | 0.00599 | NEI 2019
Rumford Power, Inc | 55100_G_UNT2 | 55100 | G | UNT2 | 3893 | Combined Cycle | NENG_ME | Maine | Oxford | 90 | 2000 | 9999 |  |  |  | 0.00599 | NEI 2019
Kalamazoo River Generating Station | 55101_G_0001 | 55101 | G | 0001 | 3894 | Combustion Turbine | MIS_LMI | Michigan | Kalamazoo | 72 | 1999 | 9999 | 2019 | 2.375 | 60651 | 0.07832 | NEI 2019
Livingston Generating Station | 55102_G_001 | 55102 | G | 001 | 3895 | Combustion Turbine | MIS_LMI | Michigan | Otsego | 33 | 1999 | 9999 |  |  |  | 0.11753 | NEI 2019
Livingston Generating Station | 55102_G_002 | 55102 | G | 002 | 3896 | Combustion Turbine | MIS_LMI | Michigan | Otsego | 33 | 1999 | 9999 |  |  |  | 0.11753 | NEI 2019
Livingston Generating Station | 55102_G_003 | 55102 | G | 003 | 3897 | Combustion Turbine | MIS_LMI | Michigan | Otsego | 33 | 1999 | 9999 |  |  |  | 0.11753 | NEI 2019
Livingston Generating Station | 55102_G_004 | 55102 | G | 004 | 3898 | Combustion Turbine | MIS_LMI | Michigan | Otsego | 33 | 1999 | 9999 | 2019 | 0.6735 | 11461 | 0.11753 | NEI 2019
Klamath Cogeneration Plant | 55103_G_CT1 | 55103 | G | CT1 | 3899 | Combined Cycle | WECC_PNW | Oregon | Klamath | 155 | 2001 | 9999 | 2017 | 15.3 | 2210937.49 | 0.01384 | NEI 2019
Klamath Cogeneration Plant | 55103_G_CT2 | 55103 | G | CT2 | 3900 | Combined Cycle | WECC_PNW | Oregon | Klamath | 155 | 2001 | 9999 |  |  |  | 0.01384 | NEI 2019
Klamath Cogeneration Plant | 55103_G_ST1 | 55103 | G | ST1 | 3899 | Combined Cycle | WECC_PNW | Oregon | Klamath | 180 | 2001 | 9999 |  |  |  | 0.01384 | NEI 2019
Rhode Island State Energy Center | 55107_G_CTG1 | 55107 | G | CTG1 | 3903 | Combined Cycle | NENGREST | Rhode Island | Providence | 168 | 2002 | 9999 |  |  |  | 0.03305 | NEI 2019
Rhode Island State Energy Center | 55107_G_CTG2 | 55107 | G | CTG2 | 3904 | Combined Cycle | NENGREST | Rhode Island | Providence | 168 | 2002 | 9999 | 2019 | 50.8745 | 3079007 | 0.03305 | NEI 2019
Rhode Island State Energy Center | 55107_G_STG1 | 55107 | G | STG1 | 3903 | Combined Cycle | NENGREST | Rhode Island | Providence | 218 | 2002 | 9999 |  |  |  | 0.03305 | NEI 2019
Rocky Road Power LLC | 55109_G_T4 | 55109 | G | T4 | 3911 | Combustion Turbine | PJM_COMD | Illinois | Kane | 104 | 2000 | 2045 | 2019 | 0.55893 | 14740.9231 | 0.07583 | NEI 2019
Rocky Road Power LLC | 55109_G_TG1 | 55109 | G | TG1 | 3908 | Combustion Turbine | PJM_COMD | Illinois | Kane | 102.2 | 1999 | 2045 | 2017 | 1.3168 | 5154.7503 | 0.51091 | NEI 2019
Rocky Road Power LLC | 55109_G_TG2 | 55109 | G | TG2 | 3909 | Combustion Turbine | PJM_COMD | Illinois | Kane | 103.6 | 1999 | 2045 | 2019 | 1.0243 | 14684.2272 | 0.13951 | NEI 2019
Rocky Road Power LLC | 55109_G_TG3 | 55109 | G | TG3 | 3910 | Combustion Turbine | PJM_COMD | Illinois | Kane | 28.2 | 1999 | 2045 | 2019 | 0.91875 | 3997.058 | 0.45971 | NEI 2019
Madison | 55110_G_CT1 | 55110 | G | CT1 | 3912 | Combustion Turbine | PJM_West | Ohio | Butler | 71 | 2000 | 9999 | 2019 | 1.96 | 41908.3145 | 0.09354 | NEI 2019
Madison | 55110_G_CT2 | 55110 | G | CT2 | 3913 | Combustion Turbine | PJM_West | Ohio | Butler | 71 | 2000 | 9999 | 2019 | 1.96 | 41908.3145 | 0.09354 | NEI 2019
Madison | 55110_G_CT3 | 55110 | G | CT3 | 3914 | Combustion Turbine | PJM_West | Ohio | Butler | 69 | 2000 | 9999 | 2019 | 2.1 | 40727.7986 | 0.10312 | NEI 2019
Madison | 55110_G_CT4 | 55110 | G | CT4 | 3915 | Combustion Turbine | PJM_West | Ohio | Butler | 70 | 2000 | 9999 | 2019 | 1.95 | 41318.0565 | 0.09439 | NEI 2019
Madison | 55110_G_CT5 | 55110 | G | CT5 | 3916 | Combustion Turbine | PJM_West | Ohio | Butler | 70 | 2000 | 9999 | 2019 | 2.11 | 41318.0565 | 0.10214 | NEI 2019
Madison | 55110_G_CT6 | 55110 | G | CT6 | 3917 | Combustion Turbine | PJM_West | Ohio | Butler | 72 | 2000 | 9999 | 2019 | 1.98 | 42498.5724 | 0.09318 | NEI 2019
Madison | 55110_G_CT7 | 55110 | G | CT7 | 3918 | Combustion Turbine | PJM_West | Ohio | Butler | 73 | 2000 | 9999 | 2019 | 2.23 | 43088.8304 | 0.10351 | NEI 2019
Madison | 55110_G_CT8 | 55110 | G | CT8 | 3919 | Combustion Turbine | PJM_West | Ohio | Butler | 70 | 2000 | 9999 | 2019 | 1.72 | 41318.0565 | 0.08326 | NEI 2019
Vermillion Energy Facility | 55111_G_CT1 | 55111 | G | CT1 | 3920 | Combustion Turbine | MIS_INKY | Indiana | Vermillion | 72 | 2000 | 9999 | 2017 | 0.043181 | 7284.625 | 0.01186 | NEI 2019
Vermillion Energy Facility | 55111_G_CT2 | 55111 | G | CT2 | 3921 | Combustion Turbine | MIS_INKY | Indiana | Vermillion | 72 | 2000 | 9999 | 2019 | 0.19366 | 12499.25 | 0.03099 | NEI 2019
Vermillion Energy Facility | 55111_G_CT3 | 55111 | G | CT3 | 3922 | Combustion Turbine | MIS_INKY | Indiana | Vermillion | 71 | 2000 | 9999 | 2019 | 0.29175 | 12325.6493 | 0.04734 | NEI 2019
Vermillion Energy Facility | 55111_G_CT4 | 55111 | G | CT4 | 3923 | Combustion Turbine | MIS_INKY | Indiana | Vermillion | 73 | 2000 | 9999 | 2019 | 0.31235 | 12672.8507 | 0.0493 | NEI 2019
Vermillion Energy Facility | 55111_G_CT5 | 55111 | G | CT5 | 3924 | Combustion Turbine | MIS_INKY | Indiana | Vermillion | 71 | 2000 | 9999 | 2019 | 0.39058 | 12325.6493 | 0.06338 | NEI 2019
Vermillion Energy Facility | 55111_G_CT6 | 55111 | G | CT6 | 3925 | Combustion Turbine | MIS_INKY | Indiana | Vermillion | 72 | 2000 | 9999 | 2017 | 0.035543 | 7284.625 | 0.00976 | NEI 2019
Vermillion Energy Facility | 55111_G_CT7 | 55111 | G | CT7 | 3926 | Combustion Turbine | MIS_INKY | Indiana | Vermillion | 72 | 2000 | 9999 | 2017 | 0.39577 | 7284.625 | 0.10866 | NEI 2019
Vermillion Energy Facility | 55111_G_CT8 | 55111 | G | CT8 | 3927 | Combustion Turbine | MIS_INKY | Indiana | Vermillion | 73 | 2000 | 9999 | 2019 | 0.16043 | 12672.8507 | 0.02532 | NEI 2019
Sutter Energy Center | 55112_G_CT01 | 55112 | G | CT01 | 3928 | Combined Cycle | WEC_CALN | California | Sutter | 175 | 2001 | 9999 |  |  |  | 0.04609 | Default Emission Factor
Sutter Energy Center | 55112_G_CT02 | 55112 | G | CT02 | 3929 | Combined Cycle | WEC_CALN | California | Sutter | 175 | 2001 | 9999 |  |  |  | 0.04609 | Default Emission Factor
Sutter Energy Center | 55112_G_ST01 | 55112 | G | ST01 | 3928 | Combined Cycle | WEC_CALN | California | Sutter | 180 | 2001 | 9999 |  |  |  | 0.04609 | Default Emission Factor
Rockingham County CT Station | 55116_G_CT1 | 55116 | G | CT1 | 3935 | Combustion Turbine | S_VACA | North Carolina | Rockingham | 165 | 2000 | 9999 |  |  |  | 0.03471 | NEI 2019
Rockingham County CT Station | 55116_G_CT2 | 55116 | G | CT2 | 3936 | Combustion Turbine | S_VACA | North Carolina | Rockingham | 165 | 2000 | 9999 |  |  |  | 0.03471 | NEI 2019
Rockingham County CT Station | 55116_G_CT3 | 55116 | G | CT3 | 3937 | Combustion Turbine | S_VACA | North Carolina | Rockingham | 165 | 2000 | 9999 |  |  |  | 0.03471 | NEI 2019
Rockingham County CT Station | 55116_G_CT4 | 55116 | G | CT4 | 3938 | Combustion Turbine | S_VACA | North Carolina | Rockingham | 165 | 2000 | 9999 |  |  |  | 0.03471 | NEI 2019
Rockingham County CT Station | 55116_G_CT5 | 55116 | G | CT5 | 3939 | Combustion Turbine | S_VACA | North Carolina | Rockingham | 165 | 2000 | 9999 | 2019 | 16.65 | 959483.997 | 0.03471 | NEI 2019
RS Cogen | 55117_G_RS-4 | 55117 | G | RS-4 | 3940 | Combined Cycle | MIS_WOTA | Louisiana | Calcasieu | 80 | 2002 | 9999 |  |  |  | 0.09634 | NEI 2019
RS Cogen | 55117_G_RS-5 | 55117 | G | RS-5 | 3940 | Combined Cycle | MIS_WOTA | Louisiana | Calcasieu | 167.7 | 2002 | 9999 | 2019 | 69.43 | 1719500.39 | 0.09634 | NEI 2019
RS Cogen | 55117_G_RS-6 | 55117 | G | RS-6 | 3941 | Combined Cycle | MIS_WOTA | Louisiana | Calcasieu | 167.7 | 2002 | 9999 | 2019 | 70.91 | 1193962.1 | 0.09634 | NEI 2019
NAFTA Region Olefins Complex Cogen Fac | 55122_G_UN1 | 55122 | G | UN1 |  | Combustion Turbine | MIS_WOTA | Texas | Jefferson | 35 | 2001 | 9999 | 2019 | 5.715 | 194823.51 | 0.05867 | NEI 2019
NAFTA Region Olefins Complex Cogen Fac | 55122_G_UN2 | 55122 | G | UN2 |  | Combustion Turbine | MIS_WOTA | Texas | Jefferson | 35 | 2001 | 9999 | 2019 | 9.5439 | 194823.51 | 0.09798 | NEI 2019
Magic Valley Generating Station | 55123_G_CTG1 | 55123 | G | CTG1 | 3951 | Combined Cycle | ERC_REST | Texas | Hidalgo | 221 | 2002 | 9999 | 2019 | 12.26 | 854248 | 0.03098 | NEI 2019
Magic Valley Generating Station | 55123_G_CTG2 | 55123 | G | CTG2 | 3952 | Combined Cycle | ERC_REST | Texas | Hidalgo | 221 | 2002 | 9999 | 2019 | 31.89 | 955758 | 0.03098 | NEI 2019
Magic Valley Generating Station | 55123_G_STG | 55123 | G | STG | 3951 | Combined Cycle | ERC_REST | Texas | Hidalgo | 240 | 2002 | 9999 |  |  |  | 0.03098 | NEI 2019
Griffith Energy LLC | 55124_G_CTG1 | 55124 | G | CTG1 | 3953 | Combined Cycle | WECC_AZ | Arizona | Mohave | 147 | 2002 | 9999 | 2019 | 36.798 | 870659 | 0.031 | NEI 2019
Griffith Energy LLC | 55124_G_CTG2 | 55124 | G | CTG2 | 3954 | Combined Cycle | WECC_AZ | Arizona | Mohave | 147 | 2002 | 9999 | 2019 | 9.416 | 913461 | 0.031 | NEI 2019
Griffith Energy LLC | 55124_G_STG | 55124 | G | STG | 3953 | Combined Cycle | WECC_AZ | Arizona | Mohave | 276 | 2002 | 9999 |  |  |  | 0.031 | NEI 2019
Milford Power Project | 55126_G_CA01 | 55126 | G | CA01 | 3956 | Combined Cycle | NENG_CT | Connecticut | New Haven | 270.9 | 2004 | 9999 | 2019 | 18.6424 | 1890314 | 0.01972 | NEI 2019
Milford Power Project | 55126_G_CA02 | 55126 | G | CA02 | 3957 | Combined Cycle | NENG_CT | Connecticut | New Haven | 266.7 | 2004 | 9999 | 2019 | 19.0329 | 1823475 | 0.02088 | NEI 2019
Manchief Electric Generating Station | 55127_G_UN1 | 55127 | G | UN1 | 3958 | Combustion Turbine | WECC_CO | Colorado | Morgan | 132 | 2000 | 9999 | 2017 | 1.9517 | 55943 | 0.06978 | NEI 2019
Manchief Electric Generating Station | 55127_G_UN2 | 55127 | G | UN2 | 3959 | Combustion Turbine | WECC_CO | Colorado | Morgan | 132 | 2000 | 9999 | 2017 | 1.8084 | 55943 | 0.06465 | NEI 2019
Walton County Power LLC | 55128_G_101G | 55128 | G | 101G | 3960 | Combustion Turbine | S_SOU | Georgia | Walton | 151.5 | 2001 | 9999 | 2019 | 0.99 | 152718.6667 | 0.01297 | NEI 2019
Walton County Power LLC | 55128_G_102G | 55128 | G | 102G | 3961 | Combustion Turbine | S_SOU | Georgia | Walton | 151.5 | 2001 | 9999 | 2019 | 1.06 | 152718.6667 | 0.01388 | NEI 2019
Walton County Power LLC | 55128_G_103G | 55128 | G | 103G | 3962 | Combustion Turbine | S_SOU | Georgia | Walton | 151.5 | 2001 | 9999 | 2017 | 1.02 | 83163 | 0.02453 | NEI 2019
Desert Basin | 55129_G_CTG1 | 55129 | G | CTG1 | 3964 | Combined Cycle | WECC_AZ | Arizona | Pinal | 162 | 2001 | 9999 |  |  |  | 0.04609 | Default Emission Factor
Desert Basin | 55129_G_CTG2 | 55129 | G | CTG2 | 3965 | Combined Cycle | WECC_AZ | Arizona | Pinal | 162 | 2001 | 9999 |  |  |  | 0.04609 | Default Emission Factor
Desert Basin | 55129_G_STG | 55129 | G | STG | 3964 | Combined Cycle | WECC_AZ | Arizona | Pinal | 253 | 2001 | 9999 |  |  |  | 0.04609 | Default Emission Factor
Kendall County Generation Facility | 55131_G_CTG1 | 55131 | G | CTG1 | 3966 | Combined Cycle | PJM_COMD | Illinois | Kendall | 160 | 2002 | 2045 | 2019 | 36.5327 | 1032767 | 0.04642 | NEI 2019
Kendall County Generation Facility | 55131_G_CTG2 | 55131 | G | CTG2 | 3967 | Combined Cycle | PJM_COMD | Illinois | Kendall | 160 | 2002 | 2045 | 2019 | 29.3528 | 1101020 | 0.03516 | NEI 2019
Kendall County Generation Facility | 55131_G_CTG3 | 55131 | G | CTG3 | 3968 | Combined Cycle | PJM_COMD | Illinois | Kendall | 160 | 2002 | 2045 | 2017 | 33.6616 | 1081300 | 0.04162 | NEI 2019
Kendall County Generation Facility | 55131_G_CTG4 | 55131 | G | CTG4 | 3969 | Combined Cycle | PJM_COMD | Illinois | Kendall | 160 | 2002 | 2045 | 2017 | 35.767 | 1016271 | 0.0459 | NEI 2019
Kendall County Generation Facility | 55131_G_STG1 | 55131 | G | STG1 | 3966 | Combined Cycle | PJM_COMD | Illinois | Kendall | 125 | 2002 | 2045 |  |  |  | 0.04642 | NEI 2019
Kendall County Generation Facility | 55131_G_STG2 | 55131 | G | STG2 | 3967 | Combined Cycle | PJM_COMD | Illinois | Kendall | 125 | 2002 | 2045 |  |  |  | 0.03516 | NEI 2019
Kendall County Generation Facility | 55131_G_STG3 | 55131 | G | STG3 | 3968 | Combined Cycle | PJM_COMD | Illinois | Kendall | 125 | 2002 | 2045 |  |  |  | 0.04162 | NEI 2019
Kendall County Generation Facility | 55131_G_STG4 | 55131 | G | STG4 | 3969 | Combined Cycle | PJM_COMD | Illinois | Kendall | 125 | 2002 | 2045 |  |  |  | 0.0459 | NEI 2019
Tenaska Gateway Generating Station | 55132_G_GTG1 | 55132 | G | GTG1 | 3970 | Combined Cycle | ERC_GWAY | Texas | Rusk | 146 | 2001 | 9999 | 2019 | 62.4009 | 2394747 | 0.04094 | NEI 2019
Tenaska Gateway Generating Station | 55132_G_GTG2 | 55132 | G | GTG2 | 3971 | Combined Cycle | ERC_GWAY | Texas | Rusk | 149 | 2001 | 9999 | 2019 | 9.4583 | 777607 | 0.04094 | NEI 2019
Tenaska Gateway Generating Station | 55132_G_GTG3 | 55132 | G | GTG3 | 3972 | Combined Cycle | ERC_GWAY | Texas | Rusk | 148 | 2001 | 9999 | 2019 | 8.0576 | 731403 | 0.04094 | NEI 2019
Tenaska Gateway Generating Station | 55132_G_STG1 | 55132 | G | STG1 | 3970 | Combined Cycle | ERC_GWAY | Texas | Rusk | 402 | 2001 | 9999 |  |  |  | 0.04094 | NEI 2019
Thomson Reuters Campus Bldg A-D | 55133_G_3086 | 55133 | G | 3086 |  | Combustion Turbine | MIS_MNWI | Minnesota | Dakota | 1.6 | 1999 | 9999 |  |  |  | 0.86775 | Default Emission Factor
Thomson Reuters Campus Bldg A-D | 55133_G_3087 | 55133 | G | 3087 |  | Combustion Turbine | MIS_MNWI | Minnesota | Dakota | 1.6 | 1999 | 9999 |  |  |  | 0.86775 | Default Emission Factor
Thomson Reuters Campus Bldg A-D | 55133_G_3088 | 55133 | G | 3088 |  | Combustion Turbine | MIS_MNWI | Minnesota | Dakota | 1.6 | 1999 | 9999 |  |  |  | 0.86775 | Default Emission Factor
Thomson Reuters Campus Bldg A-D | 55133_G_3089 | 55133 | G | 3089 |  | Combustion Turbine | MIS_MNWI | Minnesota | Dakota | 1.6 | 1999 | 9999 |  |  |  | 0.86775 | Default Emission Factor
Thomson Reuters Campus Bldg A-D | 55133_G_3090 | 55133 | G | 3090 |  | Combustion Turbine | MIS_MNWI | Minnesota | Dakota | 1.6 | 1999 | 9999 |  |  |  | 0.86775 | Default Emission Factor
Thomson Reuters Campus Bldg A-D | 55133_G_3091 | 55133 | G | 3091 |  | Combustion Turbine | MIS_MNWI | Minnesota | Dakota | 1.6 | 1999 | 9999 |  |  |  | 0.86775 | Default Emission Factor
Thomson Reuters Campus Bldg A-D | 55133_G_3093 | 55133 | G | 3093 |  | Combustion Turbine | MIS_MNWI | Minnesota | Dakota | 1.6 | 1999 | 9999 |  |  |  | 0.86775 | Default Emission Factor
Alliant Energy Neenah | 55135_G_CT01 | 55135 | G | CT01 | 3973 | Combustion Turbine | MIS_WUMS | Wisconsin | Winnebago | 152.5 | 2000 | 9999 | 2019 | 3.7 | 151837.0887 | 0.04874 | NEI 2019
Alliant Energy Neenah | 55135_G_CT02 | 55135 | G | CT02 | 3974 | Combustion Turbine | MIS_WUMS | Wisconsin | Winnebago | 148.4 | 2000 | 9999 | 2019 | 4.893 | 147754.9113 | 0.06623 | NEI 2019
Rio Nogales Power Project | 55137_G_CTG1 | 55137 | G | CTG1 | 3975 | Combined Cycle | ERC_REST | Texas | Guadalupe | 165 | 2002 | 9999 | 2019 | 25.3974 | 2385946 | 0.0417 | NEI 2019
Rio Nogales Power Project | 55137_G_CTG2 | 55137 | G | CTG2 | 3976 | Combined Cycle | ERC_REST | Texas | Guadalupe | 169 | 2002 | 9999 | 2019 | 25.1194 | 837414 | 0.0417 | NEI 2019
Rio Nogales Power Project | 55137_G_CTG3 | 55137 | G | CTG3 | 3977 | Combined Cycle | ERC_REST | Texas | Guadalupe | 169 | 2002 | 9999 | 2019 | 34.6033 | 858880.99 | 0.0417 | NEI 2019
Rio Nogales Power Project | 55137_G_STG1 | 55137 | G | STG1 | 3975 | Combined Cycle | ERC_REST | Texas | Guadalupe | 323 | 2002 | 9999 |  |  |  | 0.0417 | NEI 2019
Walton Discover Power Facility | 55138_G_UN1 | 55138 | G | UN1 | 88304 | Combustion Turbine | S_SOU | Alabama | LEE | 50 | 1999 | 9999 | 2019 | 0.17321 | 4468.5 | 0.07753 | NEI 2019
Walton Discover Power Facility | 55138_G_UN2 | 55138 | G | UN2 | 88306 | Combustion Turbine | S_SOU | Alabama | LEE | 50 | 1999 | 9999 |  |  |  | 0.155 | Default Emission Factor
Wolf Hollow I LP | 55139_G_CTG1 | 55139 | G | CTG1 | 3981 | Combined Cycle | ERC_REST | Texas | Hood | 212.5 | 2003 | 9999 | 2019 | 38.8565 | 1543404 | 0.0545 | NEI 2019
Wolf Hollow I LP | 55139_G_CTG2 | 55139 | G | CTG2 | 3982 | Combined Cycle | ERC_REST | Texas | Hood | 212.5 | 2003 | 9999 | 2019 | 23.6089 | 748730 | 0.0545 | NEI 2019
Wolf Hollow I LP | 55139_G_ST | 55139 | G | ST | 3981 | Combined Cycle | ERC_REST | Texas | Hood | 280 | 2003 | 9999 |  |  |  | 0.0545 | NEI 2019
Hawk Road Facility | 55141_G_CT1 | 55141 | G | CT1 | 3991 | Combustion Turbine | S_SOU | Georgia | Heard | 153 | 2001 | 9999 | 2019 | 10.01 | 188409.6252 | 0.10626 | NEI 2019
Hawk Road Facility | 55141_G_CT2 | 55141 | G | CT2 | 3992 | Combustion Turbine | S_SOU | Georgia | Heard | 150.3 | 2001 | 9999 | 2019 | 9.646 | 185084.7495 | 0.10423 | NEI 2019
Hawk Road Facility | 55141_G_CT3 | 55141 | G | CT3 | 3993 | Combustion Turbine | S_SOU | Georgia | Heard | 153 | 2001 | 9999 | 2019 | 7.098 | 188409.6252 | 0.07535 | NEI 2019
Hays Energy Project | 55144_G_U1 | 55144 | G | U1 | 4002 | Combined Cycle | ERC_REST | Texas | Hays | 210 | 2002 | 9999 | 2019 | 17.6679 | 776522 | 0.04551 | NEI 2019
Hays Energy Project | 55144_G_U2 | 55144 | G | U2 | 4003 | Combined Cycle | ERC_REST | Texas | Hays | 211 | 2002 | 9999 | 2019 | 16.0255 | 850385 | 0.03769 | NEI 2019
Hays Energy Project | 55144_G_U3 | 55144 | G | U3 | 4004 | Combined Cycle | ERC_REST | Texas | Hays | 210 | 2002 | 9999 | 2019 | 17.5956 | 702565 | 0.05009 | NEI 2019
Hays Energy Project | 55144_G_U4 | 55144 | G | U4 | 4005 | Combined Cycle | ERC_REST | Texas | Hays | 213 | 2002 | 9999 | 2019 | 19.8968 | 789866 | 0.05038 | NEI 2019
Green Country Energy LLC | 55146_G_CTG1 | 55146 | G | CTG1 | 4006 | Combined Cycle | SPP_WEST | Oklahoma | Tulsa | 155 | 2002 | 9999 | 2019 | 12.2869 | 940838 | 0.01567 | NEI 2019
Green Country Energy LLC | 55146_G_CTG2 | 55146 | G | CTG2 | 4007 | Combined Cycle | SPP_WEST | Oklahoma | Tulsa | 155 | 2002 | 9999 | 2019 | 4.3552 | 887708 | 0.006 | NEI 2019
Green Country Energy LLC | 55146_G_CTG3 | 55146 | G | CTG3 | 4008 | Combined Cycle | SPP_WEST | Oklahoma | Tulsa | 155 | 2002 | 9999 | 2019 | 19.8496 | 1044117 | 0.0233 | NEI 2019
Green Country Energy LLC | 55146_G_STG1 | 55146 | G | STG1 | 4006 | Combined Cycle | SPP_WEST | Oklahoma | Tulsa | 106 | 2002 | 9999 | 2019 | 0.008892 | 629006 | 0.01567 | NEI 2019
Green Country Energy LLC | 55146_G_STG2 | 55146 | G | STG2 | 4007 | Combined Cycle | SPP_WEST | Oklahoma | Tulsa | 106 | 2002 | 9999 |  |  |  | 0.006 | NEI 2019
Green Country Energy LLC | 55146_G_STG3 | 55146 | G | STG3 | 4008 | Combined Cycle | SPP_WEST | Oklahoma | Tulsa | 106 | 2002 | 9999 |  |  |  | 0.0233 | NEI 2019
Worthington Generation LLC | 55148_G_1 | 55148 | G | 1 | 4017 | Combustion Turbine | MIS_INKY | Indiana | Greene | 41.5 | 2000 | 9999 | 2019 | 0.45593 | 15198.25 | 0.06 | NEI 2019
Worthington Generation LLC | 55148_G_2 | 55148 | G | 2 | 4018 | Combustion Turbine | MIS_INKY | Indiana | Greene | 41.5 | 2000 | 9999 | 2019 | 0.42177 | 15198.25 | 0.0555 | NEI 2019
Worthington Generation LLC | 55148_G_3 | 55148 | G | 3 | 4019 | Combustion Turbine | MIS_INKY | Indiana | Greene | 41.5 | 2000 | 9999 | 2019 | 0.29105 | 15198.25 | 0.0383 | NEI 2019
Worthington Generation LLC | 55148_G_4 | 55148 | G | 4 | 4020 | Combustion Turbine | MIS_INKY | Indiana | Greene | 41.5 | 2000 | 9999 | 2019 | 0.47269 | 15198.25 | 0.0622 | NEI 2019
Lake Road Generating Plant | 55149_G_U1 | 55149 | G | U1 | 4021 | Combined Cycle | NENG_CT | Connecticut | Windham | 270.8 | 2002 | 9999 | 2019 | 15.5472 | 1862989 | 0.01669 | NEI 2019
Lake Road Generating Plant | 55149_G_U2 | 55149 | G | U2 | 4022 | Combined Cycle | NENG_CT | Connecticut | Windham | 275 | 2002 | 9999 | 2019 | 20.8764 | 1811289 | 0.02305 | NEI 2019
Lake Road Generating Plant | 55149_G_U3 | 55149 | G | U3 | 4023 | Combined Cycle | NENG_CT | Connecticut | Windham | 286.7 | 2002 | 9999 | 2019 | 16.4438 | 1647892 | 0.01996 | NEI 2019
La Paloma Generating Plant | 55151_G_GEN1 | 55151 | G | GEN1 | 4024 | Combined Cycle | WEC_CALN | California | Kern | 243.7 | 2003 | 9999 | 2017 | 16.4301 | 947774 | 0.03467 | NEI 2019
La Paloma Generating Plant | 55151_G_GEN2 | 55151 | G | GEN2 | 4025 | Combined Cycle | WEC_CALN | California | Kern | 241.6 | 2003 | 9999 | 2017 | 18.7911 | 902625 | 0.04164 | NEI 2019
La Paloma Generating Plant | 55151_G_GEN3 | 55151 | G | GEN3 | 4026 | Combined Cycle | WEC_CALN | California | Kern | 237.4 | 2003 | 9999 | 2017 | 16.2508 | 771250 | 0.04214 | NEI 2019
La Paloma Generating Plant | 55151_G_GEN4 | 55151 | G | GEN4 | 4027 | Combined Cycle | WEC_CALN | California | Kern | 242.7 | 2003 | 9999 | 2017 | 7.4298 | 347641 | 0.04274 | NEI 2019
Guadalupe Generating Station | 55153_G_CTG1 | 55153 | G | CTG1 | 4028 | Combined Cycle | ERC_REST | Texas | Guadalupe | 148 | 2000 | 9999 | 2019 | 16.65 | 715921 | 0.02894 | NEI 2019
Guadalupe Generating Station | 55153_G_CTG2 | 55153 | G | CTG2 | 4029 | Combined Cycle | ERC_REST | Texas | Guadalupe | 148 | 2000 | 9999 | 2019 | 16.18 | 692925 | 0.02894 | NEI 2019
Guadalupe Generating Station | 55153_G_CTG3 | 55153 | G | CTG3 | 4030 | Combined Cycle | ERC_REST | Texas | Guadalupe | 148 | 2000 | 9999 | 2019 | 23.84 | 1023515 | 0.02894 | NEI 2019
Guadalupe Generating Station | 55153_G_CTG4 | 55153 | G | CTG4 | 4031 | Combined Cycle | ERC_REST | Texas | Guadalupe | 148 | 2000 | 9999 | 2019 | 22.96 | 996791 | 0.02894 | NEI 2019
Guadalupe Generating Station | 55153_G_STG1 | 55153 | G | STG1 | 4028 | Combined Cycle | ERC_REST | Texas | Guadalupe | 197 | 2000 | 9999 |  |  |  | 0.02894 | NEI 2019
Guadalupe Generating Station | 55153_G_STG2 | 55153 | G | STG2 | 4030 | Combined Cycle | ERC_REST | Texas | Guadalupe | 197 | 2000 | 9999 |  |  |  | 0.02894 | NEI 2019
Lost Pines 1 Power Project | 55154_G_CTA | 55154 | G | CTA | 4032 | Combined Cycle | ERC_REST | Texas | Bastrop | 169 | 2001 | 9999 | 2019 | 21.72 | 789392 | 0.03581 | NEI 2019
Lost Pines 1 Power Project | 55154_G_CTB | 55154 | G | CTB | 4033 | Combined Cycle | ERC_REST | Texas | Bastrop | 169 | 2001 | 9999 | 2019 | 21.94 | 767091 | 0.03581 | NEI 2019
Lost Pines 1 Power Project | 55154_G_ST | 55154 | G | ST | 4032 | Combined Cycle | ERC_REST | Texas | Bastrop | 172 | 2001 | 9999 |  |  |  | 0.03581 | NEI 2019
MM Albany Energy | 55155_G_UNT1 | 55155 | G | UNT1 |  | Landfill Gas | NY_Z_F | New York | Albany | 0.9 | 1998 | 9999 |  |  |  | 0.61247 | Default Emission Factor
MM Albany Energy | 55155_G_UNT2 | 55155 | G | UNT2 |  | Landfill Gas | NY_Z_F | New York | Albany | 0.9 | 1998 | 9999 |  |  |  | 0.61247 | Default Emission Factor
MM Albany Energy | 55155_G_UNT3 | 55155 | G | UNT3 |  | Landfill Gas | NY_Z_F | New York | Albany | 0.9 | 2008 | 9999 |  |  |  | 0.61247 | Default Emission Factor
MM Albany Energy | 55155_G_UNT4 | 55155 | G | UNT4 |  | Landfill Gas | NY_Z_F | New York | Albany | 1.6 | 2012 | 9999 |  |  |  | 0.61247 | Default Emission Factor
MM Albany Energy | 55155_G_UNT5 | 55155 | G | UNT5 |  | Landfill Gas | NY_Z_F | New York | Albany | 1.6 | 2012 | 9999 |  |  |  | 0.61247 | Default Emission Factor
MM Prince William Energy | 55156_G_UNT1 | 55156 | G | UNT1 |  | Landfill Gas | PJM_Dom | Virginia | Prince William | 0.9 | 1998 | 9999 |  |  |  | 0.61247 | Default Emission Factor
MM Prince William Energy | 55156_G_UNT2 | 55156 | G | UNT2 |  | Landfill Gas | PJM_Dom | Virginia | Prince William | 0.9 | 1998 | 9999 |  |  |  | 0.61247 | Default Emission Factor
MM Prince William Energy | 55156_G_UNT3 | 55156 | G | UNT3 |  | Landfill Gas | PJM_Dom | Virginia | Prince William | 1.6 | 2013 | 9999 |  |  |  | 0.61247 | Default Emission Factor
MM Prince William Energy | 55156_G_UNT4 | 55156 | G | UNT4 |  | Landfill Gas | PJM_Dom | Virginia | Prince William | 1.6 | 2013 | 9999 |  |  |  | 0.61247 | Default Emission Factor
MM Prince William Energy | 55156_G_UNT5 | 55156 | G | UNT5 |  | Landfill Gas | PJM_Dom | Virginia | Prince William | 1.6 | 2013 | 9999 |  |  |  | 0.61247 | Default Emission Factor
MM Tulare Energy | 55160_G_UNT1 | 55160 | G | UNT1 |  | Landfill Gas | WECC_SCE | California | Tulare | 0.8 | 1998 | 9999 | 2018 | 0.58921 | 3228 | 0.36506 | California Air Resources Board
MM Tulare Energy | 55160_G_UNT2 | 55160 | G | UNT2 |  | Landfill Gas | WECC_SCE | California | Tulare | 0.8 | 1998 | 9999 | 2018 | 0.58921 | 3228 | 0.36506 | California Air Resources Board
Bluegrass Generating Station | 55164_G_CT1 | 55164 | G | CT1 | 4034 | Combustion Turbine | PJM_West | Kentucky | Oldham | 167 | 2002 | 9999 | 2017 | 4.1463 | 26717 | 0.31039 | NEI 2019
Bluegrass Generating Station | 55164_G_CT2 | 55164 | G | CT2 | 4035 | Combustion Turbine | PJM_West | Kentucky | Oldham | 167 | 2002 | 9999 | 2017 | 3.512 | 26717 | 0.2629 | NEI 2019
Bluegrass Generating Station | 55164_G_CT3 | 55164 | G | CT3 | 8446 | Combustion Turbine | PJM_West | Kentucky | Oldham | 167 | 2002 | 9999 | 2017 | 9.623 | 26717 | 0.72037 | NEI 2019
Calcasieu | 55165_G_G101 | 55165 | G | G101 | 4036 | Combustion Turbine | MIS_WOTA | Louisiana | Calcasieu | 143.6 | 2000 | 9999 | 2019 | 3.61 | 55875.5657 | 0.12922 | NEI 2019
Calcasieu | 55165_G_G102 | 55165 | G | G102 | 4037 | Combustion Turbine | MIS_WOTA | Louisiana | Calcasieu | 159.4 | 2001 | 9999 | 2019 | 3.47 | 62023.4343 | 0.11189 | NEI 2019
Broad River Energy Center | 55166_G_CT01 | 55166 | G | CT01 | 4041 | Combustion Turbine | S_VACA | South Carolina | Cherokee | 172.2 | 2000 | 9999 | 2019 | 14.0282 | 425155.997 | 0.06599 | NEI 2019
Broad River Energy Center | 55166_G_CT02 | 55166 | G | CT02 | 4042 | Combustion Turbine | S_VACA | South Carolina | Cherokee | 169.2 | 2000 | 9999 |  |  |  | 0.06599 | NEI 2019
Broad River Energy Center | 55166_G_CT03 | 55166 | G | CT03 | 4043 | Combustion Turbine | S_VACA | South Carolina | Cherokee | 169.5 | 2000 | 9999 |  |  |  | 0.06599 | NEI 2019
Broad River Energy Center | 55166_G_CT04 | 55166 | G | CT04 | 8448 | Combustion Turbine | S_VACA | South Carolina | Cherokee | 173.3 | 2001 | 9999 |  |  |  | 0.06599 | NEI 2019
Broad River Energy Center | 55166_G_CT05 | 55166 | G | CT05 | 8450 | Combustion Turbine | S_VACA | South Carolina | Cherokee | 173.6 | 2001 | 9999 |  |  |  | 0.06599 | NEI 2019
Bastrop Energy Center | 55168_G_0001 | 55168 | G | 0001 | 4046 | Combined Cycle | ERC_REST | Texas | Bastrop | 149 | 2002 | 9999 | 2019 | 11.2342 | 909351 | 0.0195 | NEI 2019
Bastrop Energy Center | 55168_G_0002 | 55168 | G | 0002 | 4047 | Combined Cycle | ERC_REST | Texas | Bastrop | 149 | 2002 | 9999 | 2019 | 11.2952 | 665435 | 0.0195 | NEI 2019
Bastrop Energy Center | 55168_G_0003 | 55168 | G | 0003 | 4046 | Combined Cycle | ERC_REST | Texas | Bastrop | 227 | 2002 | 9999 | 2019 | 0.0006 | 736242 | 0.0195 | NEI 2019
Granite Ridge | 55170_G_CT11 | 55170 | G | CT11 | 4048 | Combined Cycle | NENGREST | New Hampshire | Rockingham | 222 | 2003 | 9999 | 2019 | 6.5533 | 906927 | 0.0131 | NEI 2019
Granite Ridge | 55170_G_CT12 | 55170 | G | CT12 | 4049 | Combined Cycle | NENGREST | New Hampshire | Rockingham | 222 | 2003 | 9999 | 2019 | 13.2593 | 1037167 | 0.0131 | NEI 2019
Granite Ridge | 55170_G_STG | 55170 | G | STG | 4048 | Combined Cycle | NENGREST | New Hampshire | Rockingham | 234 | 2003 | 9999 | 2019 | 0.00099253 | 1081501 | 0.0131 | NEI 2019
Bosque County Peaking | 55172_G_GT-1 | 55172 | G | GT-1 | 4054 | Combined Cycle | ERC_REST | Texas | Bosque | 154 | 2000 | 9999 | 2019 | 21.72 | 1908109 | 0.03106 | NEI 2019
Bosque County Peaking | 55172_G_GT-2 | 55172 | G | GT-2 | 4055 | Combined Cycle | ERC_REST | Texas | Bosque | 154 | 2000 | 9999 | 2019 | 22.18 | 827911 | 0.03106 | NEI 2019
Bosque County Peaking | 55172_G_GT-3 | 55172 | G | GT-3 | 4056 | Combined Cycle | ERC_REST | Texas | Bosque | 154 | 2001 | 9999 | 2019 | 22.21 | 1520879 | 0.03106 | NEI 2019
Bosque County Peaking | 55172_G_ST-4 | 55172 | G | ST-4 | 4056 | Combined Cycle | ERC_REST | Texas | Bosque | 86 | 2001 | 9999 |  |  |  | 0.03106 | NEI 2019
Bosque County Peaking | 55172_G_ST-5 | 55172 | G | ST-5 | 4054 | Combined Cycle | ERC_REST | Texas | Bosque | 200 | 2010 | 9999 |  |  |  | 0.03106 | NEI 2019
Acadia Energy Center | 55173_G_CT11 | 55173 | G | CT11 | 4054 | Combined Cycle | MIS_LA | Louisiana | Acadia | 164.7 | 2002 | 9999 | 2019 | 16.34 | 2164473 | 0.02055 | NEI 2019
Acadia Energy Center | 55173_G_CT12 | 55173 | G | CT12 | 4059 | Combined Cycle | MIS_LA | Louisiana | Acadia | 169 | 2002 | 9999 | 2019 | 15.78 | 962207 | 0.02055 | NEI 2019
Acadia Energy Center | 55173_G_CT24 | 55173 | G | CT24 | 4060 | Combined Cycle | MIS_LA | Louisiana | Acadia | 146.2 | 2002 | 9999 | 2019 | 11.16 | 1162963 | 0.02942 | NEI 2019
Acadia Energy Center | 55173_G_CT25 | 55173 | G | CT25 | 4061 | Combined Cycle | MIS_LA | Louisiana | Acadia | 145.6 | 2002 | 9999 | 2019 | 13.7 | 527158 | 0.02942 | NEI 2019
Acadia Energy Center | 55173_G_ST13 | 55173 | G | ST13 | 4058 | Combined Cycle | MIS_LA | Louisiana | Acadia | 221.3 | 2002 | 9999 |  |  |  | 0.02055 | NEI 2019
Acadia Energy Center | 55173_G_ST26 | 55173 | G | ST26 | 4060 | Combined Cycle | MIS_LA | Louisiana | Acadia | 241.1 | 2002 | 9999 |  |  |  | 0.02942 | NEI 2019
Eastman Cogeneration Facility | 55176_G_GEN1 | 55176 | G | GEN1 | 4065 | Combined Cycle | SPP_WEST | Texas | Harrison | 153.7 | 2001 | 9999 | 2019 | 32.9674 | 1519402.18 | 0.04345 | NEI 2019
Eastman Cogeneration Facility | 55176_G_GEN2 | 55176 | G | GEN2 | 4066 | Combined Cycle | SPP_WEST | Texas | Harrison | 153.7 | 2001 | 9999 | 2019 | 20.741 | 953000.75 | 0.04345 | NEI 2019
Eastman Cogeneration Facility | 55176_G_GEN3 | 55176 | G | GEN3 | 4065 | Combined Cycle | SPP_WEST | Texas | Harrison | 109.8 | 2001 | 9999 |  |  |  | 0.04345 | NEI 2019
South Point Energy Center | 55177_G_A | 55177 | G | A | 4067 | Combined Cycle | WECC_AZ | Arizona | Mohave | 180 | 2001 | 9999 |  |  |  | 0.04609 | Default Emission Factor
South Point Energy Center | 55177_G_B | 55177 | G | B | 4068 | Combined Cycle | WECC_AZ | Arizona | Mohave | 180 | 2001 | 9999 |  |  |  | 0.04609 | Default Emission Factor
South Point Energy Center | 55177_G_ST1 | 55177 | G | ST1 | 4067 | Combined Cycle | WECC_AZ | Arizona | Mohave | 190 | 2001 | 9999 |  |  |  | 0.04609 | Default Emission Factor
Dogwood Energy Facility | 55178_G_CT-1 | 55178 | G | CT-1 | 4069 | Combined Cycle | SPP_N | Missouri | Cass | 180.2 | 2001 | 9999 | 2017 | 28.9941 | 348070 | 0.05794 | NEI 2019
Dogwood Energy Facility | 55178_G_CT-2 | 55178 | G | CT-2 | 4070 | Combined Cycle | SPP_N | Missouri | Cass | 177.7 | 2001 | 9999 | 2019 | 30.8424 | 754448 | 0.05794 | NEI 2019
Dogwood Energy Facility | 55178_G_ST-1 | 55178 | G | ST-1 | 4069 | Combined Cycle | SPP_N | Missouri | Cass | 254.5 | 2002 | 9999 | 2019 | 0.053 | 964837 | 0.05794 | NEI 2019
Rathdrum Power LLC | 55179_G_CTG1 | 55179 | G | CTG1 | 4071 | Combined Cycle | WECC_PNW | Idaho | Kootenai | 150 | 2001 | 9999 |  |  |  | 0.04609 | Default Emission Factor
Rathdrum Power LLC | 55179_G_STG1 | 55179 | G | STG1 | 4071 | Combined Cycle | WECC_PNW | Idaho | Kootenai | 98 | 2001 | 9999 |  |  |  | 0.04609 | Default Emission Factor
Sunrise Power LLC | 55182_G_STG | 55182 | G | STG | 8458 | Combined Cycle | WEC_CALN | California | Kern | 245 | 2003 | 9999 |  |  |  | 0.04514 | NEI 2019
Sunrise Power LLC | 55182_G_X718 | 55182 | G | X718 | 8458 | Combined Cycle | WEC_CALN | California | Kern | 150 | 2001 | 9999 | 2019 | 32.446 | 645892 | 0.04514 | NEI 2019
Sunrise Power LLC | 55182_G_X719 | 55182 | G | X719 | 8460 | Combined Cycle | WEC_CALN | California | Kern | 150 | 2001 | 9999 | 2017 | 21.1197 | 822751 | 0.04514 | NEI 2019
Nelson Energy Center | 55183_G_CT1 | 55183 | G | CT1 | 4073 | Combined Cycle | PJM_COMD | Illinois | Lee | 168 | 2015 | 2045 | 2019 | 16.1912 | 2027814 | 0.01784 | NEI 2019
Nelson Energy Center | 55183_G_CT2 | 55183 | G | CT2 | 4074 | Combined Cycle | PJM_COMD | Illinois | Lee | 168 | 2015 | 2045 | 2017 | 11.7105 | 1100776 | 0.01784 | NEI 2019
Nelson Energy Center | 55183_G_ST1 | 55183 | G | ST1 | 4073 | Combined Cycle | PJM_COMD | Illinois | Lee | 125 | 2015 | 2045 |  |  |  | 0.01784 | NEI 2019
Nelson Energy Center | 55183_G_ST2 | 55183 | G | ST2 | 4074 | Combined Cycle | PJM_COMD | Illinois | Lee | 125 | 2015 | 2045 |  |  |  | 0.01784 | NEI 2019
Channelview Cogeneration Plant | 55187_G_GT1 | 55187 | G | GT1 | 4077 | Combined Cycle | ERC_REST | Texas | Harris | 163 | 2002 | 9999 | 2019 | 32.41 | 1143412 | 0.04932 | NEI 2019
Channelview Cogeneration Plant | 55187_G_GT2 | 55187 | G | GT2 | 4078 | Combined Cycle | ERC_REST | Texas | Harris | 161 | 2002 | 9999 | 2019 | 33.99 | 1188512 | 0.04932 | NEI 2019
Channelview Cogeneration Plant | 55187_G_GT3 | 55187 | G | GT3 | 4079 | Combined Cycle | ERC_REST | Texas | Harris | 165 | 2002 | 9999 | 2019 | 35.15 | 1235838 | 0.04932 | NEI 2019
Channelview Cogeneration Plant | 55187_G_GT4 | 55187 | G | GT4 | 4080 | Combined Cycle | ERC_REST | Texas | Harris | 159 | 2001 | 9999 | 2019 | 33.13 | 1185370 | 0.04932 | NEI 2019
Channelview Cogeneration Plant | 55187_G_ST1 | 55187 | G | ST1 | 4077 | Combined Cycle | ERC_REST | Texas | Harris | 143 | 2002 | 9999 | 2019 | 1.86 | 783851 | 0.04932 | NEI 2019
Cordova Energy | 55188_G_PT11 | 55188 | G | PT11 | 4081 | Combined Cycle | PJM_COMD | Illinois | Rock Island | 165 | 2001 | 2045 | 2017 | 5.8482 | 27054 | 0.07925 | NEI 2019
Cordova Energy | 55188_G_PT21 | 55188 | G | PT21 | 4082 | Combined Cycle | PJM_COMD | Illinois | Rock Island | 165 | 2001 | 2045 | 2019 | 16.2864 | 507494 | 0.07925 | NEI 2019
Cordova Energy | 55188_G_PT31 | 55188 | G | PT31 | 4081 | Combined Cycle | PJM_COMD | Illinois | Rock Island | 191.2 | 2001 | 2045 | 2017 | 0.0653 | 25710 | 0.07925 | NEI 2019
Ontelaunee Energy Center | 55193_G_CTG1 | 55193 | G | CTG1 | 4089 | Combined Cycle | PJM_WMAC | Pennsylvania | Berks | 184 | 2002 | 9999 | 2019 | 28.937 | 2716364 | 0.0283 | NEI 2019
Ontelaunee Energy Center | 55193_G_CTG2 | 55193 | G | CTG2 | 4090 | Combined Cycle | PJM_WMAC | Pennsylvania | Berks | 184 | 2002 | 9999 | 2019 | 26.6939 | 1214579 | 0.0283 | NEI 2019
Ontelaunee Energy Center | 55193_G_STG | 55193 | G | STG | 4089 | Combined Cycle | PJM_WMAC | Pennsylvania | Berks | 187.1 | 2002 | 9999 |  |  |  | 0.0283 | NEI 2019
Springdale 1 & 2 | 55196_G_UNT1 | 55196 | G | UNT1 | 4100 | Combustion Turbine | PJM_AP | Pennsylvania | Allegheny | 44 | 1999 | 9999 | 2019 | 0.24 | 61138 | 0.00785 | NEI 2019
Springdale 1 & 2 | 55196_G_UNT2 | 55196 | G | UNT2 | 4101 | Combustion Turbine | PJM_AP | Pennsylvania | Allegheny | 44 | 1999 | 9999 | 2019 | 0.21 | 61138 | 0.00687 | NEI 2019
Caledonia | 55197_G_CTG1 | 55197 | G | CTG1 | 4102 | Combined Cycle | S_C_TVA | Mississippi | Lowndes | 157 | 2003 | 9999 |  |  |  | 0.04609 | Default Emission Factor
Caledonia | 55197_G_CTG2 | 55197 | G | CTG2 | 4103 | Combined Cycle | S_C_TVA | Mississippi | Lowndes | 157 | 2003 | 9999 |  |  |  | 0.04609 | Default Emission Factor
Caledonia | 55197_G_CTG3 | 55197 | G | CTG3 | 4104 | Combined Cycle | S_C_TVA | Mississippi | Lowndes | 157 | 2003 | 9999 |  |  |  | 0.04609 | Default Emission Factor
Caledonia | 55197_G_STG1 | 55197 | G | STG1 | 4102 | Combined Cycle | S_C_TVA | Mississippi | Lowndes | 98 | 2003 | 9999 |  |  |  | 0.04609 | Default Emission Factor
Caledonia | 55197_G_STG2 | 55197 | G | STG2 | 4103 | Combined Cycle | S_C_TVA | Mississippi | Lowndes | 98 | 2003 | 9999 |  |  |  | 0.04609 | Default Emission Factor
Caledonia | 55197_G_STG3 | 55197 | G | STG3 | 4104 | Combined Cycle | S_C_TVA | Mississippi | Lowndes | 98 | 2003 | 9999 |  |  |  | 0.04609 | Default Emission Factor
Riverside Generating LLC | 55198_G_GTG1 | 55198 | G | GTG1 | 4105 | Combustion Turbine | PJM_West | Kentucky | Lawrence | 165 | 2001 | 9999 | 2019 | 3.8218 | 75300.2 | 0.10151 | NEI 2019
Riverside Generating LLC | 55198_G_GTG2 | 55198 | G | GTG2 | 4106 | Combustion Turbine | PJM_West | Kentucky | Lawrence | 165 | 2001 | 9999 | 2017 | 2.7108 | 86303 | 0.06282 | NEI 2019
Riverside Generating LLC | 55198_G_GTG3 | 55198 | G | GTG3 | 4107 | Combustion Turbine | PJM_West | Kentucky | Lawrence | 165 | 2001 | 9999 | 2019 | 3.356 | 75300.2 | 0.08914 | NEI 2019
Riverside Generating LLC | 55198_G_GTG4 | 55198 | G | GTG4 | 4108 | Combustion Turbine | PJM_West | Kentucky | Lawrence | 165 | 2002 | 9999 | 2017 | 3.7636 | 86303 | 0.08722 | NEI 2019
Riverside Generating LLC | 55198_G_GTG5 | 55198 | G | GTG5 | 4109 | Combustion Turbine | PJM_West | Kentucky | Lawrence | 165 | 2002 | 9999 | 2019 | 3.371 | 75300.2 | 0.08954 | NEI 2019
Elwood Energy LLC | 55199_G_GT1 | 55199 | G | GT1 | 4110 | Combustion Turbine | PJM_COMD | Illinois | Will | 150 | 1999 | 2045 | 2019 | 0.51348 | 27674 | 0.03711 | NEI 2019
Elwood Energy LLC | 55199_G_GT2 | 55199 | G | GT2 | 4116 | Combustion Turbine | PJM_COMD | Illinois | Will | 150 | 1999 | 2045 | 2019 | 0.5148 | 27674 | 0.03721 | NEI 2019
Elwood Energy LLC | 55199_G_GT3 | 55199 | G | GT3 | 4117 | Combustion Turbine | PJM_COMD | Illinois | Will | 150 | 1999 | 2045 | 2019 | 0.52311 | 27674 | 0.03781 | NEI 2019
Elwood Energy LLC | 55199_G_GT4 | 55199 | G | GT4 | 4118 | Combustion Turbine | PJM_COMD | Illinois | Will | 150 | 1999 | 2045 | 2019 | 0.6853 | 27674 | 0.04953 | NEI 2019
Elwood Energy LLC | 55199_G_GT5 | 55199 | G | GT5 | 4119 | Combustion Turbine | PJM_COMD | Illinois | Will | 150 | 2001 | 2045 | 2019 | 1.2213 | 27674 | 0.08827 | NEI 2019
Elwood Energy LLC | 55199_G_GT6 | 55199 | G | GT6 | 4120 | Combustion Turbine | PJM_COMD | Illinois | Will | 150 | 2001 | 2045 | 2019 | 1.0515 | 27674 | 0.07599 | NEI 2019
Elwood Energy LLC | 55199_G_GT7 | 55199 | G | GT7 | 4121 | Combustion Turbine | PJM_COMD | Illinois | Will | 150 | 2001 | 2045 | 2017 | 1.2703 | 39824.7778 | 0.06379 | NEI 2019
Elwood Energy LLC | 55199_G_GT8 | 55199 | G | GT8 | 4122 | Combustion Turbine | PJM_COMD | Illinois | Will | 150 | 2001 | 2045 | 2019 | 0.85608 | 27674 | 0.06187 | NEI 2019
Elwood Energy LLC | 55199_G_GT9 | 55199 | G | GT9 | 4123 | Combustion Turbine | PJM_COMD | Illinois | Will | 150 | 2001 | 2045 | 2019 | 1.1757 | 27674 | 0.08497 | NEI 2019
Arapahoe Combustion Turbine Project | 55200_G_UN5 | 55200 | G | UN5 | 4124 | Combined Cycle | WECC_CO | Colorado | Denver | 39 | 2000 | 9999 | 2019 | 4.1125 | 208361 | 0.03948 | NEI 2019
Arapahoe Combustion Turbine Project | 55200_G_UN6 | 55200 | G | UN6 | 4125 | Combined Cycle | WECC_CO | Colorado | Denver | 39 | 2000 | 9999 |  |  |  | 0.03948 | NEI 2019
Arapahoe Combustion Turbine Project | 55200_G_UN7 | 55200 | G | UN7 | 4124 | Combined Cycle | WECC_CO | Colorado | Denver | 44.5 | 2002 | 9999 |  |  |  | 0.03948 | NEI 2019
Gibson City Energy Center LLC | 55201_G_1 | 55201 | G | 1 | 4126 | Combustion Turbine | MIS_IL | Illinois | Ford | 114 | 2000 | 2045 | 2019 | 1.9744 | 37524 | 0.10523 | NEI 2019
Gibson City Energy Center LLC | 55201_G_2 | 55201 | G | 2 | 4127 | Combustion Turbine | MIS_IL | Illinois | Ford | 114 | 2000 | 2045 | 2017 | 1.9631 | 24805 | 0.15828 | NEI 2019
Pinckneyville | 55202_G_1 | 55202 | G | 1 | 4128 | Combustion Turbine | MIS_IL | Illinois | Perry | 44 | 2000 | 2045 | 2019 | 1.139 | 10770.2532 | 0.21152 | NEI 2019
Pinckneyville | 55202_G_2 | 55202 | G | 2 | 4129 | Combustion Turbine | MIS_IL | Illinois | Perry | 44 | 2000 | 2045 | 2019 | 0.89063 | 10770.2532 | 0.16539 | NEI 2019
Pinckneyville | 55202_G_3 | 55202 | G | 3 | 4130 | Combustion Turbine | MIS_IL | Illinois | Perry | 44 | 2000 | 2045 | 2019 | 1.0842 | 10770.2532 | 0.20133 | NEI 2019
Pinckneyville | 55202_G_4 | 55202 | G | 4 | 4131 | Combustion Turbine | MIS_IL | Illinois | Perry | 44 | 2000 | 2045 | 2019 | 1.0602 | 10770.2532 | 0.19688 | NEI 2019
Pinckneyville | 55202_G_5 | 55202 | G | 5 | 4132 | Combustion Turbine | MIS_IL | Illinois | Perry | 35 | 2001 | 2045 |  |  |  | 0.155 | Default Emission Factor
Pinckneyville | 55202_G_6 | 55202 | G | 6 | 4133 | Combustion Turbine | MIS_IL | Illinois | Perry | 35 | 2001 | 2045 |  |  |  | 0.155 | Default Emission Factor
Pinckneyville | 55202_G_7 | 55202 | G | 7 | 4134 | Combustion Turbine | MIS_IL | Illinois | Perry | 35 | 2001 | 2045 | 2019 | 0.033235 | 8567.2468 | 0.00776 | NEI 2019
Pinckneyville | 55202_G_8 | 55202 | G | 8 | 4135 | Combustion Turbine | MIS_IL | Illinois | Perry | 35 | 2001 | 2045 | 2019 | 0.02106 | 8567.2468 | 0.00492 | NEI 2019
Kinmundy | 55204_G_1 | 55204 | G | 1 | 4136 | Combustion Turbine | MIS_IL | Illinois | Marion | 103 | 2001 | 2045 | 2017 | 0.0597 | 3933.5 | 0.03036 | NEI 2019
Kinmundy | 55204_G_2 | 55204 | G | 2 | 4137 | Combustion Turbine | MIS_IL | Illinois | Marion | 103 | 2001 | 2045 |  |  |  | 0.155 | Default Emission Factor
Corpus Christi Energy Center | 55206_G_CT1 | 55206 | G | CT1 | 4138 | Combined Cycle | ERC_REST | Texas | Nueces | 152 | 2002 | 9999 | 2019 | 5.7687 | 746648 | 0.0276 | NEI 2019
Corpus Christi Energy Center | 55206_G_CT2 | 55206 | G | CT2 | 4139 | Combined Cycle | ERC_REST | Texas | Nueces | 152 | 2002 | 9999 | 2019 | 21.721 | 908204 | 0.0276 | NEI 2019
Corpus Christi Energy Center | 55206_G_ST1 | 55206 | G | ST1 | 4138 | Combined Cycle | ERC_REST | Texas | Nueces | 165 | 2002 | 9999 |  |  |  | 0.0276 | NEI 2019
Valmont Combustion Turbine Project | 55207_G_UN7 | 55207 | G | UN7 |  | Combustion Turbine | WECC_CO | Colorado | Boulder | 39.9 | 2000 | 9999 |  |  |  | 0.155 | Default Emission Factor
Valmont Combustion Turbine Project | 55207_G_UN8 | 55207 | G | UN8 |  | Combustion Turbine | WECC_CO | Colorado | Boulder | 39.9 | 2001 | 9999 |  |  |  | 0.155 | Default Emission Factor
Afton Generating Station | 55210_G_0001 | 55210 | G | 0001 | 4144 | Combined Cycle | WECC_NM | New Mexico | Dona Ana | 141 | 2002 | 9999 |  |  |  | 0.0615 | NEI 2019
Afton Generating Station | 55210_G_0002 | 55210 | G | 0002 | 4144 | Combined Cycle | WECC_NM | New Mexico | Dona Ana | 94.6 | 2007 | 9999 | 2019 | 27 | 878017 | 0.0615 | NEI 2019
ANP Bellingham Energy Project | 55211_G_U1 | 55211 | G | U1 | 4145 | Combined Cycle | NENGREST | Massachusetts | Norfolk | 266.8 | 2002 | 9999 | 2019 | 1.2103 | 938354 | 0.00258 | NEI 2019
ANP Bellingham Energy Project | 55211_G_U2 | 55211 | G | U2 | 4146 | Combined Cycle | NENGREST | Massachusetts | Norfolk | 267.7 | 2002 | 9999 | 2019 | 1.1147 | 861419 | 0.00259 | NEI 2019
ANP Blackstone Energy Project | 55212_G_U1 | 55212 | G | U1 | 4147 | Combined Cycle | NENGREST | Massachusetts | Worcester | 247.8 | 2001 | 9999 | 2019 | 1.1144 | 810546 | 0.00275 | NEI 2019
ANP Blackstone Energy Project | 55212_G_U2 | 55212 | G | U2 | 4148 | Combined Cycle | NENGREST | Massachusetts | Worcester | 248.7 | 2001 | 9999 | 2019 | 1.1746 | 861814 | 0.00273 | NEI 2019
Odessa-Ector Power Plant | 55215_G_CTG1 | 55215 | G | CTG1 | 4149 | Combined Cycle | ERC_WEST | Texas | Ector | 162 | 2001 | 9999 | 2019 | 12.3953 | 1151140 | 0.01366 | NEI 2019
Odessa-Ector Power Plant | 55215_G_CTG2 | 55215 | G | CTG2 | 4150 | Combined Cycle | ERC_WEST | Texas | Ector | 153.5 | 2001 | 9999 | 2019 | 11.8074 | 1068165 | 0.01366 | NEI 2019
Odessa-Ector Power Plant | 55215_G_CTG3 | 55215 | G | CTG3 | 4151 | Combined Cycle | ERC_WEST | Texas | Ector | 153.5 | 2001 | 9999 | 2019 | 8.546 | 1149216 | 0.01273 | NEI 2019
Odessa-Ector Power Plant | 55215_G_CTG4 | 55215 | G | CTG4 | 4152 | Combined Cycle | ERC_WEST | Texas | Ector | 162 | 2001 | 9999 | 2019 | 15.8034 | 1133549 | 0.01273 | NEI 2019
Odessa-Ector Power Plant | 55215_G_STG1 | 55215 | G | STG1 | 4149 | Combined Cycle | ERC_WEST | Texas | Ector | 206 | 2001 | 9999 |  |  |  | 0.01366 | NEI 2019
Odessa-Ector Power Plant | 55215_G_STG2 | 55215 | G | STG2 | 4151 | Combined Cycle | ERC_WEST | Texas | Ector | 206 | 2001 | 9999 |  |  |  | 0.01273 | NEI 2019
Morris Cogeneration LLC | 55216_G_STG1 | 55216 | G | STG1 | 89477 | Combined Cycle | PJM_COMD | Illinois | Grundy | 62 | 2000 | 2045 | 2017 | 0.81176 | 84823 | 0.01537 | NEI 2019
Morris Cogeneration LLC | 55216_G_UNT1 | 55216 | G | UNT1 | 89477 | Combined Cycle | PJM_COMD | Illinois | Grundy | 44 | 1998 | 2045 | 2019 | 1.8255 | 182016 | 0.01537 | NEI 2019
Morris Cogeneration LLC | 55216_G_UNT2 | 55216 | G | UNT2 | 89478 | Combined Cycle | PJM_COMD | Illinois | Grundy | 44 | 1998 | 2045 | 2017 | 1.335 | 215734 | 0.01537 | NEI 2019
Morris Cogeneration LLC | 55216_G_UNT3 | 55216 | G | UNT3 | 89479 | Combined Cycle | PJM_COMD | Illinois | Grundy | 44 | 1998 | 2045 | 2019 | 1.1438 | 183106 | 0.01537 | NEI 2019
Los Medanos Energy Center | 55217_G_CTG1 | 55217 | G | CTG1 | 4153 | Combined Cycle | WEC_CALN | California | Contra Costa | 165 | 2001 | 9999 | 2019 | 10.1293 | 596046 | 0.01281 | NEI 2019
Los Medanos Energy Center | 55217_G_CTG2 | 55217 | G | CTG2 | 4154 | Combined Cycle | WEC_CALN | California | Contra Costa | 165 | 2001 | 9999 | 2019 | 8.181 | 1185051 | 0.01281 | NEI 2019
Los Medanos Energy Center | 55217_G_STG3 | 55217 | G | STG3 | 4153 | Combined Cycle | WEC_CALN | California | Contra Costa | 237 | 2001 | 9999 | 2017 | 0.20257 | 1109375 | 0.01281 | NEI 2019
Hinds Energy Facility | 55218_G_H01 | 55218 | G | H01 | 4155 | Combined Cycle | MIS_MS | Mississippi | Hinds | 145.6 | 2001 | 9999 |  |  |  | 0.04609 | Default Emission Factor
Hinds Energy Facility | 55218_G_H02 | 55218 | G | H02 | 4156 | Combined Cycle | MIS_MS | Mississippi | Hinds | 145.6 | 2001 | 9999 |  |  |  | 0.04609 | Default Emission Factor
Hinds Energy Facility | 55218_G_H03 | 55218 | G | H03 | 4155 | Combined Cycle | MIS_MS | Mississippi | Hinds | 163.4 | 2001 | 9999 |  |  |  | 0.04609 | Default Emission Factor
Hinds Energy Facility | 55218_G_H04BS | 55218 | G | H04BS |  | Combustion Turbine | MIS_MS | Mississippi | Hinds | 36.4 | 2019 | 9999 |  |  |  | 0.06931 | Default Emission Factor
Attala | 55220_G_A01 | 55220 | G | A01 | 4165 | Combined Cycle | MIS_MS | Mississippi | Attala | 145.8 | 2001 | 9999 |  |  |  | 0.04609 | Default Emission Factor
Attala | 55220_G_A02 | 55220 | G | A02 | 4166 | Combined Cycle | MIS_MS | Mississippi | Attala | 145.8 | 2001 | 9999 |  |  |  | 0.04609 | Default Emission Factor
Attala | 55220_G_A03 | 55220 | G | A03 | 4165 | Combined Cycle | MIS_MS | Mississippi | Attala | 163.6 | 2001 | 9999 |  |  |  | 0.04609 | Default Emission Factor
Harry L. Oswald | 55221_G_G1 | 55221 | G | G1 | 4167 | Combined Cycle | MIS_AR | Arkansas | Pulaski | 47 | 2002 | 9999 | 2017 | 0.71 | 53262 | 0.06605 | NEI 2019
Harry L. Oswald | 55221_G_G2 | 55221 | G | G2 | 4168 | Combined Cycle | MIS_AR | Arkansas | Pulaski | 47 | 2002 | 9999 | 2019 | 0.87692 | 38490 | 0.06605 | NEI 2019
Harry L. Oswald | 55221_G_G3 | 55221 | G | G3 | 4169 | Combined Cycle | MIS_AR | Arkansas | Pulaski | 47 | 2002 | 9999 | 2017 | 0.41 | 28307 | 0.03387 | NEI 2019
Harry L. Oswald | 55221_G_G4 | 55221 | G | G4 | 4170 | Combined Cycle | MIS_AR | Arkansas | Pulaski | 47 | 2002 | 9999 | 2017 | 1.0448 | 76511 | 0.03387 | NEI 2019
Harry L. Oswald | 55221_G_G5 | 55221 | G | G5 | 4171 | Combined Cycle | MIS_AR | Arkansas | Pulaski | 47 | 2002 | 9999 | 2017 | 0.82 | 32346 | 0.02792 | NEI 2019
Harry L. Oswald | 55221_G_G6 | 55221 | G | G6 | 4172 | Combined Cycle | MIS_AR | Arkansas | Pulaski | 47 | 2002 | 9999 | 2019 | 1.0728 | 38138 | 0.02792 | NEI 2019
Harry L. Oswald | 55221_G_G7 | 55221 | G | G7 | 4173 | Combined Cycle | MIS_AR | Arkansas | Pulaski | 76 | 2002 | 9999 | 2019 | 2.64 | 61355 | 0.06605 | NEI 2019
Harry L. Oswald | 55221_G_G8 | 55221 | G | G8 | 4167 | Combined Cycle | MIS_AR | Arkansas | Pulaski | 95 | 2002 | 9999 |  |  |  | 0.03387 | NEI 2019
Harry L. Oswald | 55221_G_G9 | 55221 | G | G9 | 4167 | Combined Cycle | MIS_AR | Arkansas | Pulaski | 95 | 2002 | 9999 |  |  |  | 0.02792 | NEI 2019
Lincoln Generating Facility | 55222_G_CTG1 | 55222 | G | CTG1 | 4174 | Combustion Turbine | PJM_COMD | Illinois | Will | 77.5 | 2000 | 2045 | 2019 | 0.03105 | 1470.248 | 0.04224 | NEI 2019
Lincoln Generating Facility | 55222_G_CTG2 | 55222 | G | CTG2 | 4175 | Combustion Turbine | PJM_COMD | Illinois | Will | 77.8 | 2000 | 2045 | 2017 | 0.047385 | 3504.3098 | 0.02704 | NEI 2019
Lincoln Generating Facility | 55222_G_CTG3 | 55222 | G | CTG3 | 4176 | Combustion Turbine | PJM_COMD | Illinois | Will | 78 | 2000 | 2045 | 2019 | 0.02775 | 1479.7335 | 0.03751 | NEI 2019
Lincoln Generating Facility | 55222_G_CTG4 | 55222 | G | CTG4 | 4177 | Combustion Turbine | PJM_COMD | Illinois | Will | 78 | 2000 | 2045 | 2019 | 0.028625 | 1479.7335 | 0.03869 | NEI 2019
Lincoln Generating Facility | 55222_G_CTG5 | 55222 | G | CTG5 | 4178 | Combustion Turbine | PJM_COMD | Illinois | Will | 77.5 | 2000 | 2045 | 2017 | 0.03248 | 3490.7971 | 0.01861 | NEI 2019
Lincoln Generating Facility | 55222_G_CTG6 | 55222 | G | CTG6 | 4179 | Combustion Turbine | PJM_COMD | Illinois | Will | 77.3 | 2000 | 2045 | 2019 | 0.04403 | 1466.4538 | 0.06005 | NEI 2019
Lincoln Generating Facility | 55222_G_CTG7 | 55222 | G | CTG7 | 4180 | Combustion Turbine | PJM_COMD | Illinois | Will | 78.2 | 2000 | 2045 | 2017 | 0.02464 | 3522.3269 | 0.01399 | NEI 2019
Lincoln Generating Facility | 55222_G_CTG8 | 55222 | G | CTG8 | 4181 | Combustion Turbine | PJM_COMD | Illinois | Will | 78.6 | 2000 | 2045 | 2019 | 0.028875 | 1491.1161 | 0.03873 | NEI 2019
Ennis Power Company LLC | 55223_G_GT1 | 55223 | G | GT1 | 4182 | Combined Cycle | ERC_REST | Texas | Ellis | 245.1 | 2002 | 9999 | 2019 | 34.6608 | 993168 | 0.04606 | NEI 2019
Ennis Power Company LLC | 55223_G_ST1 | 55223 | G | ST1 | 4182 | Combined Cycle | ERC_REST | Texas | Ellis | 114.4 | 2002 | 9999 |  |  |  | 0.04606 | NEI 2019
Wheatland Generating Facility | 55224_G_CTG1 | 55224 | G | CTG1 | 4183 | Combustion Turbine | MIS_INKY | Indiana | Knox | 111 | 2000 | 9999 | 2019 | 1.4892 | 28307.7133 | 0.10522 | NEI 2019
Wheatland Generating Facility | 55224_G_CTG2 | 55224 | G | CTG2 | 4184 | Combustion Turbine | MIS_INKY | Indiana | Knox | 114 | 2000 | 9999 | 2017 | 1.7221 | 18193.1333 | 0.18932 | NEI 2019
Wheatland Generating Facility | 55224_G_CTG3 | 55224 | G | CTG3 | 4185 | Combustion Turbine | MIS_INKY | Indiana | Knox | 114 | 2000 | 9999 | 2017 | 1.3219 | 18193.1333 | 0.14532 | NEI 2019
Wheatland Generating Facility | 55224_G_CTG4 | 55224 | G | CTG4 | 4186 | Combustion Turbine | MIS_INKY | Indiana | Knox | 111 | 2000 | 9999 | 2017 | 1.2427 | 17714.3667 | 0.14031 | NEI 2019
Oneta Energy Center | 55225_G_CTG1 | 55225 | G | CTG1 | 4187 | Combined Cycle | SPP_WEST | Oklahoma | Wagoner | 149.3 | 2002 | 9999 |  |  |  | 0.04609 | Default Emission Factor
Oneta Energy Center | 55225_G_CTG2 | 55225 | G | CTG2 | 4188 | Combined Cycle | SPP_WEST | Oklahoma | Wagoner | 149.3 | 2002 | 9999 |  |  |  | 0.04609 | Default Emission Factor
Oneta Energy Center | 55225_G_CTG3 | 55225 | G | CTG3 | 4189 | Combined Cycle | SPP_WEST | Oklahoma | Wagoner | 149.3 | 2003 | 9999 |  |  |  | 0.04609 | Default Emission Factor
Oneta Energy Center | 55225_G_CTG4 | 55225 | G | CTG4 | 4190 | Combined Cycle | SPP_WEST | Oklahoma | Wagoner | 149.3 | 2003 | 9999 |  |  |  | 0.04609 | Default Emission Factor
Oneta Energy Center | 55225_G_STG1 | 55225 | G | STG1 | 4187 | Combined Cycle | SPP_WEST | Oklahoma | Wagoner | 244.6 | 2002 | 9999 |  |  |  | 0.04609 | Default Emission Factor
Oneta Energy Center | 55225_G_STG2 | 55225 | G | STG2 | 4189 | Combined Cycle | SPP_WEST | Oklahoma | Wagoner | 244.6 | 2003 | 9999 |  |  |  | 0.04609 | Default Emission Factor
Freestone Energy Center | 55226_G_GT1 | 55226 | G | GT1 | 4192 | Combined Cycle | ERC_REST | Texas | Freestone | 153 | 2002 | 9999 | 2019 | 22.83 | 2505700 | 0.02571 | NEI 2019
Freestone Energy Center | 55226_G_GT2 | 55226 | G | GT2 | 4193 | Combined Cycle | ERC_REST | Texas | Freestone | 153 | 2002 | 9999 | 2019 | 24.31 | 1161822 | 0.02571 | NEI 2019
Freestone Energy Center | 55226_G_GT3 | 55226 | G | GT3 | 4194 | Combined Cycle | ERC_REST | Texas | Freestone | 149 | 2002 | 9999 | 2019 | 15.42 | 2498874 | 0.01687 | NEI 2019
Freestone Energy Center | 55226_G_GT4 | 55226 | G | GT4 | 4195 | Combined Cycle | ERC_REST | Texas | Freestone | 149 | 2002 | 9999 | 2019 | 15.9 | 1215135 | 0.01687 | NEI 2019
Freestone Energy Center | 55226_G_ST3 | 55226 | G | ST3 | 4192 | Combined Cycle | ERC_REST | Texas | Freestone | 177 | 2002 | 9999 |  |  |  | 0.02571 | NEI 2019
Freestone Energy Center | 55226_G_ST6 | 55226 | G | ST6 | 4194 | Combined Cycle | ERC_REST | Texas | Freestone | 172 | 2002 | 9999 |  |  |  | 0.01687 | NEI 2019
Greenville Electric Generating Station | 55228_G_GT1 | 55228 | G | GT1 | 4212 | Combustion Turbine | PJM_West | Ohio | Darke | 49 | 2000 | 9999 | 2019 | 1.74 | 47688.0005 | 0.07297 | NEI 2019
Greenville Electric Generating Station | 55228_G_GT2 | 55228 | G | GT2 | 4214 | Combustion Turbine | PJM_West | Ohio | Darke | 49 | 2000 | 9999 | 2019 | 1.56 | 47688.0005 | 0.06543 | NEI 2019
Greenville Electric Generating Station | 55228_G_GT3 | 55228 | G | GT3 | 4216 | Combustion Turbine | PJM_West | Ohio | Darke | 49 | 2000 | 9999 | 2019 | 1.46 | 47688.0005 | 0.06123 | NEI 2019
Greenville Electric Generating Station | 55228_G_GT4 | 55228 | G | GT4 | 4218 | Combustion Turbine | PJM_West | Ohio | Darke | 49 | 2000 | 9999 | 2019 | 1.03 | 47688.0005 | 0.0432 | NEI 2019
Montpelier Electric Generating Station | 55229_G_GT1 | 55229 | G | GT1 | 4220 | Combustion Turbine | MIS_INKY | Indiana | Wells | 59 | 2001 | 9999 |  |  |  | 0.155 | Default Emission Factor
Montpelier Electric Generating Station | 55229_G_GT2 | 55229 | G | GT2 | 4222 | Combustion Turbine | MIS_INKY | Indiana | Wells | 59 | 2001 | 9999 |  |  |  | 0.155 | Default Emission Factor
Montpelier Electric Generating Station | 55229_G_GT3 | 55229 | G | GT3 | 4224 | Combustion Turbine | MIS_INKY | Indiana | Wells | 59 | 2001 | 9999 |  |  |  | 0.155 | Default Emission Factor
Montpelier Electric Generating Station | 55229_G_GT4 | 55229 | G | GT4 | 4226 | Combustion Turbine | MIS_INKY | Indiana | Wells | 59 | 2001 | 9999 |  |  |  | 0.155 | Default Emission Factor
Jack County | 55230_G_CT1 | 55230 | G | CT1 | 4236 | Combined Cycle | ERC_REST | Texas | Wise | 165 | 2006 | 9999 | 2019 | 17.78 | 656404 | 0.02725 | NEI 2019
Jack County | 55230_G_CT2 | 55230 | G | CT2 | 4237 | Combined Cycle | ERC_REST | Texas | Wise | 165 | 2006 | 9999 | 2019 | 7.87 | 614021 | 0.02725 | NEI 2019
Jack County | 55230_G_CT3 | 55230 | G | CT3 | 90582 | Combined Cycle | ERC_REST | Texas | Wise | 165 | 2011 | 9999 | 2019 | 8.68 | 616990 | 0.02986 | NEI 2019
Jack County | 55230_G_CT4 | 55230 | G | CT4 | 90583 | Combined Cycle | ERC_REST | Texas | Wise | 165 | 2011 | 9999 | 2019 | 17.52 | 512954 | 0.02986 | NEI 2019
Jack County | 55230_G_ST1 | 55230 | G | ST1 | 4236 | Combined Cycle | ERC_REST | Texas | Wise | 290.5 | 2006 | 9999 | 2017 | 1.049 | 689292 | 0.02725 | NEI 2019
Jack County | 55230_G_ST2 | 55230 | G | ST2 | 90582 | Combined Cycle | ERC_REST | Texas | Wise | 290.5 | 2011 | 9999 | 2017 | 0.521 | 660034 | 0.02986 | NEI 2019
Liberty Electric Power Plant | 55231_G_GTG1 | 55231 | G | GTG1 | 4238 | Combined Cycle | PJM_EMAC | Pennsylvania | Delaware | 169.1 | 2002 | 9999 | 2019 | 46.9 | 1227025 | 0.05024 | NEI 2019
Liberty Electric Power Plant | 55231_G_GTG2 | 55231 | G | GTG2 | 4239 | Combined Cycle | PJM_EMAC | Pennsylvania | Delaware | 169.1 | 2002 | 9999 | 2019 | 51.8 | 1239470 | 0.05024 | NEI 2019
Liberty Electric Power Plant | 55231_G_STG | 55231 | G | STG | 4238 | Combined Cycle | PJM_EMAC | Pennsylvania | Delaware | 223.8 | 2002 | 9999 |  |  |  | 0.05024 | NEI 2019
Marshall Energy Facility | 55232_G_CT1 | 55232 | G | CT1 | 4240 | Combustion Turbine | S_C_TVA | Kentucky | Marshall | 72.7 | 2002 | 9999 | 2017 | 4.5686 | 43611.6252 | 0.20951 | NEI 2019
Marshall Energy Facility | 55232_G_CT2 | 55232 | G | CT2 | 4241 | Combustion Turbine | S_C_TVA | Kentucky | Marshall | 72.7 | 2002 | 9999 | 2017 | 4.3517 | 43611.6252 | 0.19957 | NEI 2019
Marshall Energy Facility | 55232_G_CT3 | 55232 | G | CT3 | 4242 | Combustion Turbine | S_C_TVA | Kentucky | Marshall | 72.7 | 2002 | 9999 | 2017 | 3.9268 | 43611.6252 | 0.18008 | NEI 2019
Marshall Energy Facility | 55232_G_CT4 | 55232 | G | CT4 | 4243 | Combustion Turbine | S_C_TVA | Kentucky | Marshall | 72.7 | 2002 | 9999 | 2017 | 3.7801 | 43611.6252 | 0.17335 | NEI 2019
Marshall Energy Facility | 55232_G_CT5 | 55232 | G | CT5 | 4244 | Combustion Turbine | S_C_TVA | Kentucky | Marshall | 72.7 | 2002 | 9999 | 2019 | 4.5686 | 9138.125 | 0.9999 | NEI 2019
Marshall Energy Facility | 55232_G_CT6 | 55232 | G | CT6 | 4245 | Combustion Turbine | S_C_TVA | Kentucky | Marshall | 72.7 | 2002 | 9999 | 2017 | 3.7479 | 43611.6252 | 0.17188 | NEI 2019
Marshall Energy Facility | 55232_G_CT7 | 55232 | G | CT7 | 4246 | Combustion Turbine | S_C_TVA | Kentucky | Marshall | 72.7 | 2002 | 9999 | 2017 | 3.9914 | 43611.6252 | 0.18304 | NEI 2019
Marshall Energy Facility | 55232_G_CT8 | 55232 | G | CT8 | 4247 | Combustion Turbine | S_C_TVA | Kentucky | Marshall | 72.7 | 2002 | 9999 | 2017 | 4.4186 | 43611.6252 | 0.20263 | NEI 2019
Handsome Lake Energy LLC | 55233_G_GT01 | 55233 | G | GT01 | 4248 | Combustion Turbine | PJM_PENE | Pennsylvania | Venango | 53.5 | 2001 | 9999 | 2019 | 0.9706 | 20374.6 | 0.09528 | NEI 2019
Handsome Lake Energy LLC | 55233_G_GT02 | 55233 | G | GT02 | 4250 | Combustion Turbine | PJM_PENE | Pennsylvania | Venango | 53.5 | 2001 | 9999 | 2019 | 0.593 | 20374.6 | 0.05821 | NEI 2019
Handsome Lake Energy LLC | 55233_G_GT03 | 55233 | G | GT03 | 4252 | Combustion Turbine | PJM_PENE | Pennsylvania | Venango | 53.5 | 2001 | 9999 | 2019 | 0.5551 | 20374.6 | 0.05449 | NEI 2019
Handsome Lake Energy LLC | 55233_G_GT04 | 55233 | G | GT04 | 4254 | Combustion Turbine | PJM_PENE | Pennsylvania | Venango | 53.5 | 2001 | 9999 | 2019 | 0.6309 | 20374.6 | 0.06193 | NEI 2019
Handsome Lake Energy LLC | 55233_G_GT05 | 55233 | G | GT05 | 4256 | Combustion Turbine | PJM_PENE | Pennsylvania | Venango | 53.5 | 2001 | 9999 | 2019 | 1.0319 | 20374.6 | 0.10129 | NEI 2019
Audrain Generating Station | 55234_G_GT1 | 55234 | G | GT1 | 4258 | Combustion Turbine | MIS_MO | Missouri | Audrain | 75 | 2001 | 9999 | 2019 | 0.1216 | 2343.5 | 0.10378 | NEI 2019
Audrain Generating Station | 55234_G_GT2 | 55234 | G | GT2 | 4259 | Combustion Turbine | MIS_MO | Missouri | Audrain | 75 | 2001 | 9999 | 2019 | 0.1411 | 2343.5 | 0.12042 | NEI 2019
Audrain Generating Station | 55234_G_GT3 | 55234 | G | GT3 | 4260 | Combustion Turbine | MIS_MO | Missouri | Audrain | 75 | 2001 | 9999 | 2019 | 0.1119 | 2343.5 | 0.0955 | NEI 2019
Audrain Generating Station | 55234_G_GT4 | 55234 | G | GT4 | 4261 | Combustion Turbine | MIS_MO | Missouri | Audrain | 75 | 2001 | 9999 | 2019 | 0.1257 | 2343.5 | 0.10728 | NEI 2019
Audrain Generating Station | 55234_G_GT5 | 55234 | G | GT5 | 4262 | Combustion Turbine | MIS_MO | Missouri | Audrain | 75 | 2001 | 9999 | 2019 | 0.0597 | 2343.5 | 0.05095 | NEI 2019
Audrain Generating Station | 55234_G_GT6 | 55234 | G | GT6 | 4263 | Combustion Turbine | MIS_MO | Missouri | Audrain | 75 | 2001 | 9999 | 2019 | 0.065 | 2343.5 | 0.05547 | NEI 2019
Audrain Generating Station | 55234_G_GT7 | 55234 | G | GT7 | 4264 | Combustion Turbine | MIS_MO | Missouri | Audrain | 75 | 2001 | 9999 | 2019 | 0.0452 | 2343.5 | 0.03858 | NEI 2019
Audrain Generating Station | 55234_G_GT8 | 55234 | G | GT8 | 4265 | Combustion Turbine | MIS_MO | Missouri | Audrain | 75 | 2001 | 9999 | 2019 | 0.0449 | 2343.5 | 0.03832 | NEI 2019
Lee Energy Facility | 55236_G_CT1 | 55236 | G | CT1 | 4266 | Combustion Turbine | PJM_COMD | Illinois | Lee | 84.9 | 2001 | 2045 | 2019 | 0.80305 | 17694.2739 | 0.09077 | NEI 2019
Lee Energy Facility | 55236_G_CT2 | 55236 | G | CT2 | 4267 | Combustion Turbine | PJM_COMD | Illinois | Lee | 84.9 | 2001 | 2045 | 2019 | 0.97608 | 17694.2739 | 0.11033 | NEI 2019
Lee Energy Facility | 55236_G_CT3 | 55236 | G | CT3 | 4268 | Combustion Turbine | PJM_COMD | Illinois | Lee | 84.9 | 2001 | 2045 | 2017 | 0.62543 | 12205.0022 | 0.10249 | NEI 2019
Lee Energy Facility | 55236_G_CT4 | 55236 | G | CT4 | 4269 | Combustion Turbine | PJM_COMD | Illinois | Lee | 84.1 | 2001 | 2045 | 2019 | 0.47722 | 17527.5434 | 0.05445 | NEI 2019
Lee Energy Facility | 55236_G_CT5 | 55236 | G | CT5 | 4270 | Combustion Turbine | PJM_COMD | Illinois | Lee | 85.1 | 2001 | 2045 | 2017 | 0.83011 | 12233.7537 | 0.13571 | NEI 2019
Lee Energy Facility | 55236_G_CT6 | 55236 | G | CT6 | 4271 | Combustion Turbine | PJM_COMD | Illinois | Lee | 85.1 | 2001 | 2045 | 2019 | 0.72895 | 17735.9566 | 0.0822 | NEI 2019
Lee Energy Facility | 55236_G_CT7 | 55236 | G | CT7 | 4272 | Combustion Turbine | PJM_COMD | Illinois | Lee | 83.9 | 2001 | 2045 | 2019 | 0.55768 | 17485.8608 | 0.06379 | NEI 2019
Lee Energy Facility | 55236_G_CT8 | 55236 | G | CT8 | 4273 | Combustion Turbine | PJM_COMD | Illinois | Lee | 83.9 | 2001 | 2045 | 2017 | 0.752 | 12061.2448 | 0.1247 | NEI 2019
Energy Shelby County | 55237_G_CTG1 | 55237 | G | CTG1 | 4274 | Combustion Turbine | MIS_IL | Illinois | Shelby | 42 | 2000 | 2045 | 2019 | 0.89765 | 28867.875 | 0.06219 | NEI 2019
Energy Shelby County | 55237_G_CTG2 | 55237 | G | CTG2 | 4275 | Combustion Turbine | MIS_IL | Illinois | Shelby | 42 | 2000 | 2045 | 2019 | 0.90815 | 28867.875 | 0.06292 | NEI 2019
Energy Shelby County | 55237_G_CTG3 | 55237 | G | CTG3 | 4276 | Combustion Turbine | MIS_IL | Illinois | Shelby | 42 | 2000 | 2045 | 2019 | 0.86314 | 28867.875 | 0.0598 | NEI 2019
Energy Shelby County | 55237_G_CTG4 | 55237 | G | CTG4 | 4277 | Combustion Turbine | MIS_IL | Illinois | Shelby | 42 | 2000 | 2045 | 2017 | 0.83839 | 14466.875 | 0.11591 | NEI 2019
Energy Shelby County | 55237_G_CTG5 | 55237 | G | CTG5 | 4278 | Combustion Turbine | MIS_IL | Illinois | Shelby | 42 | 2000 | 2045 | 2019 | 0.69053 | 28867.875 | 0.04784 | NEI 2019
Energy Shelby County | 55237_G_CTG6 | 55237 | G | CTG6 | 4279 | Combustion Turbine | MIS_IL | Illinois | Shelby | 42 | 2000 | 2045 | 2019 | 0.5166 | 28867.875 | 0.03579 | NEI 2019
Energy Shelby County | 55237_G_CTG7 | 55237 | G | CTG7 | 4280 | Combustion Turbine | MIS_IL | Illinois | Shelby | 42 | 2001 | 2045 | 2019 | 0.475 | 28867.875 | 0.03291 | NEI 2019
Energy Shelby County | 55237_G_CTG8 | 55237 | G | CTG8 | 4281 | Combustion Turbine | MIS_IL | Illinois | Shelby | 42 | 2001 | 2045 | 2017 | 0.42534 | 14466.875 | 0.0588 | NEI 2019
NRG Rockford I | 55238_G_0001 | 55238 | G | 0001 | 4282 | Combustion Turbine | PJM_COMD | Illinois | Winnebago | 151 | 2000 | 2045 | 2019 | 2.1009 | 66528.054 | 0.06316 | NEI 2019
NRG Rockford I | 55238_G_0002 | 55238 | G | 0002 | 4283 | Combustion Turbine | PJM_COMD | Illinois | Winnebago | 149.1 | 2000 | 2045 | 2019 | 2.5935 | 65690.946 | 0.07896 | NEI 2019
Red Oak Power LLC | 55239_G_0001 | 55239 | G | 0001 | 8480 | Combined Cycle | PJM_EMAC | New Jersey | Middlesex | 165.3 | 2002 | 9999 | 2019 | 51.22 | 5092128 | 0.02012 | NEI 2019
Red Oak Power LLC | 55239_G_0002 | 55239 | G | 0002 | 8482 | Combined Cycle | PJM_EMAC | New Jersey | Middlesex | 165.3 | 2002 | 9999 |  |  |  | 0.02012 | NEI 2019
Red Oak Power LLC | 55239_G_0003 | 55239 | G | 0003 | 8484 | Combined Cycle | PJM_EMAC | New Jersey | Middlesex | 165.3 | 2002 | 9999 |  |  |  | 0.02012 | NEI 2019
Red Oak Power LLC | 55239_G_0004 | 55239 | G | 0004 | 8480 | Combined Cycle | PJM_EMAC | New Jersey | Middlesex | 270 | 2002 | 9999 |  |  |  | 0.02012 | NEI 2019
Hog Bayou Energy Center | 55241_G_CT01 | 55241 | G | CT01 | 4286 | Combined Cycle | S_SOU | Alabama | Mobile | 155 | 2001 | 9999 | 2019 | 12.6 | 1088349 | 0.02315 | NEI 2019
Hog Bayou Energy Center | 55241_G_ST01 | 55241 | G | ST01 | 4286 | Combined Cycle | S_SOU | Alabama | Mobile | 75 | 2001 | 9999 |  |  |  | 0.02315 | NEI 2019
Santa Rosa Energy Center | 55242_G_CT01 | 55242 | G | CT01 | 4287 | Combined Cycle | S_SOU | Florida | Santa Rosa | 161.4 | 2003 | 9999 | 2019 | 32.8193 | 1335947.96 | 0.04913 | NEI 2019
Santa Rosa Energy Center | 55242_G_ST01 | 55242 | G | ST01 | 4287 | Combined Cycle | S_SOU | Florida | Santa Rosa | 74.5 | 2003 | 9999 |  |  |  | 0.04913 | NEI 2019
Doyle Energy Facility | 55244_G_CTG1 | 55244 | G | CTG1 | 4308 | Combustion Turbine | S_SOU | Georgia | Walton | 56 | 2000 | 9999 |  |  |  | 0.155 | Default Emission Factor
Doyle Energy Facility | 55244_G_CTG2 | 55244 | G | CTG2 | 4309 | Combustion Turbine | S_SOU | Georgia | Walton | 56 | 2000 | 9999 |  |  |  | 0.155 | Default Emission Factor
Doyle Energy Facility | 55244_G_CTG3 | 55244 | G | CTG3 | 4310 | Combustion Turbine | S_SOU | Georgia | Walton | 58 | 2000 | 9999 |  |  |  | 0.155 | Default Emission Factor
Doyle Energy Facility | 55244_G_CTG4 | 55244 | G | CTG4 | 4311 | Combustion Turbine | S_SOU | Georgia | Walton | 75 | 2000 | 9999 |  |  |  | 0.155 | Default Emission Factor
Doyle Energy Facility | 55244_G_CTG5 | 55244 | G | CTG5 | 4312 | Combustion Turbine | S_SOU | Georgia | Walton | 75 | 2000 | 9999 |  |  |  | 0.155 | Default Emission Factor
Darby Power, LLC | 55247_G_GT1 | 55247 | G | GT1 | 4313 | Combustion Turbine | PJM_West | Ohio | Pickaway | 72.5 | 2001 | 9999 | 2019 | 4.7098 | 64958.4997 | 0.14501 | NEI 2019
Darby Power, LLC | 55247_G_GT2 | 55247 | G | GT2 | 4314 | Combustion Turbine | PJM_West | Ohio | Pickaway | 72.5 | 2001 | 9999 | 2019 | 4.1933 | 64958.4997 | 0.12911 | NEI 2019
Darby Power, LLC | 55247_G_GT3 | 55247 | G | GT3 | 4315 | Combustion Turbine | PJM_West | Ohio | Pickaway | 72.5 | 2001 | 9999 | 2019 | 5.6426 | 64958.4997 | 0.17373 | NEI 2019
Darby Power, LLC | 55247_G_GT4 | 55247 | G | GT4 | 4316 | Combustion Turbine | PJM_West | Ohio | Pickaway | 72.5 | 2001 | 9999 | 2019 | 5.5329 | 64958.4997 | 0.17035 | NEI 2019
Darby Power, LLC | 55247_G_GT5 | 55247 | G | GT5 | 4317 | Combustion Turbine | PJM_West | Ohio | Pickaway | 72.5 | 2002 | 9999 | 2019 | 5.5351 | 64958.4997 | 0.17042 | NEI 2019
Darby Power, LLC | 55247_G_GT6 | 55247 | G | GT6 | 4318 | Combustion Turbine | PJM_West | Ohio | Pickaway | 72.5 | 2002 | 9999 | 2019 | 4.2508 | 64958.4997 | 0.13088 | NEI 2019
Tait Electric Generating Station | 55248_G_GT4 | 55248 | G | GT4 | 4319 | Combustion Turbine | PJM_West | Ohio | Montgomery | 85 | 2002 | 9999 | 2017 | 25.6464 | 65371.0005 | 0.78464 | NEI 2019
Tait Electric Generating Station | 55248_G_GT5 | 55248 | G | GT5 | 4320 | Combustion Turbine | PJM_West | Ohio | Montgomery | 85 | 2002 | 9999 |  |  |  | 0.155 | Default Emission Factor
Tait Electric Generating Station | 55248_G_GT6 | 55248 | G | GT6 | 4321 | Combustion Turbine | PJM_West | Ohio | Montgomery | 85 | 2002 | 9999 |  |  |  | 0.155 | Default Emission Factor
Tait Electric Generating Station | 55248_G_GT7 | 55248 | G | GT7 | 4322 | Combustion Turbine | PJM_West | Ohio | Montgomery | 85 | 2002 | 9999 |  |  |  | 0.155 | Default Emission Factor
University Park South | 55250_G_UPG1 | 55250 | G | UPG1 | 4323 | Combustion Turbine | PJM_COMD | Illinois | Will | 50 | 2001 | 2045 | 2019 | 0.73425 | 35246.5 | 0.04166 | NEI 2019
University Park South | 55250_G_UPG2 | 55250 | G | UPG2 | 4327 | Combustion Turbine | PJM_COMD | Illinois | Will | 50 | 2001 | 2045 | 2017 | 0.66967 | 23660.8333 | 0.05661 | NEI 2019
University Park South | 55250_G_UPG3 | 55250 | G | UPG3 | 4328 | Combustion Turbine | PJM_COMD | Illinois | Will | 50 | 2001 | 2045 | 2019 | 0.81909 | 35246.5 | 0.04648 | NEI 2019
University Park South | 55250_G_UPG4 | 55250 | G | UPG4 | 4324 | Combustion Turbine | PJM_COMD | Illinois | Will | 50 | 2001 | 2045 | 2019 | 0.83895 | 35246.5 | 0.04761 | NEI 2019
University Park South | 55250_G_UPG5 | 55250 | G | UPG5 | 4325 | Combustion Turbine | PJM_COMD | Illinois | Will | 50 | 2001 | 2045 | 2017 | 0.81012 | 23660.8333 | 0.06848 | NEI 2019
University Park South | 55250_G_UPG6 | 55250 | G | UPG6 | 4326 | Combustion Turbine | PJM_COMD | Illinois | Will | 50 | 2001 | 2045 | 2017 | 0.81345 | 23660.8333 | 0.06876 | NEI 2019
Gleason Generating Facility | 55251_G_CTG1 | 55251 | G | CTG1 | 4335 | Combustion Turbine | S_C_TVA | Tennessee | Weakley | 120 | 2000 | 9999 | 2019 | 5.5564 | 153712.3333 | 0.0723 | NEI 2019
Gleason Generating Facility | 55251_G_CTG2 | 55251 | G | CTG2 | 4336 | Combustion Turbine | S_C_TVA | Tennessee | Weakley | 100 | 2000 | 9999 | 2017 | 5.5642 | 82603.6111 | 0.13472 | NEI 2019
Gleason Generating Facility | 55251_G_CTG3 | 55251 | G | CTG3 | 4337 | Combustion Turbine | S_C_TVA | Tennessee | Weakley | 140 | 2000 | 9999 | 2019 | 5.3003 | 179331.0556 | 0.05911 | NEI 2019
Crete Energy Venture LLC | 55253_G_GT1 | 55253 | G | GT1 | 4339 | Combustion Turbine | PJM_COMD | Illinois | Will | 75 | 2002 | 2045 | 2019 | 0.83144 | 16858 | 0.09864 | NEI 2019
Crete Energy Venture LLC | 55253_G_GT2 | 55253 | G | GT2 | 4340 | Combustion Turbine | PJM_COMD | Illinois | Will | 75 | 2002 | 2045 | 2019 | 0.78192 | 16858 | 0.09277 | NEI 2019
Crete Energy Venture LLC | 55253_G_GT3 | 55253 | G | GT3 | 4341 | Combustion Turbine | PJM_COMD | Illinois | Will | 75 | 2002 | 2045 | 2017 | 0.682 | 8904.25 | 0.15319 | NEI 2019
Crete Energy Venture LLC | 55253_G_GT4 | 55253 | G | GT4 | 4342 | Combustion Turbine | PJM_COMD | Illinois | Will | 75 | 2002 | 2045 | 2017 | 0.6254 | 8904.25 | 0.14047 | NEI 2019
Whiting Clean Energy | 55259_G_CT1 | 55259 | G | CT1 | 4357 | Combined Cycle | MIS_INKY | Indiana | Lake | 150 | 2002 | 9999 | 2019 | 50.4114 | 1029490 | 0.08981 | NEI 2019
Whiting Clean Energy | 55259_G_CT2 | 55259 | G | CT2 | 4358 | Combined Cycle | MIS_INKY | Indiana | Lake | 150 | 2002 | 9999 | 2019 | 74.0694 | 998935 | 0.08981 | NEI 2019
Whiting Clean Energy | 55259_G_ST1 | 55259 | G | ST1 | 4357 | Combined Cycle | MIS_INKY | Indiana | Lake | 213 | 2002 | 9999 |  |  |  | 0.08981 | NEI 2019
Bowling Green Generating Station | 55262_G_CT1 | 55262 | G | CT1 | 4361 | Combustion Turbine | PJM_ATSI | Ohio | Wood | 26 | 2000 | 9999 | 2019 | 0.28714 | 1733.1053 | 0.33136 | NEI 2019
Bowling Green Generating Station | 55262_G_CT2 | 55262 | G | CT2 | 4361 | Combustion Turbine | PJM_ATSI | Ohio | Wood | 12 | 2000 | 9999 | 2019 | 0.11144 | 799.8947 | 0.27864 | NEI 2019
Galion Generating Station | 55263_G_CT1 | 55263 | G | CT1 | 4363 | Combustion Turbine | PJM_ATSI | Ohio | Crawford | 26 | 2000 | 9999 | 2019 | 0.2203 | 1352.6842 | 0.32572 | NEI 2019
Galion Generating Station | 55263_G_CT2 | 55263 | G | CT2 | 4363 | Combustion Turbine | PJM_ATSI | Ohio | Crawford | 12 | 2000 | 9999 | 2019 | 0.12201 | 624.3158 | 0.39086 | NEI 2019
Napoleon Peaking Station | 55264_G_CT1 | 55264 | G | CT1 | 4365 | Combustion Turbine | PJM_ATSI | Ohio | Henry | 26 | 2000 | 9999 | 2019 | 0.23561 | 1503.2105 | 0.31348 | NEI 2019
Napoleon Peaking Station | 55264_G_CT2 | 55264 | G | CT2 | 4365 | Combustion Turbine | PJM_ATSI | Ohio | Henry | 12 | 2000 | 9999 | 2019 | 0.11762 | 693.7895 | 0.33907 | NEI 2019
Edward L. Addison Generating Plant | 55267_G_712 | 55267 | G | 712 | 4369 | Combustion Turbine | S_SOU | Georgia | Upson | 148.5 | 2000 | 9999 |  |  |  | 0.155 | Default Emission Factor
Edward L. Addison Generating Plant | 55267_G_713 | 55267 | G | 713 | 4370 | Combustion Turbine | S_SOU | Georgia | Upson | 149 | 2000 | 9999 |  |  |  | 0.155 | Default Emission Factor
Edward L. Addison Generating Plant | 55267_G_714 | 55267 | G | 714 | 4371 | Combustion Turbine | S_SOU | Georgia | Upson | 148.5 | 2000 | 9999 |  |  |  | 0.155 | Default Emission Factor
Edward L. Addison Generating Plant | 55267_G_715 | 55267 | G | 715 | 4372 | Combustion Turbine | S_SOU | Georgia | Upson | 145.7 | 2000 | 9999 | 2017 | 0.17189 | 71448.1574 | 0.00481 | NEI 2019
TVA Southaven Combined Cycle | 55269_G_CTG1 | 55269 | G | CTG1 | 4373 | Combined Cycle | S_C_TVA | Mississippi | Desoto | 157 | 2003 | 9999 |  |  |  | 0.04609 | Default Emission Factor
TVA Southaven Combined Cycle | 55269_G_CTG2 | 55269 | G | CTG2 | 4374 | Combined Cycle | S_C_TVA | Mississippi | Desoto | 157 | 2003 | 9999 |  |  |  | 0.04609 | Default Emission Factor
TVA Southaven Combined Cycle | 55269_G_CTG3 | 55269 | G | CTG3 | 4375 | Combined Cycle | S_C_TVA | Mississippi | Desoto | 157 | 2003 | 9999 | 2017 | 1.5123 | 664884 | 0.00283 | NEI 2019
TVA Southaven Combined Cycle | 55269_G_STG1 | 55269 | G | STG1 | 4373 | Combined Cycle | S_C_TVA | Mississippi | Desoto | 103 | 2003 | 9999 |  |  |  | 0.04609 | Default Emission Factor
TVA Southaven Combined Cycle | 55269_G_STG2 | 55269 | G | STG2 | 4374 | Combined Cycle | S_C_TVA | Mississippi | Desoto | 103 | 2003 | 9999 |  |  |  | 0.04609 | Default Emission Factor
TVA Southaven Combined Cycle | 55269_G_STG3 | 55269 | G | STG3 | 4375 | Combined Cycle | S_C_TVA | Mississippi | Desoto | 103 | 2003 | 9999 |  |  |  | 0.00283 | NEI 2019
Jackson Generating Station | 55270_G_7EA | 55270 | G | 7EA | 4376 | Combined Cycle | MIS_LMI | Michigan | Jackson | 73.2 | 2002 | 9999 | 2019 | 18.105 | 426800 | 0.10861 | NEI 2019
Jackson Generating Station | 55270_G_LM1 | 55270 | G | LM1 | 4377 | Combined Cycle | MIS_LMI | Michigan | Jackson | 46.7 | 2002 | 9999 |  |  |  | 0.04609 | Default Emission Factor
Jackson Generating Station | 55270_G_LM2 | 55270 | G | LM2 | 4378 | Combined Cycle | MIS_LMI | Michigan | Jackson | 45.4 | 2002 | 9999 |  |  |  | 0.04609 | Default Emission Factor
Jackson Generating Station | 55270_G_LM3 | 55270 | G | LM3 | 4379 | Combined Cycle | MIS_LMI | Michigan | Jackson | 44.7 | 2002 | 9999 |  |  |  | 0.04609 | Default Emission Factor
Jackson Generating Station | 55270_G_LM4 | 55270 | G | LM4 | 4380 | Combined Cycle | MIS_LMI | Michigan | Jackson | 44.8 | 2002 | 9999 |  |  |  | 0.04609 | Default Emission Factor
Jackson Generating Station | 55270_G_LM5 | 55270 | G | LM5 | 4381 | Combined Cycle | MIS_LMI | Michigan | Jackson | 43.3 | 2002 | 9999 |  |  |  | 0.10861 | NEI 2019
Jackson Generating Station | 55270_G_LM6 | 55270 | G | LM6 | 4382 | Combined Cycle | MIS_LMI | Michigan | Jackson | 45 | 2002 | 9999 | 2019 | 41.24 | 1749823 | 0.10861 | NEI 2019
Jackson Generating Station | 55270_G_ST1 | 55270 | G | ST1 | 4376 | Combined Cycle | MIS_LMI | Michigan | Jackson | 101.6 | 2002 | 9999 |  |  |  | 0.04609 | Default Emission Factor
Jackson Generating Station | 55270_G_ST2 | 55270 | G | ST2 | 4380 | Combined Cycle | MIS_LMI | Michigan | Jackson | 98.3 | 2002 | 9999 |  |  |  | 0.10861 | NEI 2019
Tenaska Lindsay Hill Generating Station | 55271_G_GTG1 | 55271 | G | GTG1 | 4383 | Combined Cycle | S_SOU | Alabama | Autauga | 152 | 2002 | 9999 | 2019 | 10.75 | 1100405 | 0.03053 | NEI 2019
Tenaska Lindsay Hill Generating Station | 55271_G_GTG2 | 55271 | G | GTG2 | 4384 | Combined Cycle | S_SOU | Alabama | Autauga | 152 | 2002 | 9999 | 2019 | 5.597 | 307528 | 0.03053 | NEI 2019
Tenaska Lindsay Hill Generating Station | 55271_G_GTG3 | 55271 | G | GTG3 | 4385 | Combined Cycle | S_SOU | Alabama | Autauga | 152 | 2002 | 9999 | 2019 | 9.97 | 316052 | 0.03053 | NEI 2019
Tenaska Lindsay Hill Generating Station | 55271_G_STG1 | 55271 | G | STG1 | 4383 | Combined Cycle | S_SOU | Alabama | Autauga | 392 | 2002 | 9999 |  |  |  | 0.03053 | NEI 2019
Ceredo Generating Station | 55276_G_01 | 55276 | G | 01 | 4397 | Combustion Turbine | PJM_West | West Virginia | Wayne | 75 | 2001 | 9999 | 2019 | 4.8 | 60605.8333 | 0.1584 | NEI 2019
Ceredo Generating Station | 55276_G_02 | 55276 | G | 02 | 4398 | Combustion Turbine | PJM_West | West Virginia | Wayne | 75 | 2001 | 9999 | 2019 | 4.596 | 60605.8333 | 0.15167 | NEI 2019
Ceredo Generating Station | 55276_G_03 | 55276 | G | 03 | 4399 | Combustion Turbine | PJM_West | West Virginia | Wayne | 75 | 2001 | 9999 | 2019 | 4.412 | 60605.8333 | 0.1456 | NEI 2019
Ceredo Generating Station | 55276_G_04 | 55276 | G | 04 | 4400 | Combustion Turbine | PJM_West | West Virginia | Wayne | 75 | 2001 | 9999 | 2019 | 4.654 | 60605.8333 | 0.15358 | NEI 2019
Ceredo Generating Station | 55276_G_05 | 55276 | G | 05 | 4401 | Combustion Turbine | PJM_West | West Virginia | Wayne | 75 | 2001 | 9999 | 2019 | 4.207 | 60605.8333 | 0.13883 | NEI 2019
Ceredo Generating Station | 55276_G_06 | 55276 | G | 06 | 4402 | Combustion Turbine | PJM_West | West Virginia | Wayne | 75 | 2001 | 9999 | 2019 | 4.119 | 60605.8333 | 0.13593 | NEI 2019
Beaver Creek Gas Plant | 55278_G_1 | 55278 | G | 1 |  | Combustion Turbine | WECC_WY | Wyoming | Fremont | 1.8 | 1983 | 9999 |  |  |  | 0.155 | Default Emission Factor
Beaver Creek Gas Plant | 55278_G_2 | 55278 | G | 2 |  | Combustion Turbine | WECC_WY | Wyoming | Fremont | 1.8 | 1992 | 9999 |  |  |  | 0.155 | Default Emission Factor
Beaver Creek Gas Plant | 55278_G_STG-1 | 55278 | G | STG-1 |  | Non-Fossil Waste | WECC_WY | Wyoming | Fremont | 0.9 | 2018 | 9999 |  |  |  | 0.81254 | Default Emission Factor
Aurora | 55279_G_CTG1 | 55279 | G | CTG1 | 4407 | Combustion Turbine | PJM_COMD | Illinois | DuPage | 168.2 | 2002 | 2045 | 2017 | 1.9845 | 67355.6548 | 0.05893 | NEI 2019
Aurora | 55279_G_CTG10 | 55279 | G | CTG10 | 4408 | Combustion Turbine | PJM_COMD | Illinois | DuPage | 49 | 2001 | 2045 | 2019 | 0.8359 | 33354.0847 | 0.05012 | NEI 2019
Aurora | 55279_G_CTG2 | 55279 | G | CTG2 | 4409 | Combustion Turbine | PJM_COMD | Illinois | DuPage | 166 | 2001 | 2045 | 2019 | 2.4288 | 112995.4707 | 0.04299 | NEI 2019
Aurora | 55279_G_CTG3 | 55279 | G | CTG3 | 4410 | Combustion Turbine | PJM_COMD | Illinois | DuPage | 163.9 | 2001 | 2045 | 2019 | 1.7354 | 111566.0099 | 0.03111 | NEI 2019
Aurora | 55279_G_CTG4 | 55279 | G | CTG4 | 4411 | Combustion Turbine | PJM_COMD | Illinois | DuPage | 163.9 | 2001 | 2045 | 2017 | 1.8575 | 65633.7207 | 0.0566 | NEI 2019
Aurora | 55279_G_CTG5 | 55279 | G | CTG5 | 4412 | Combustion Turbine | PJM_COMD | Illinois | DuPage | 49 | 2001 | 2045 | 2017 | 0.8021 | 19622.0397 | 0.08176 | NEI 2019
Aurora | 55279_G_CTG6 | 55279 | G | CTG6 | 4413 | Combustion Turbine | PJM_COMD | Illinois | DuPage | 49 | 2001 | 2045 | 2017 | 0.76895 | 19622.0397 | 0.07838 | NEI 2019
Aurora | 55279_G_CTG7 | 55279 | G | CTG7 | 4414 | Combustion Turbine | PJM_COMD | Illinois | DuPage | 49 | 2001 | 2045 | 2017 | 0.78715 | 19622.0397 | 0.08023 | NEI 2019
Aurora | 55279_G_CTG8 | 55279 | G | CTG8 | 4415 | Combustion Turbine | PJM_COMD | Illinois | DuPage | 49 | 2001 | 2045 | 2019 | 0.84175 | 33354.0847 | 0.05047 | NEI 2019
Aurora | 55279_G_CTG9 | 55279 | G | CTG9 | 4416 | Combustion Turbine | PJM_COMD | Illinois | DuPage | 49 | 2001 | 2045 | 2019 | 0.7566 | 33354.0847 | 0.04537 | NEI 2019
Southeast Chicago Energy Project | 55281_G_GT05 | 55281 | G | GT05 | 8494 | Combustion Turbine | PJM_COMD | Illinois | Cook | 37 | 2002 | 2045 | 2019 | 0.33252 | 5267.125 | 0.12626 | NEI 2019
Southeast Chicago Energy Project | 55281_G_GT06 | 55281 | G | GT06 | 8496 | Combustion Turbine | PJM_COMD | Illinois | Cook | 37 | 2002 | 2045 | 2019 | 0.13132 | 5267.125 | 0.04987 | NEI 2019
Southeast Chicago Energy Project | 55281_G_GT07 | 55281 | G | GT07 | 8498 | Combustion Turbine | PJM_COMD | Illinois | Cook | 37 | 2002 | 2045 | 2017 | 0.30942 | 6037.75 | 0.1025 | NEI 2019
Southeast Chicago Energy Project | 55281_G_GT08 | 55281 | G | GT08 | 8500 | Combustion Turbine | PJM_COMD | Illinois | Cook | 37 | 2002 | 2045 | 2017 | 0.090915 | 6037.75 | 0.03012 | NEI 2019
Southeast Chicago Energy Project | 55281_G_GT09 | 55281 | G | GT09 | 8502 | Combustion Turbine | PJM_COMD | Illinois | Cook | 37 | 2002 | 2045 | 2017 | 0.36612 | 6037.75 | 0.12128 | NEI 2019
Southeast Chicago Energy Project | 55281_G_GT10 | 55281 | G | GT10 | 8488 | Combustion Turbine | PJM_COMD | Illinois | Cook | 37 | 2002 | 2045 | 2017 | 0.36612 | 6037.75 | 0.12128 | NEI 2019
Southeast Chicago Energy Project | 55281_G_GT11 | 55281 | G | GT11 | 8490 | Combustion Turbine | PJM_COMD | Illinois | Cook | 37 | 2002 | 2045 | 2019 | 0.35263 | 5267.125 | 0.1339 | NEI 2019
Southeast Chicago Energy Project | 55281_G_GT12 | 55281 | G | GT12 | 8492 | Combustion Turbine | PJM_COMD | Illinois | Cook | 37 | 2002 | 2045 | 2019 | 0.37011 | 5267.125 | 0.14054 | NEI 2019
Arlington Valley Energy Facility | 55282_G_CTG1 | 55282 | G | CTG1 | 4420 | Combined Cycle | WECC_AZ | Arizona | Maricopa | 162 | 2002 | 9999 | 2019 | 5.5972 | 2029210 | 0.00728 | NEI 2019
Arlington Valley Energy Facility | 55282_G_CTG2 | 55282 | G | CTG2 | 4421 | Combined Cycle | WECC_AZ | Arizona | Maricopa | 163 | 2002 | 9999 | 2017 | 4.0703 | 628260 | 0.00728 | NEI 2019
Arlington Valley Energy Facility | 55282_G_STG1 | 55282 | G | STG1 | 4420 | Combined Cycle | WECC_AZ | Arizona | Maricopa | 255 | 2002 | 9999 |  |  |  | 0.00728 | NEI 2019
Front Range Power Plant | 55283_G_1 | 55283 | G | 1 | 4422 | Combined Cycle | WECC_CO | Colorado | El Paso | 135 | 2003 | 9999 | 2019 | 1.7828 | 1854594 | 0.00248 | NEI 2019
Front Range Power Plant | 55283_G_2 | 55283 | G | 2 | 4423 | Combined Cycle | WECC_CO | Colorado | El Paso | 135 | 2003 | 9999 | 2019 | 1.5076 | 799222 | 0.00248 | NEI 2019
Front Range Power Plant | 55283_G_3 | 55283 | G | 3 | 4422 | Combined Cycle | WECC_CO | Colorado | El Paso | 190 | 2003 | 9999 |  |  |  | 0.00248 | NEI 2019
Big Sandy Peaker Plant | 55284_G_BSG1 | 55284 | G | BSG1 | 4424 | Combustion Turbine | PJM_West | West Virginia | Wayne | 50 | 2001 | 9999 | 2019 | 0.88697 | 40958 | 0.04331 | NEI 2019
Big Sandy Peaker Plant | 55284_G_BSG2 | 55284 | G | BSG2 | 4425 | Combustion Turbine | PJM_West | West Virginia | Wayne | 50 | 2001 | 9999 | 2019 | 0.47015 | 40958 | 0.02296 | NEI 2019
Big Sandy Peaker Plant | 55284_G_BSG3 | 55284 | G | BSG3 | 4426 | Combustion Turbine | PJM_West | West Virginia | Wayne | 50 | 2001 | 9999 | 2019 | 0.7974 | 40958 | 0.03894 | NEI 2019
Big Sandy Peaker Plant | 55284_G_BSG4 | 55284 | G | BSG4 | 4427 | Combustion Turbine | PJM_West | West Virginia | Wayne | 50 | 2001 | 9999 | 2019 | 0.73855 | 40958 | 0.03606 | NEI 2019
Big Sandy Peaker Plant | 55284_G_BSG5 | 55284 | G | BSG5 | 4428 | Combustion Turbine | PJM_West | West Virginia | Wayne | 50 | 2001 | 9999 | 2019 | 0.89017 | 40958 | 0.04347 | NEI 2019
Big Sandy Peaker Plant | 55284_G_BSG6 | 55284 | G | BSG6 | 4429 | Combustion Turbine | PJM_West | West Virginia | Wayne | 50 | 2001 | 9999 | 2019 | 0.68004 | 40958 | 0.03321 | NEI 2019
Wolf Hills Energy | 55285_G_WHG1 | 55285 | G | WHG1 | 4436 | Combustion Turbine | PJM_West | Virginia | Washington | 50 | 2001 | 9999 | 2019 | 1.07 | 23058.8 | 0.09281 | NEI 2019
Wolf Hills Energy | 55285_G_WHG2 | 55285 | G | WHG2 | 4437 | Combustion Turbine | PJM_West | Virginia | Washington | 50 | 2001 | 9999 | 2019 | 1.07 | 23058.8 | 0.09281 | NEI 2019
Wolf Hills Energy | 55285_G_WHG3 | 55285 | G | WHG3 | 4438 | Combustion Turbine | PJM_West | Virginia | Washington | 50 | 2001 | 9999 | 2019 | 0.82 | 23058.8 | 0.07112 | NEI 2019
Wolf Hills Energy | 55285_G_WHG4 | 55285 | G | WHG4 | 4439 | Combustion Turbine | PJM_West | Virginia | Washington | 50 | 2001 | 9999 | 2019 | 0.64 | 23058.8 | 0.05551 | NEI 2019
Wolf Hills Energy | 55285_G_WHG5 | 55285 | G | WHG5 | 4440 | Combustion Turbine | PJM_West | Virginia | Washington | 50 | 2001 | 9999 | 2019 | 0.71 | 23058.8 | 0.06158 | NEI 2019
Oleander Power Project LP | 55286_G_OG1 | 55286 | G | OG1 | 4446 | Combustion Turbine | FRCC | Florida | Brevard | 155 | 2002 | 9999 | 2019 | 1.9693 | 37726.7607 | 0.1044 | NEI 2019
Oleander Power Project LP | 55286_G_OG2 | 55286 | G | OG2 | 4447 | Combustion Turbine | FRCC | Florida | Brevard | 155 | 2002 | 9999 | 2019 | 0.57791 | 37726.7607 | 0.03064 | NEI 2019
Oleander Power Project LP | 55286_G_OG3 | 55286 | G | OG3 | 4448 | Combustion Turbine | FRCC | Florida | Brevard | 155 | 2002 | 9999 | 2019 | 0.27799 | 37726.7607 | 0.01474 | NEI 2019
Oleander Power Project LP | 55286_G_OG4 | 55286 | G | OG4 | 4449 | Combustion Turbine | FRCC | Florida | Brevard | 156 | 2002 | 9999 | 2019 | 0.20557 | 37970.1592 | 0.01083 | NEI 2019
Oleander Power Project LP | 55286_G_OG5 | 55286 | G | OG5 | 4450 | Combustion Turbine | FRCC | Florida | Brevard | 157 | 2007 | 9999 | 2019 | 0.65648 | 38213.5576 | 0.03436 | NEI 2019
Decatur Energy Center | 55292_G_CTG1 | 55292 | G | CTG1 | 4459 | Combined Cycle | S_C_TVA | Alabama | Morgan | 155 | 2002 | 9999 | 2019 | 8.07 | 1203686 | 0.02338 | NEI 2019
Decatur Energy Center | 55292_G_CTG2 | 55292 | G | CTG2 | 4460 | Combined Cycle | S_C_TVA | Alabama | Morgan | 155 | 2002 | 9999 | 2019 | 8.4 | 469769 | 0.02338 | NEI 2019
Decatur Energy Center | 55292_G_CTG3 | 55292 | G | CTG3 | 4461 | Combined Cycle | S_C_TVA | Alabama | Morgan | 155 | 2003 | 9999 | 2019 | 8.6 | 471352 | 0.02338 | NEI 2019
Decatur Energy Center | 55292_G_STG1 | 55292 | G | STG1 | 4459 | Combined Cycle | S_C_TVA | Alabama | Morgan | 260 | 2002 | 9999 |  |  |  | 0.02338 | NEI 2019
Morgan Energy Center | 55293_G_CTG1 | 55293 | G | CTG1 | 4462 | Combined Cycle | S_C_TVA | Alabama | Morgan | 161 | 2004 | 9999 | 2019 | 7.4 | 832821 | 0.01173 | NEI 2019
Morgan Energy Center | 55293_G_CTG2 | 55293 | G | CTG2 | 4463 | Combined Cycle | S_C_TVA | Alabama | Morgan | 161 | 2003 | 9999 | 2019 | 5.7 | 644993 | 0.01173 | NEI 2019
Morgan Energy Center | 55293_G_CTG3 | 55293 | G | CTG3 | 4464 | Combined Cycle | S_C_TVA | Alabama | Morgan | 161 | 2003 | 9999 | 2019 | 5.2 | 600177 | 0.01173 | NEI 2019
Morgan Energy Center | 55293_G_STG1 | 55293 | G | STG1 | 4462 | Combined Cycle | S_C_TVA | Alabama | Morgan | 266 | 2003 | 9999 |  |  |  | 0.01173 | NEI 2019
Westbrook Energy Center Power Plant | 55294_G_GTG1 | 55294 | G | GTG1 | 4465 | Combined Cycle | NENG_ME | Maine | Cumberland | 174.8 | 2001 | 9999 | 2019 | 5.6966 | 311180 | 0.01666 | NEI 2019
Westbrook Energy Center Power Plant | 55294_G_GTG2 | 55294 | G | GTG2 | 4466 | Combined Cycle | NENG_ME | Maine | Cumberland | 173.9 | 2001 | 9999 | 2019 | 2.275 | 645875 | 0.01666 | NEI 2019
Westbrook Energy Center Power Plant | 55294_G_STG3 | 55294 | G | STG3 | 4465 | Combined Cycle | NENG_ME | Maine | Cumberland | 191.6 | 2001 | 9999 |  |  |  | 0.01666 | NEI 2019
Blythe Energy Inc | 55295_G_CT1 | 55295 | G | CT1 | 4467 | Combined Cycle | WECC_SCE | California | Riverside | 156.5 | 2003 | 9999 | 2017 | 20.243 | 534486 | 0.04723 | NEI 2019
Blythe Energy Inc | 55295_G_CT2 | 55295 | G | CT2 | 4468 | Combined Cycle | WECC_SCE | California | Riverside | 156.5 | 2003 | 9999 | 2017 | 20.821 | 581125 | 0.04723 | NEI 2019
Blythe Energy Inc | 55295_G_ST1 | 55295 | G | ST1 | 4467 | Combined Cycle | WECC_SCE | California | Riverside | 201 | 2003 | 9999 |  |  |  | 0.04723 | NEI 2019
Calumet Energy Team LLC | 55296_G_CT11 | 55296 | G | CT11 | 4469 | Combustion Turbine | PJM_COMD | Illinois | Cook | 157.2 | 2002 | 2045 | 2019 | 0.097075 | 7046.2183 | 0.02755 | NEI 2019
Calumet Energy Team LLC | 55296_G_CT12 | 55296 | G | CT12 | 4470 | Combustion Turbine | PJM_COMD | Illinois | Cook | 162.5 | 2002 | 2045 | 2017 | 0.088125 | 12477.4789 | 0.01413 | NEI 2019
New Covert Generating Facility | 55297_G_1 | 55297 | G | 1 | 4471 | Combined Cycle | MIS_LMI | Michigan | Van Buren | 220.5 | 2004 | 9999 | 2019 | 30.94 | 2465001 | 0.0251 | NEI 2019
New Covert Generating Facility | 55297_G_1A | 55297 | G | 1A | 4471 | Combined Cycle | MIS_LMI | Michigan | Van Buren | 134 | 2004 | 9999 |  |  |  | 0.0251 | NEI 2019
New Covert Generating Facility | 55297_G_2 | 55297 | G | 2 | 4472 | Combined Cycle | MIS_LMI | Michigan | Van Buren | 218.2 | 2004 | 9999 | 2019 | 19.675 | 2719704 | 0.01447 | NEI 2019
New Covert Generating Facility | 55297_G_2A | 55297 | G | 2A | 4472 | Combined Cycle | MIS_LMI | Michigan | Van Buren | 134 | 2004 | 9999 |  |  |  | 0.01447 | NEI 2019
New Covert Generating Facility | 55297_G_3 | 55297 | G | 3 | 4473 | Combined Cycle | MIS_LMI | Michigan | Van Buren | 214.8 | 2004 | 9999 | 2019 | 17.21 | 2221065 | 0.0155 | NEI 2019
New Covert Generating Facility | 55297_G_3A | 55297 | G | 3A | 4473 | Combined Cycle | MIS_LMI | Michigan | Van Buren | 134 | 2004 | 9999 |  |  |  | 0.0155 | NEI 2019
Fairless Energy Center | 55298_G_CT1A | 55298 | G | CT1A | 4475 | Combined Cycle | PJM_EMAC | Pennsylvania | Bucks | 183 | 2004 | 9999 | 2019 | 18.4299 | 1245876 | 0.01705 | NEI 2019
Fairless Energy Center | 55298_G_CT1B | 55298 | G | CT1B | 4476 | Combined Cycle | PJM_EMAC | Pennsylvania | Bucks | 191 | 2004 | 9999 | 2019 | 11.3199 | 1031522 | 0.01705 | NEI 2019
Fairless Energy Center | 55298_G_CT2A | 55298 | G | CT2A | 88254 | Combined Cycle | PJM_EMAC | Pennsylvania | Bucks | 198 | 2004 | 9999 | 2019 | 18.034 | 1115902 | 0.01688 | NEI 2019
Fairless Energy Center | 55298_G_CT2B | 55298 | G | CT2B | 88255 | Combined Cycle | PJM_EMAC | Pennsylvania | Bucks | 198 | 2004 | 9999 | 2019 | 11.7819 | 1150549 | 0.01688 | NEI 2019
Fairless Energy Center | 55298_G_ST1 | 55298 | G | ST1 | 4475 | Combined Cycle | PJM_EMAC | Pennsylvania | Bucks | 258 | 2004 | 9999 |  |  |  | 0.01705 | NEI 2019
Fairless Energy Center | 55298_G_ST2 | 55298 | G | ST2 | 88254 | Combined Cycle | PJM_EMAC | Pennsylvania | Bucks | 258 | 2004 | 9999 |  |  |  | 0.01688 | NEI 2019
Channel Energy Center LLC | 55299_G_CTG1 | 55299 | G | CTG1 | 4477 | Combined Cycle | ERC_REST | Texas | Harris | 185 | 2001 | 9999 | 2019 | 34.5 | 1293318 | 0.03252 | NEI 2019
Channel Energy Center LLC | 55299_G_CTG2 | 55299 | G | CTG2 | 4478 | Combined Cycle | ERC_REST | Texas | Harris | 185 | 2002 | 9999 | 2019 | 2.75 | 1008701 | 0.03252 | NEI 2019
Channel Energy Center LLC | 55299_G_CTG3 | 55299 | G | CTG3 | 4479 | Combined Cycle | ERC_REST | Texas | Harris | 183 | 2014 | 9999 | 2019 | 26.09 | 1039699 | 0.03252 | NEI 2019
Channel Energy Center LLC | 55299_G_ST-1 | 55299 | G | ST-1 | 4477 | Combined Cycle | ERC_REST | Texas | Harris | 215 | 2002 | 9999 |  |  |  | 0.04609 | Default Emission Factor
Baconton Power Plant | 55304_G_CT1 | 55304 | G | CT1 | 4484 | Combustion Turbine | S_SOU | Georgia | Mitchell | 49 | 2000 | 9999 |  |  |  | 0.155 | Default Emission Factor
Baconton Power Plant | 55304_G_CT4 | 55304 | G | CT4 | 4485 | Combustion Turbine | S_SOU | Georgia | Mitchell | 49 | 2000 | 9999 |  |  |  | 0.155 | Default Emission Factor
Baconton Power Plant | 55304_G_CT5 | 55304 | G | CT5 | 4486 | Combustion Turbine | S_SOU | Georgia | Mitchell | 49 | 2000 | 9999 |  |  |  | 0.155 | Default Emission Factor
Baconton Power Plant | 55304_G_CT6 | 55304 | G | CT6 | 4487 | Combustion Turbine | S_SOU | Georgia | Mitchell | 49 | 2000 | 9999 |  |  |  | 0.155 | Default Emission Factor
Gila River Power Block 4 | 55306_G_CTG7 | 55306 | G | CTG7 | 8520 | Combined Cycle | WECC_AZ | Arizona | Maricopa | 146 | 2003 | 9999 | 2019 | 6.0095 | 695327 | 0.03022 | NEI 2019
Gila River Power Block 4 | 55306_G_CTG8 | 55306 | G | CTG8 | 8522 | Combined Cycle | WECC_AZ | Arizona | Maricopa | 146 | 2003 | 9999 | 2019 | 10.1901 | 376661 | 0.03022 | NEI 2019
Gila River Power Block 4 | 55306_G_ST12 | 55306 | G | ST12 | 8520 | Combined Cycle | WECC_AZ | Arizona | Maricopa | 223 | 2003 | 9999 |  |  |  | 0.03022 | NEI 2019
Calvert City | 55308_G_GEN1 | 55308 | G | GEN1 | 88083 | Combustion Turbine | S_C_TVA | Kentucky | Marshall | 23 | 2000 | 9999 | 2019 | 4.0876 | 212522.8 | 0.03847 | NEI 2019
Air Products Port Arthur | 55309_G_GEN 5 | 55309 | G | GEN 5 |  | Combustion Turbine | MIS_WOTA | Texas | Jefferson | 32.8 | 2012 | 9999 | 2019 | 8.4277 | 219583.4393 | 0.07676 | NEI 2019
Air Products Port Arthur | 55309_G_GEN1 | 55309 | G | GEN1 |  | Combustion Turbine | MIS_WOTA | Texas | Jefferson | 33.2 | 2000 | 9999 |  |  |  | 0.155 | Default Emission Factor
Air Products Port Arthur | 55309_G_GEN4 | 55309 | G | GEN4 |  | Combustion Turbine | MIS_WOTA | Texas | Jefferson | 72.4 | 2006 | 9999 | 2019 | 5.638 | 484690.2746 | 0.02326 | NEI 2019
Ingleside Cogeneration | 55313_G_CTG1 | 55313 | G | CTG1 |  | Combined Cycle | ERC_REST | Texas | San Patricio | 155 | 1999 | 9999 | 2019 | 18.7096 | 1886076 | 0.02487 | NEI 2019
Ingleside Cogeneration | 55313_G_CTG2 | 55313 | G | CTG2 |  | Combined Cycle | ERC_REST | Texas | San Patricio | 155 | 1999 | 9999 | 2019 | 9.435 | 1109900 | 0.02487 | NEI 2019
Ingleside Cogeneration | 55313_G_STG | 55313 | G | STG |  | Fossil Waste | ERC_REST | Texas | San Patricio | 150 | 1999 | 9999 |  |  |  | 0.6381 | Default Emission Factor
Fore River Generating Station | 55317_G_GT11 | 55317 | G | GT11 | 4488 | Combined Cycle | NENGREST | Massachusetts | Norfolk | 228.8 | 2003 | 9999 | 2019 | 19.488 | 3064132 | 0.01737 | NEI 2019
Fore River Generating Station | 55317_G_GT12 | 55317 | G | GT12 | 4489 | Combined Cycle | NENGREST | Massachusetts | Norfolk | 228.1 | 2003 | 9999 | 2019 | 18.7602 | 1339052 | 0.01737 | NEI 2019
Fore River Generating Station | 55317_G_ST15 | 55317 | G | ST15 | 4488 | Combined Cycle | NENGREST | Massachusetts | Norfolk | 269.1 | 2003 | 9999 |  |  |  | 0.01737 | NEI 2019
Wise County Power LLC | 55320_G_GT1 | 55320 | G | GT1 | 8524 | Combined Cycle | ERC_REST | Texas | Wise | 225 | 2004 | 9999 | 2019 | 12.0501 | 1976173 | 0.01681 | NEI 2019
Wise County Power LLC | 55320_G_GT2 | 55320 | G | GT2 | 8526 | Combined Cycle | ERC_REST | Texas | Wise | 225 | 2004 | 9999 | 2019 | 11.8312 | 864961 | 0.01681 | NEI 2019
Wise County Power LLC | 55320_G_ST1 | 55320 | G | ST1 | 8524 | Combined Cycle | ERC_REST | Texas | Wise | 230 | 2004 | 9999 |  |  |  | 0.01681 | NEI 2019
Chuck Lenzie Generating Station | 55322_G_CTG1 | 55322 | G | CTG1 | 9006 | Combined Cycle | WECC_SNV | Nevada | Clark | 165 | 2006 | 9999 | 2019 | 52.88 | 1119202 | 0.05961 | NEI 2019
Chuck Lenzie Generating Station | 55322_G_CTG2 | 55322 | G | CTG2 | 9007 | Combined Cycle | WECC_SNV | Nevada | Clark | 165 | 2006 | 9999 | 2019 | 53.06 | 1140947 | 0.05961 | NEI 2019
Chuck Lenzie Generating Station | 55322_G_CTG3 | 55322 | G | CTG3 | 9008 | Combined Cycle | WECC_SNV | Nevada | Clark | 165 | 2006 | 9999 | 2019 | 44.62 | 963286 | 0.0598 | NEI 2019
Chuck Lenzie Generating Station | 55322_G_CTG4 | 55322 | G | CTG4 | 9009 | Combined Cycle | WECC_SNV | Nevada | Clark | 165 | 2006 | 9999 | 2019 | 45.81 | 952163 | 0.0598 | NEI 2019
Chuck Lenzie Generating Station | 55322_G_ST1 | 55322 | G | ST1 | 9006 | Combined Cycle | WECC_SNV | Nevada | Clark | 255 | 2006 | 9999 |  |  |  | 0.05961 | NEI 2019
Chuck Lenzie Generating Station | 55322_G_ST2 | 55322 | G | ST2 | 9008 | Combined Cycle | WECC_SNV | Nevada | Clark | 255 | 2006 | 9999 |  |  |  | 0.0598 | NEI 2019
Baytown Energy Center | 55327_G_CTG1 | 55327 | G | CTG1 | 4097 | Combined Cycle | ERC_REST | Texas | Chambers | 165 | 2002 | 9999 | 2019 | 10.55 | 1040515 | 0.01422 | NEI 2019
Baytown Energy Center | 55327_G_CTG2 | 55327 | G | CTG2 | 4098 | Combined Cycle | ERC_REST | Texas | Chambers | 165 | 2002 | 9999 | 2019 | 10.09 | 1103577 | 0.01422 | NEI 2019
Baytown Energy Center | 55327_G_CTG3 | 55327 | G | CTG3 | 4099 | Combined Cycle | ERC_REST | Texas | Chambers | 165 | 2002 | 9999 | 2019 | 12.92 | 1188183 | 0.01422 | NEI 2019
Baytown Energy Center | 55327_G_STG1 | 55327 | G | STG1 | 4097 | Combined Cycle | ERC_REST | Texas | Chambers | 275 | 2002 | 9999 |  |  |  | 0.01422 | NEI 2019
Hermiston Power Partnership | 55328_G_CTG1 | 55328 | G | CTG1 | 4493 | Combined Cycle | WECC_PNW | Oregon | Umatilla | 184 | 2002 | 9999 | 2019 | 36.6 | 1287019 | 0.0335 | NEI 2019
Hermiston Power Partnership | 55328_G_CTG2 | 55328 | G | CTG2 | 4494 | Combined Cycle | WECC_PNW | Oregon | Umatilla | 184 | 2002 | 9999 | 2019 | 35.4 | 1290653 | 0.0335 | NEI 2019
Hermiston Power Partnership | 55328_G_STG1 | 55328 | G | STG1 | 4493 | Combined Cycle | WECC_PNW | Oregon | Umatilla | 247 | 2002 | 9999 |  |  |  | 0.0335 | NEI 2019
Washington County Power LLC | 55332_G_1 | 55332 | G | 1 | 4503 | Combustion Turbine | S_SOU | Georgia | Washington | 151 | 2003 | 9999 | 2019 | 0.38 | 54869.7937 | 0.01385 | NEI 2019
Washington County Power LLC | 55332_G_2 | 55332 | G | 2 | 4504 | Combustion Turbine | S_SOU | Georgia | Washington | 157.9 | 2003 | 9999 | 2017 | 2.97 | 30450.9701 | 0.19507 | NEI 2019
Washington County Power LLC | 55332_G_3 | 55332 | G | 3 | 4505 | Combustion Turbine | S_SOU | Georgia | Washington | 150 | 2003 | 9999 | 2019 | 2.43 | 54506.4175 | 0.08916 | NEI 2019
Washington County Power LLC | 55332_G_4 | 55332 | G | 4 | 4506 | Combustion Turbine | S_SOU | Georgia | Washington | 156.6 | 2003 | 9999 | 2019 | 0.39 | 56904.6999 | 0.01371 | NEI 2019
Delta Energy Center | 55333_G_CTG1 | 55333 | G | CTG1 | 3739 | Combined Cycle | WEC_CALN | California | Contra Costa | 176 | 2002 | 9999 | 2017 | 7.8212 | 102810 | 0.02 | NEI 2019
Delta Energy Center | 55333_G_CTG2 | 55333 | G | CTG2 | 3740 | Combined Cycle | WEC_CALN | California | Contra Costa | 165 | 2002 | 9999 | 2019 | 5.9017 | 722222 | 0.02 | NEI 2019
Delta Energy Center | 55333_G_CTG3 | 55333 | G | CTG3 | 3741 | Combined Cycle | WEC_CALN | California | Contra Costa | 165 | 2002 | 9999 | 2017 | 8.7199 | 141326 | 0.02 | NEI 2019
Delta Energy Center | 55333_G_STG1 | 55333 | G | STG1 | 3739 | Combined Cycle | WEC_CALN | California | Contra Costa | 263.1 | 2002 | 9999 |  |  |  | 0.02 | NEI 2019
Holland Energy Facility | 55334_G_CTG1 | 55334 | G | CTG1 | 4508 | Combined Cycle | MIS_IL | Illinois | Shelby | 151.7 | 2002 | 2045 | 2017 | 24.3553 | 487191 | 0.08589 | NEI 2019
Holland Energy Facility | 55334_G_CTG2 | 55334 | G | CTG2 | 4509 | Combined Cycle | MIS_IL | Illinois | Shelby | 146.2 | 2002 | 2045 | 2019 | 25.4169 | 431831 | 0.08589 | NEI 2019
Holland Energy Facility | 55334_G_STG1 | 55334 | G | STG1 | 4508 | Combined Cycle | MIS_IL | Illinois | Shelby | 326.4 | 2002 | 2045 |  |  |  | 0.08589 | NEI 2019
Ironwood LLC | 55337_G_CT1 | 55337 | G | CT1 | 88084 | Combined Cycle | PJM_WMAC | Pennsylvania | Lebanon | 238.7 | 2001 | 9999 | 2019 | 33.93 | 1655480 | 0.03898 | NEI 2019
Ironwood LLC | 55337_G_CT2 | 55337 | G | CT2 | 88085 | Combined Cycle | PJM_WMAC | Pennsylvania | Lebanon | 241.7 | 2001 | 9999 | 2019 | 60.46 | 1570946 | 0.03898 | NEI 2019
Ironwood LLC | 55337_G_ST4 | 55337 | G | ST4 | 88084 | Combined Cycle | PJM_WMAC | Pennsylvania | Lebanon | 219.7 | 2001 | 9999 |  |  |  | 0.03898 | NEI 2019
Dell Power Station | 55340_G_CTG1 | 55340 | G | CTG1 | 4517 | Combined Cycle | S_D_AECI | Arkansas | Mississippi | 147 | 2007 | 9999 |  |  |  | 0.01916 | NEI 2019
Dell Power Station | 55340_G_CTG2 | 55340 | G | CTG2 | 4518 | Combined Cycle | S_D_AECI | Arkansas | Mississippi | 148 | 2007 | 9999 | 2019 | 30.9309 | 2024048 | 0.01916 | NEI 2019
Dell Power Station | 55340_G_STG | 55340 | G | STG | 4517 | Combined Cycle | S_D_AECI | Arkansas | Mississippi | 151 | 2007 | 9999 |  |  |  | 0.01916 | NEI 2019
Luna Energy Facility | 55343_G_CTG1 | 55343 | G | CTG1 | 4521 | Combined Cycle | WECC_NM | New Mexico | Luna | 150.5 | 2006 | 9999 | 2019 | 14.98 | 897985 | 0.02271 | NEI 2019
Luna Energy Facility | 55343_G_CTG2 | 55343 | G | CTG2 | 4522 | Combined Cycle | WECC_NM | New Mexico | Luna | 150.5 | 2006 | 9999 | 2019 | 14.98 | 863052 | 0.02271 | NEI 2019
Luna Energy Facility | 55343_G_STG1 | 55343 | G | STG1 | 4521 | Combined Cycle | WECC_NM | New Mexico | Luna | 258 | 2006 | 9999 |  |  |  | 0.02271 | NEI 2019
Otay Mesa Generating Project | 55345_G_1-01 | 55345 | G | 1-01 | 4523 | Combined Cycle | WEC_SDGE | California | San Diego | 152.8 | 2009 | 9999 | 2017 | 43.2 | 1446282 | 0.08031 | NEI 2019
Otay Mesa Generating Project | 55345_G_1-02 | 55345 | G | 1-02 | 4524 | Combined Cycle | WEC_SDGE | California | San Diego | 152.8 | 2009 | 9999 | 2017 | 43.2 | 705415 | 0.08031 | NEI 2019
Otay Mesa Generating Project | 55345_G_1-03 | 55345 | G | 1-03 | 4523 | Combined Cycle | WEC_SDGE | California | San Diego | 265.4 | 2009 | 9999 |  |  |  | 0.08031 | NEI 2019
Armstrong | 55347_G_1 | 55347 | G | 1 | 4531 | Combustion Turbine | PJM_AP | Pennsylvania | Armstrong | 168.4 | 2002 | 9999 | 2019 | 12.2839 | 207437.3155 | 0.11843 | NEI 2019
Armstrong | 55347_G_2 | 55347 | G | 2 | 4532 | Combustion Turbine | PJM_AP | Pennsylvania | Armstrong | 163.6 | 2002 | 9999 | 2019 | 15.8768 | 201524.6129 | 0.15757 | NEI 2019
Armstrong | 55347_G_3 | 55347 | G | 3 | 4533 | Combustion Turbine | PJM_AP | Pennsylvania | Armstrong | 169 | 2002 | 9999 | 2019 | 13.1183 | 208176.4033 | 0.12603 | NEI 2019
Armstrong | 55347_G_4 | 55347 | G | 4 | 4534 | Combustion Turbine | PJM_AP | Pennsylvania | Armstrong | 169.7 | 2002 | 9999 | 2019 | 10.0152 | 209038.6724 | 0.09582 | NEI 2019
Troy Energy LLC | 55348_G_1 | 55348 | G | 1 | 4535 | Combustion Turbine | PJM_ATSI | Ohio | Wood | 178.5 | 2002 | 9999 | 2019 | 2.521 | 102226.7023 | 0.04932 | NEI 2019
Troy Energy LLC | 55348_G_2 | 55348 | G | 2 | 4536 | Combustion Turbine | PJM_ATSI | Ohio | Wood | 173.1 | 2002 | 9999 | 2019 | 3.81 | 99134.1298 | 0.07687 | NEI 2019
Troy Energy LLC | 55348_G_3 | 55348 | G | 3 | 4537 | Combustion Turbine | PJM_ATSI | Ohio | Wood | 173.4 | 2002 | 9999 | 2019 | 5.747 | 99305.9394 | 0.11574 | NEI 2019
Troy Energy LLC | 55348_G_4 | 55348 | G | 4 | 4538 | Combustion Turbine | PJM_ATSI | Ohio | Wood | 176.1 | 2002 | 9999 | 2019 | 4.23 | 100852.2256 | 0.08389 | NEI 2019
Pleasants Energy LLC | 55349_G_1 | 55349 | G | 1 | 4539 | Combustion Turbine | PJM_AP | West Virginia | Pleasants | 171.7 | 2002 | 9999 | 2019 | 28.5538 | 455101.999 | 0.12548 | NEI 2019
Pleasants Energy LLC | 55349_G_2 | 55349 | G | 2 | 4540 | Combustion Turbine | PJM_AP | West Virginia | Pleasants | 171.7 | 2002 | 9999 |  |  |  | 0.155 | Default Emission Factor
Dresden Energy Facility | 55350_G_1 | 55350 | G | 1 | 8528 | Combined Cycle | PJM_West | Ohio | Muskingum | 158.3 | 2012 | 9999 | 2019 | 13.86 | 3039413 | 0.01353 | NEI 2019
Dresden Energy Facility | 55350_G_2 | 55350 | G | 2 | 8528 | Combined Cycle | PJM_West | Ohio | Muskingum | 158.3 | 2012 | 9999 | 2019 | 16.32 | 1420459 | 0.01353 | NEI 2019
Dresden Energy Facility | 55350_G_3 | 55350 | G | 3 | 8528 | Combined Cycle | PJM_West | Ohio | Muskingum | 223.4 | 2012 | 9999 |  |  |  | 0.01353 | NEI 2019
Jack Fusco Energy Center | 55357_G_CTG1 | 55357 | G | CTG1 | 4543 | Combined Cycle | ERC_REST | Texas | Fort Bend | 166 | 2003 | 9999 | 2019 | 31.38 | 710572 | 0.03956 | NEI 2019
Jack Fusco Energy Center | 55357_G_CTG2 | 55357 | G | CTG2 | 4544 | Combined Cycle | ERC_REST | Texas | Fort Bend | 166 | 2003 | 9999 | 2019 | 14.93 | 730381 | 0.03956 | NEI 2019
Jack Fusco Energy Center | 55357_G_STG1 | 55357 | G | STG1 | 4543 | Combined Cycle | ERC_REST | Texas | Fort Bend | 193 | 2003 | 9999 |  |  |  | 0.03956 | NEI 2019
Cottonwood Energy Project | 55358_G_CT1 | 55358 | G | CT1 | 4545 | Combined Cycle | MIS_WOTA | Texas | Newton | 163.7 | 2003 | 9999 | 2019 | 29.6356 | 1832772 | 0.03234 | NEI 2019
Cottonwood Energy Project | 55358_G_CT2 | 55358 | G | CT2 | 4546 | Combined Cycle | MIS_WOTA | Texas | Newton | 163.7 | 2003 | 9999 | 2019 | 21.5871 | 1807724 | 0.02388 | NEI 2019
Cottonwood Energy Project | 55358_G_CT3 | 55358 | G | CT3 | 4547 | Combined Cycle | MIS_WOTA | Texas | Newton | 163.7 | 2003 | 9999 | 2019 | 97.0625 | 1898139 | 0.10227 | NEI 2019
Cottonwood Energy Project | 55358_G_CT4 | 55358 | G | CT4 | 4548 | Combined Cycle | MIS_WOTA | Texas | Newton | 163.7 | 2003 | 9999 | 2019 | 5.9471 | 1707978 | 0.00696 | NEI 2019
Cottonwood Energy Project | 55358_G_ST1 | 55358 | G | ST1 | 4545 | Combined Cycle | MIS_WOTA | Texas | Newton | 131.3 | 2003 | 9999 |  |  |  | 0.03234 | NEI 2019
Cottonwood Energy Project | 55358_G_ST2 | 55358 | G | ST2 | 4546 | Combined Cycle | MIS_WOTA | Texas | Newton | 131.3 | 2003 | 9999 |  |  |  | 0.02388 | NEI 2019
Cottonwood Energy Project | 55358_G_ST3 | 55358 | G | ST3 | 4547 | Combined Cycle | MIS_WOTA | Texas | Newton | 131.3 | 2003 | 9999 |  |  |  | 0.10227 | NEI 2019
Cottonwood Energy Project | 55358_G_ST4 | 55358 | G | ST4 | 4548 | Combined Cycle | MIS_WOTA | Texas | Newton | 131.3 | 2003 | 9999 |  |  |  | 0.00696 | NEI 2019
Sugar Creek Power | 55364_G_CT01 | 55364 | G | CT01 | 4555 | Combined Cycle | MIS_INKY | Indiana | Vigo | 164.4 | 2002 | 9999 |  |  |  | 0.0493 | NEI 2019
Sugar Creek Power | 55364_G_CT02 | 55364 | G | CT02 | 4556 | Combined Cycle | MIS_INKY | Indiana | Vigo | 166.6 | 2002 | 9999 | 2019 | 91.6328 | 3717060 | 0.0493 | NEI 2019
Sugar Creek Power | 55364_G_ST1 | 55364 | G | ST1 | 4555 | Combined Cycle | MIS_INKY | Indiana | Vigo | 218 | 2003 | 9999 |  |  |  | 0.0493 | NEI 2019
Exelon LaPorte Generating Station | 55365_G_GT1 | 55365 | G | GT1 | 4559 | Combustion Turbine | ERC_REST | Texas | Harris | 38 | 2001 | 9999 | 2017 | 0.364 | 19693.75 | 0.03697 | NEI 2019
Exelon LaPorte Generating Station | 55365_G_GT2 | 55365 | G | GT2 | 4560 | Combustion Turbine | ERC_REST | Texas | Harris | 38 | 2001 | 9999 | 2019 | 0.335 | 27024.75 | 0.02479 | NEI 2019
Exelon LaPorte Generating Station | 55365_G_GT3 | 55365 | G | GT3 | 4561 | Combustion Turbine | ERC_REST | Texas | Harris | 38 | 2001 | 9999 | 2017 | 0.505 | 19693.75 | 0.05129 | NEI 2019
Exelon LaPorte Generating Station | 55365_G_GT4 | 55365 | G | GT4 | 4562 | Combustion Turbine | ERC_REST | Texas | Harris | 38 | 2001 | 9999 | 2019 | 0.575 | 27024.75 | 0.04255 | NEI 2019
Harquahala Generating Project | 55372_G_CTG1 | 55372 | G | CTG1 | 8536 | Combined Cycle | WECC_AZ | Arizona | Maricopa | 239.9 | 2004 | 9999 |  |  |  | 0.04609 | Default Emission Factor
Harquahala Generating Project | 55372_G_CTG2 | 55372 | G | CTG2 | 8538 | Combined Cycle | WECC_AZ | Arizona | Maricopa | 226.6 | 2004 | 9999 |  |  |  | 0.04609 | Default Emission Factor
Harquahala Generating Project | 55372_G_CTG3 | 55372 | G | CTG3 | 8540 | Combined Cycle | WECC_AZ | Arizona | Maricopa | 226.2 | 2004 | 9999 |  |  |  | 0.04609 | Default Emission Factor
Harquahala Generating Project | 55372_G_STG1 | 55372 | G | STG1 | 8536 | Combined Cycle | WECC_AZ | Arizona | Maricopa | 119.8 | 2004 | 9999 |  |  |  | 0.04609 | Default Emission Factor
Harquahala Generating Project | 55372_G_STG2 | 55372 | G | STG2 | 8538 | Combined Cycle | WECC_AZ | Arizona | Maricopa | 114.9 | 2004 | 9999 |  |  |  | 0.04609 | Default Emission Factor
Harquahala Generating Project | 55372_G_STG3 | 55372 | G | STG3 | 8540 | Combined Cycle | WECC_AZ | Arizona | Maricopa | 115.5 | 2004 | 9999 |  |  |  | 0.04609 | Default Emission Factor
Astoria Energy | 55375_G_CT1 | 55375 | G | CT1 | 4581 | Combined Cycle | NY_Z_J | New York | Queens | 156 | 2006 | 9999 |  |  |  | 0.04609 | Default Emission Factor
Astoria Energy | 55375_G_CT2 | 55375 | G | CT2 | 4582 | Combined Cycle | NY_Z_J | New York | Queens | 156 | 2006 | 9999 |  |  |  | 0.04609 | Default Emission Factor
Astoria Energy | 55375_G_ST1 | 55375 | G | ST1 | 4581 | Combined Cycle | NY_Z_J | New York | Queens | 228 | 2006 | 9999 |  |  |  | 0.04609 | Default Emission Factor
Gans | 55377_G_UNT8 | 55377 | G | UNT8 | 4585 | Combustion Turbine | PJM_AP | Pennsylvania | FAYETTE | 44 | 2000 | 9999 | 2019 | 0.357 | 81155.5 | 0.0088 | NEI 2019
Gans | 55377_G_UNT9 | 55377 | G | UNT9 | 4586 | Combustion Turbine | PJM_AP | Pennsylvania | FAYETTE | 44 | 2000 | 9999 | 2019 | 0.29 | 81155.5 | 0.00715 | NEI 2019
Union Power Station | 55380_G_CTG1 | 55380 | G | CTG1 | 4590 | Combined Cycle | MIS_AR | Arkansas | Union | 147.1 | 2003 | 9999 |  |  |  | 0.04609 | Default Emission Factor
Union Power Station | 55380_G_CTG2 | 55380 | G | CTG2 | 4592 | Combined Cycle | MIS_AR | Arkansas | Union | 147.1 | 2003 | 9999 |  |  |  | 0.04609 | Default Emission Factor
Union Power Station | 55380_G_CTG3 | 55380 | G | CTG3 | 4593 | Combined Cycle | MIS_AR | Arkansas | Union | 144.5 | 2003 | 9999 |  |  |  | 0.04609 | Default Emission Factor
Union Power Station | 55380_G_CTG4 | 55380 | G | CTG4 | 4594 | Combined Cycle | MIS_AR | Arkansas | Union | 144.5 | 2003 | 9999 |  |  |  | 0.04609 | Default Emission Factor
Union Power Station | 55380_G_CTG5 | 55380 | G | CTG5 | 4595 | Combined Cycle | MIS_AR | Arkansas | Union | 145.7 | 2003 | 9999 |  |  |  | 0.04609 | Default Emission Factor
Union Power Station | 55380_G_CTG6 | 55380 | G | CTG6 | 4596 | Combined Cycle | MIS_AR | Arkansas | Union | 145.7 | 2003 | 9999 |  |  |  | 0.04609 | Default Emission Factor
Union Power Station | 55380_G_CTG7 | 55380 | G | CTG7 | 4597 | Combined Cycle | MIS_AR | Arkansas | Union | 145.1 | 2003 | 9999 |  |  |  | 0.10578 | NEI 2019
Union Power Station | 55380_G_CTG8 | 55380 | G | CTG8 | 4598 | Combined Cycle | MIS_AR | Arkansas | Union | 145.1 | 2003 | 9999 | 2019 | 152.57 | 11267495 | 0.10578 | NEI 2019
Union Power Station | 55380_G_STG1 | 55380 | G | STG1 | 4590 | Combined Cycle | MIS_AR | Arkansas | Union | 213.1 | 2003 | 9999 |  |  |  | 0.04609 | Default Emission Factor
Union Power Station | 55380_G_STG2 | 55380 | G | STG2 | 4593 | Combined Cycle | MIS_AR | Arkansas | Union | 209.4 | 2003 | 9999 |  |  |  | 0.04609 | Default Emission Factor
Union Power Station | 55380_G_STG3 | 55380 | G | STG3 | 4595 | Combined Cycle | MIS_AR | Arkansas | Union | 211.1 | 2003 | 9999 |  |  |  | 0.04609 | Default Emission Factor
Union Power Station | 55380_G_STG4 | 55380 | G | STG4 | 4597 | Combined Cycle | MIS_AR | Arkansas | Union | 210.3 | 2003 | 9999 |  |  |  | 0.10578 | NEI 2019
Commonwealth Chesapeake | 55381_G_UNT1 | 55381 | G | UNT1 | 4600 | Combustion Turbine | PJM_EMAC | Virginia | Accomack | 46.3 | 2000 | 9999 |  |  |  | 0.16414 | NEI 2019
Commonwealth Chesapeake | 55381_G_UNT2 | 55381 | G | UNT2 | 4601 | Combustion Turbine | PJM_EMAC | Virginia | Accomack | 46.8 | 2000 | 9999 |  |  |  | 0.16414 | NEI 2019
Commonwealth Chesapeake | 55381_G_UNT3 | 55381 | G | UNT3 | 4602 | Combustion Turbine | PJM_EMAC | Virginia | Accomack | 46 | 2000 | 9999 |  |  |  | 0.16414 | NEI 2019
Commonwealth Chesapeake | 55381_G_UNT4 | 55381 | G | UNT4 | 4603 | Combustion Turbine | PJM_EMAC | Virginia | Accomack | 44.6 | 2001 | 9999 |  |  |  | 0.16414 | NEI 2019
Commonwealth Chesapeake | 55381_G_UNT5 | 55381 | G | UNT5 | 4604 | Combustion Turbine | PJM_EMAC | Virginia | Accomack | 46.1 | 2001 | 9999 |  |  |  | 0.16414 | NEI 2019
Commonwealth Chesapeake | 55381_G_UNT6 | 55381 | G | UNT6 | 4605 | Combustion Turbine | PJM_EMAC | Virginia | Accomack | 45 | 2001 | 9999 |  |  |  | 0.16414 | NEI 2019
Commonwealth Chesapeake | 55381_G_UNT7 | 55381 | G | UNT7 | 4606 | Combustion Turbine | PJM_EMAC | Virginia | Accomack | 45.7 | 2001 | 9999 | 2019 | 1.1284 | 13750 | 0.16414 | NEI 2019
Thomas A Smith Energy Facility | 55382_G_1GT1 | 55382 | G | 1GT1 | 4607 | Combined Cycle | S_SOU | Georgia | Murray | 210 | 2002 | 9999 | 2019 | 34.6 | 914894 | 0.04644 | NEI 2019
Thomas A Smith Energy Facility | 55382_G_1GT2 | 55382 | G | 1GT2 | 4608 | Combined Cycle | S_SOU | Georgia | Murray | 210 | 2002 | 9999 | 2019 | 33.7 | 891529 | 0.04644 | NEI 2019
Thomas A Smith Energy Facility | 55382_G_1STG | 55382 | G | 1STG | 4607 | Combined Cycle | S_SOU | Georgia | Murray | 210 | 2002 | 9999 |  |  |  | 0.04644 | NEI 2019
Thomas A Smith Energy Facility | 55382_G_2GT1 | 55382 | G | 2GT1 | 4609 | Combined Cycle | S_SOU | Georgia | Murray | 210 | 2002 | 9999 | 2019 | 39.7 | 1015922 | 0.04651 | NEI 2019
Thomas A Smith Energy Facility | 55382_G_2GT2 | 55382 | G | 2GT2 | 4610 | Combined Cycle | S_SOU | Georgia | Murray | 210 | 2002 | 9999 | 2019 | 39 | 996536 | 0.04651 | NEI 2019
Thomas A Smith Energy Facility | 55382_G_2STG | 55382 | G | 2STG | 4609 | Combined Cycle | S_SOU | Georgia | Murray | 210 | 2002 | 9999 |  |  |  | 0.04651 | NEI 2019
Columbia Energy Center (SC) | 55386_G_CT1 | 55386 | G | CT1 | 4636 | Combined Cycle | S_VACA | South Carolina | Calhoun | 151.5 | 2004 | 9999 | 2019 | 50.8762 | 1059101 | 0.06194 | NEI 2019
Columbia Energy Center (SC) | 55386_G_CT2 | 55386 | G | CT2 | 4637 | Combined Cycle | S_VACA | South Carolina | Calhoun | 151.5 | 2004 | 9999 | 2019 | 49.8122 | 1030127 | 0.06194 | NEI 2019
Columbia Energy Center (SC) | 55386_G_ST1 | 55386 | G | ST1 | 4636 | Combined Cycle | S_VACA | South Carolina | Calhoun | 240 | 2004 | 9999 |  |  |  | 0.06194 | NEI 2019
RockGen Energy Center | 55391_G_01 | 55391 | G | 01 | 4652 | Combustion Turbine | MIS_WUMS | Wisconsin | Dane | 163 | 2001 | 9999 | 2019 | 2.41 | 162258.9997 | 0.02971 | NEI 2019
RockGen Energy Center | 55391_G_02 | 55391 | G | 02 | 4653 | Combustion Turbine | MIS_WUMS | Wisconsin | Dane | 163 | 2001 | 9999 | 2019 | 5.188 | 162258.9997 | 0.06395 | NEI 2019
RockGen Energy Center | 55391_G_03 | 55391 | G | 03 | 4654 | Combustion Turbine | MIS_WUMS | Wisconsin | Dane | 163 | 2001 | 9999 | 2019 | 1.7195 | 162258.9997 | 0.0212 | NEI 2019
Zion Energy Center | 55392_G_CTG1 | 55392 | G | CTG1 | 4660 | Combustion Turbine | PJM_COMD | Illinois | Lake | 152 | 2002 | 2045 | 2019 | 9.5564 | 199130.0007 | 0.09598 | NEI 2019
Zion Energy Center | 55392_G_CTG2 | 55392 | G | CTG2 | 4661 | Combustion Turbine | PJM_COMD | Illinois | Lake | 152 | 2002 | 2045 | 2019 | 6.0179 | 199130.0007 | 0.06044 | NEI 2019
Zion Energy Center | 55392_G_CTG3 | 55392 | G | CTG3 | 4662 | Combustion Turbine | PJM_COMD | Illinois | Lake | 152 | 2003 | 2045 | 2017 | 9.5319 | 154021 | 0.12377 | NEI 2019
Metcalf Energy Center | 55393_G_CTG1 | 55393 | G | CTG1 | 4665 | Combined Cycle | WEC_CALN | California | Santa Clara | 172 | 2005 | 9999 | 2017 | 4.1685 | 1438875 | 0.00577 | NEI 2019
Metcalf Energy Center | 55393_G_CTG2 | 55393 | G | CTG2 | 4666 | Combined Cycle | WEC_CALN | California | Santa Clara | 172 | 2005 | 9999 | 2019 | 2.806 | 793035 | 0.00577 | NEI 2019
Metcalf Energy Center | 55393_G_STG1 | 55393 | G | STG1 | 4665 | Combined Cycle | WEC_CALN | California | Santa Clara | 202.1 | 2005 | 9999 |  |  |  | 0.00577 | NEI 2019
Crossroads Energy Center | 55395_G_CT01 | 55395 | G | CT01 | 9056 | Combustion Turbine | MIS_MS | Mississippi | Coahoma | 77 | 2002 | 9999 | 2017 | 0.3094 | 3069.5 | 0.2016 | NEI 2019
Crossroads Energy Center | 55395_G_CT02 | 55395 | G | CT02 | 9057 | Combustion Turbine | MIS_MS | Mississippi | Coahoma | 77 | 2002 | 9999 | 2019 | 0.2548 | 31529.25 | 0.01616 | NEI 2019
Crossroads Energy Center | 55395_G_CT03 | 55395 | G | CT03 | 9058 | Combustion Turbine | MIS_MS | Mississippi | Coahoma | 77 | 2002 | 9999 | 2017 | 0.2366 | 3069.5 | 0.15416 | NEI 2019
Crossroads Energy Center | 55395_G_CT04 | 55395 | G | CT04 | 9059 | Combustion Turbine | MIS_MS | Mississippi | Coahoma | 77 | 2002 | 9999 | 2017 | 0.2366 | 3069.5 | 0.15416 | NEI 2019
Washington Energy Facility | 55397_G_CT1 | 55397 | G | CT1 | 9212 | Combined Cycle | PJM_West | Ohio | Washington | 179 | 2002 | 9999 | 2019 | 51.416 | 1533309 | 0.03893 | NEI 2019
Washington Energy Facility | 55397_G_CT2 | 55397 | G | CT2 | 9213 | Combined Cycle | PJM_West | Ohio | Washington | 179 | 2002 | 9999 | 2019 | 47.078 | 1529888 | 0.03893 | NEI 2019
Washington Energy Facility | 55397_G_ST1 | 55397 | G | ST1 | 9212 | Combined Cycle | PJM_West | Ohio | Washington | 303 | 2002 | 9999 |  |  |  | 0.03893 | NEI 2019
Elk Hills Power LLC | 55400_G_CTG1 | 55400 | G | CTG1 | 88308 | Combined Cycle | WEC_CALN | California | Kern | 156 | 2003 | 9999 | 2017 | 43.99 | 1222878 | 0.04561 | NEI 2019
Elk Hills Power LLC | 55400_G_CTG2 | 55400 | G | CTG2 | 88309 | Combined Cycle | WEC_CALN | California | Kern | 156 | 2003 | 9999 | 2019 | 43.49 | 1206220 | 0.04561 | NEI 2019
Elk Hills Power LLC | 55400_G_STG | 55400 | G | STG | 88308 | Combined Cycle | WEC_CALN | California | Kern | 213 | 2003 | 9999 |  |  |  | 0.04561 | NEI 2019
Rolling Hills Generating | 55401_G_CT1 | 55401 | G | CT1 | 4669 | Combustion Turbine | PJM_West | Ohio | Vinton | 166.5 | 2003 | 9999 | 2019 | 3.407 | 114190.0209 | 0.05967 | NEI 2019
Rolling Hills Generating | 55401_G_CT2 | 55401 | G | CT2 | 4670 | Combustion Turbine | PJM_West | Ohio | Vinton | 165.6 | 2003 | 9999 | 2019 | 6.487 | 113572.7776 | 0.11424 | NEI 2019
Rolling Hills Generating | 55401_G_CT3 | 55401 | G | CT3 | 4671 | Combustion Turbine | PJM_West | Ohio | Vinton | 169.6 | 2003 | 9999 | 2019 | 3.8826 | 116316.0814 | 0.06676 | NEI 2019
Rolling Hills Generating | 55401_G_CT4 | 55401 | G | CT4 | 4672 | Combustion Turbine | PJM_West | Ohio | Vinton | 165.5 | 2003 | 9999 | 2019 | 6.85 | 113504.195 | 0.1207 | NEI 2019
Rolling Hills Generating | 55401_G_CT5 | 55401 | G | CT5 | 4673 | Combustion Turbine | PJM_West | Ohio | Vinton | 168.2 | 2003 | 9999 | 2019 | 4.988 | 115355.9251 | 0.08648 | NEI 2019
Renaissance Power Plant | 55402_G_CT1 | 55402 | G | CT1 | 4674 | Combustion Turbine | MIS_LMI | Michigan | Montcalm | 163 | 2002 | 9999 | 2019 | 5.525 | 742920 | 0.01487 | NEI 2019
Renaissance Power Plant | 55402_G_CT2 | 55402 | G | CT2 | 4675 | Combustion Turbine | MIS_LMI | Michigan | Montcalm | 163 | 2002 | 9999 |  |  |  | 0.01487 | NEI 2019
Renaissance Power Plant | 55402_G_CT3 | 55402 | G | CT3 | 4676 | Combustion Turbine | MIS_LMI | Michigan | Montcalm | 163 | 2002 | 9999 |  |  |  | 0.01487 | NEI 2019
Renaissance Power Plant | 55402_G_CT4 | 55402 | G | CT4 | 4677 | Combustion Turbine | MIS_LMI | Michigan | Montcalm | 163 | 2002 | 9999 |  |  |  | 0.01487 | NEI 2019
Carville Energy LLC | 55404_G_CTG1 | 55404 | G | CTG1 | 4678 | Combined Cycle | MIS_LA | Louisiana | Iberville | 170 | 2003 | 9999 | 2019 | 42.76 | 1295270 | 0.04702 | NEI 2019
Carville Energy LLC | 55404_G_CTG2 | 55404 | G | CTG2 | 4679 | Combined Cycle | MIS_LA | Louisiana | Iberville | 170 | 2003 | 9999 | 2019 | 27.08 | 861690 | 0.04702 | NEI 2019
Carville Energy LLC | 55404_G_STG | 55404 | G | STG | 4678 | Combined Cycle | MIS_LA | Louisiana | Iberville | 181 | 2003 | 9999 |  |  |  | 0.04702 | NEI 2019
Athens Generating Plant | 55405_G_CT1 | 55405 | G | CT1 | 8542 | Combined Cycle | NY_Z_F | New York | Greene | 224.1 | 2004 | 9999 | 2019 | 18.6425 | 1149826 | 0.03243 | NEI 2019
Athens Generating Plant | 55405_G_CT2 | 55405 | G | CT2 | 8544 | Combined Cycle | NY_Z_F | New York | Greene | 222.6 | 2004 | 9999 | 2019 | 6.6485 | 574943 | 0.02313 | NEI 2019
Athens Generating Plant | 55405_G_CT3 | 55405 | G | CT3 | 8546 | Combined Cycle | NY_Z_F | New York | Greene | 222.7 | 2003 | 9999 | 2019 | 14.772 | 1192378 | 0.02478 | NEI 2019
Athens Generating Plant | 55405_G_ST1 | 55405 | G | ST1 | 8542 | Combined Cycle | NY_Z_F | New York | Greene | 106.9 | 2004 | 9999 |  |  |  | 0.03243 | NEI 2019
Athens Generating Plant | 55405_G_ST2 | 55405 | G | ST2 | 8544 | Combined Cycle | NY_Z_F | New York | Greene | 106.2 | 2004 | 9999 |  |  |  | 0.02313 | NEI 2019
Athens Generating Plant | 55405_G_ST3 | 55405 | G | ST3 | 8546 | Combined Cycle | NY_Z_F | New York | Greene | 106.3 | 2004 | 9999 |  |  |  | 0.02478 | NEI 2019
Effingham County Power Project | 55406_G_STG | 55406 | G | STG | 4680 | Combined Cycle | S_SOU | Georgia | Effingham | 176 | 2003 | 9999 |  |  |  | 0.04609 | Default Emission Factor
Effingham County Power Project | 55406_G_UNT1 | 55406 | G | UNT1 | 4680 | Combined Cycle | S_SOU | Georgia | Effingham | 169 | 2003 | 9999 |  |  |  | 0.04609 | Default Emission Factor
Effingham County Power Project | 55406_G_UNT2 | 55406 | G | UNT2 | 4681 | Combined Cycle | S_SOU | Georgia | Effingham | 164 | 2003 | 9999 |  |  |  | 0.04609 | Default Emission Factor
Calhoun Energy Center | 55409_G_CAL1 | 55409 | G | CAL1 | 4688 | Combustion Turbine | S_SOU | Alabama | Calhoun | 158 | 2003 | 9999 | 2019 | 3.004 | 83730.499 | 0.07175 | NEI 2019
Calhoun Energy Center | 55409_G_CAL2 | 55409 | G | CAL2 | 4689 | Combustion Turbine | S_SOU | Alabama | Calhoun | 158 | 2003 | 9999 | 2019 | 2.862 | 83730.499 | 0.06836 | NEI 2019
Calhoun Energy Center | 55409_G_CAL3 | 55409 | G | CAL3 | 4690 | Combustion Turbine | S_SOU | Alabama | Calhoun | 158 | 2003 | 9999 | 2019 | 2.824 | 83730.499 | 0.06746 | NEI 2019
Calhoun Energy Center | 55409_G_CAL4 | 55409 | G | CAL4 | 4691 | Combustion Turbine | S_SOU | Alabama | Calhoun | 158 | 2003 | 9999 | 2019 | 2.62 | 83730.499 | 0.06258 | NEI 2019
Hillabee Energy Center | 55411_G_HEC1 | 55411 | G | HEC1 | 4695 | Combined Cycle | S_SOU | Alabama | Tallapoosa | 234.4 | 2010 | 9999 | 2019 | 54.16 | 3461224 | 0.04 | NEI 2019
Hillabee Energy Center | 55411_G_HEC2 | 55411 | G | HEC2 | 4696 | Combined Cycle | S_SOU | Alabama | Tallapoosa | 234.4 | 2010 | 9999 | 2019 | 46.55 | 1573949 | 0.04 | NEI 2019
Hillabee Energy Center | 55411_G_HECS | 55411 | G | HECS | 4695 | Combined Cycle | S_SOU | Alabama | Tallapoosa | 283.9 | 2010 | 9999 |  |  |  | 0.04 | NEI 2019
Osprey Energy Center Power Plant | 55412_G_OEC1 | 55412 | G | OEC1 | 8548 | Combined Cycle | FRCC | Florida | Polk | 171 | 2004 | 9999 | 2019 | 41.9704 | 1669678 | 0.0642 | NEI 2019
Osprey Energy Center Power Plant | 55412_G_OEC2 | 55412 | G | OEC2 | 8550 | Combined Cycle | FRCC | Florida | Polk | 180 | 2004 | 9999 | 2019 | 29.1063 | 544474 | 0.0642 | NEI 2019
Osprey Energy Center Power Plant | 55412_G_OECS | 55412 | G | OECS | 8548 | Combined Cycle | FRCC | Florida | Polk | 231 | 2004 | 9999 |  |  |  | 0.0642 | NEI 2019
Shady Hills Generating Station | 55414_G_G101 | 55414 | G | G101 | 4697 | Combustion Turbine | FRCC | Florida | Pasco | 154.4 | 2002 | 9999 | 2019 | 3.08 | 84324.0007 | 0.07305 | NEI 2019
Shady Hills Generating Station | 55414_G_G201 | 55414 | G | G201 | 4698 | Combustion Turbine | FRCC | Florida | Pasco | 154.4 | 2002 | 9999 | 2019 | 3.39 | 84324.0007 | 0.0804 | NEI 2019
Shady Hills Generating Station | 55414_G_G301 | 55414 | G | G301 | 4699 | Combustion Turbine | FRCC | Florida | Pasco | 154.4 | 2002 | 9999 | 2019 | 2.5 | 84324.0007 | 0.0593 | NEI 2019
Vandolah Power Station | 55415_G_G101 | 55415 | G | G101 | 4700 | Combustion Turbine | FRCC | Florida | Hardee | 165.5 | 2002 | 9999 | 2019 | 6.9177 | 202476.2497 | 0.06833 | NEI 2019
Vandolah Power Station | 55415_G_G201 | 55415 | G | G201 | 4701 | Combustion Turbine | FRCC | Florida | Hardee | 165.5 | 2002 | 9999 | 2019 | 7.3635 | 202476.2497 | 0.07274 | NEI 2019
Vandolah Power Station | 55415_G_G301 | 55415 | G | G301 | 4702 | Combustion Turbine | FRCC | Florida | Hardee | 165.5 | 2002 | 9999 | 2019 | 8.3156 | 202476.2497 | 0.08214 | NEI 2019
Vandolah Power Station | 55415_G_G401 | 55415 | G | G401 | 4703 | Combustion Turbine | FRCC | Florida | Hardee | 165.5 | 2002 | 9999 | 2019 | 6.0209 | 202476.2497 | 0.05947 | NEI 2019
Raccoon Creek Energy Center | 55417_G_CT01 | 55417 | G | CT01 | 9216 | Combustion Turbine | MIS_IL | Illinois | Clay | 75 | 2002 | 2045 | 2017 | 0.021245 | 1488 | 0.02856 | NEI 2019
Raccoon Creek Energy Center | 55417_G_CT02 | 55417 | G | CT02 | 9217 | Combustion Turbine | MIS_IL | Illinois | Clay | 75 | 2002 | 2045 | 2019 | 0.0363 | 592.25 | 0.12258 | NEI 2019
Raccoon Creek Energy Center | 55417_G_CT03 | 55417 | G | CT03 | 9218 | Combustion Turbine | MIS_IL | Illinois | Clay | 75 | 2002 | 2045 | 2019 | 0.0311 | 592.25 | 0.10502 | NEI 2019
Raccoon Creek Energy Center | 55417_G_CT04 | 55417 | G | CT04 | 9219 | Combustion Turbine | MIS_IL | Illinois | Clay | 75 | 2002 | 2045 | 2017 | 0.04575 | 1488 | 0.06149 | NEI 2019
Hot Spring Generating Facility | 55418_G_CT1 | 55418 | G | CT1 | 4705 | Combined Cycle | MIS_AR | Arkansas | Hot Spring | 168.4 | 2002 | 9999 | 2019 | 14.724 | 827537 | 0.02004 | NEI 2019
Hot Spring Generating Facility | 55418_G_CT2 | 55418 | G | CT2 | 4706 | Combined Cycle | MIS_AR | Arkansas | Hot Spring | 168.4 | 2002 | 9999 | 2019 | 14.7042 | 868460 | 0.02004 | NEI 2019
Hot Spring Generating Facility | 55418_G_ST1 | 55418 | G | ST1 | 4706 | Combined Cycle | MIS_AR | Arkansas | Hot Spring | 268.4 | 2002 | 9999 |  |  |  | 0.02004 | NEI 2019
Plaquemine Cogeneration Plant | 55419_G_G500 | 55419 | G | G500 | 4709 | Combined Cycle | MIS_AMSO | Louisiana | Iberville | 151 | 2004 | 9999 | 2019 | 87.22 | 1530041 | 0.13104 | NEI 2019
Plaquemine Cogeneration Plant | 55419_G_G600 | 55419 | G | G600 | 4710 | Combined Cycle | MIS_AMSO | Louisiana | Iberville | 151 | 2004 | 9999 | 2019 | 84.12 | 1269676 | 0.13104 | NEI 2019
Plaquemine Cogeneration Plant | 55419_G_G700 | 55419 | G | G700 | 4711 | Combined Cycle | MIS_AMSO | Louisiana | Iberville | 151 | 2004 | 9999 | 2019 | 89.24 | 1247304 | 0.13104 | NEI 2019
Plaquemine Cogeneration Plant | 55419_G_G800 | 55419 | G | G800 | 4712 | Combined Cycle | MIS_AMSO | Louisiana | Iberville | 151 | 2004 | 9999 | 2019 | 89.42 | 1294848 | 0.13104 | NEI 2019
Plaquemine Cogeneration Plant | 55419_G_ST5 | 55419 | G | ST5 | 4709 | Combined Cycle | MIS_AMSO | Louisiana | Iberville | 189 | 2004 | 9999 |  |  |  | 0.13104 | NEI 2019
Bayou Cove Peaking Power | 55433_G_0001 | 55433 | G | 0001 | 8562 | Combustion Turbine | MIS_WOTA | Louisiana | Acadia | 72 | 2002 | 9999 | 2019 | 0.87745 | 21152 | 0.08297 | NEI 2019
Bayou Cove Peaking Power | 55433_G_0002 | 55433 | G | 0002 | 8564 | Combustion Turbine | MIS_WOTA | Louisiana | Acadia | 72 | 2002 | 9999 | 2019 | 0.27975 | 21152 | 0.02645 | NEI 2019
Bayou Cove Peaking Power | 55433_G_0003 | 55433 | G | 0003 | 8566 | Combustion Turbine | MIS_WOTA | Louisiana | Acadia | 72 | 2002 | 9999 | 2019 | 0.39725 | 21152 | 0.03756 | NEI 2019
Bayou Cove Peaking Power | 55433_G_0004 | 55433 | G | 0004 | 8568 | Combustion Turbine | MIS_WOTA | Louisiana | Acadia | 72 | 2002 | 9999 | 2019 | 0.21578 | 21152 | 0.0204 | NEI 2019
Elgin Energy Center LLC | 55438_G_CT01 | 55438 | G | CT01 | 4751 | Combustion Turbine | PJM_COMD | Illinois | Kane | 124.8 | 2002 | 2045 | 2019 | 1.9016 | 64462.8558 | 0.059 | NEI 2019
Elgin Energy Center LLC | 55438_G_CT02 | 55438 | G | CT02 | 4752 | Combustion Turbine | PJM_COMD | Illinois | Kane | 122.9 | 2002 | 2045 | 2017 | 1.8185 | 35266.5895 | 0.10313 | NEI 2019
Elgin Energy Center LLC | 55438_G_CT03 | 55438 | G | CT03 | 4753 | Combustion Turbine | PJM_COMD | Illinois | Kane | 123.5 | 2002 | 2045 | 2019 | 1.7493 | 63791.3677 | 0.05485 | NEI 2019
Elgin Energy Center LLC | 55438_G_CT04 | 55438 | G | CT04 | 4754 | Combustion Turbine | PJM_COMD | Illinois | Kane | 123.8 | 2002 | 2045 | 2019 | 3.5302 | 63946.3265 | 0.11041 | NEI 2019
Tenaska Virginia Generating Station | 55439_G_CTG1 | 55439 | G | CTG1 | 4755 | Combined Cycle | PJM_Dom | Virginia | Fluvanna | 171.9 | 2004 | 9999 | 2019 | 11.2814 | 3507200 | 0.01047 | NEI 2019
Tenaska Virginia Generating Station | 55439_G_CTG2 | 55439 | G | CTG2 | 4756 | Combined Cycle | PJM_Dom | Virginia | Fluvanna | 177.8 | 2004 | 9999 | 2019 | 11.0609 | 1212524 | 0.01047 | NEI 2019
Tenaska Virginia Generating Station | 55439_G_CTG3 | 55439 | G | CTG3 | 4757 | Combined Cycle | PJM_Dom | Virginia | Fluvanna | 181.2 | 2004 | 9999 | 2019 | 8.7327 | 1218306 | 0.01047 | NEI 2019
Tenaska Virginia Generating Station | 55439_G_STG1 | 55439 | G | STG1 | 4755 | Combined Cycle | PJM_Dom | Virginia | Fluvanna | 402.1 | 2004 | 9999 |  |  |  | 0.01047 | NEI 2019
Tenaska Central Alabama Generating Stn | 55440_G_CTG1 | 55440 | G | CTG1 | 4758 | Combined Cycle | S_SOU | Alabama | Autauga | 170.4 | 2003 | 9999 | 2019 | 20.19 | 939996 | 0.02668 | NEI 2019
Tenaska Central Alabama Generating Stn | 55440_G_CTG2 | 55440 | G | CTG2 | 4759 | Combined Cycle | S_SOU | Alabama | Autauga | 175.8 | 2003 | 9999 | 2019 | 32.31 | 944611 | 0.02668 | NEI 2019
Tenaska Central Alabama Generating Stn | 55440_G_CTG3 | 55440 | G | CTG3 | 4760 | Combined Cycle | S_SOU | Alabama | Autauga | 171.4 | 2003 | 9999 | 2019 | 11.96 | 964991 | 0.02668 | NEI 2019
Tenaska Central Alabama Generating Stn | 55440_G_ST1 | 55440 | G | ST1 | 4758 | Combined Cycle | S_SOU | Alabama | Autauga | 399.4 | 2003 | 9999 |  |  |  | 0.02668 | NEI 2019
Columbia Energy Center | 55447_G_CT01 | 55447 | G | CT01 | 4780 | Combustion Turbine | MIS_MO | Missouri | Boone | 35 | 2001 | 9999 |  |  |  | 0.02483 | NEI 2019
Columbia Energy Center | 55447_G_CT02 | 55447 | G | CT02 | 4781 | Combustion Turbine | MIS_MO | Missouri | Boone | 35 | 2001 | 9999 |  |  |  | 0.02483 | NEI 2019
Columbia Energy Center | 55447_G_CT03 | 55447 | G | CT03 | 4782 | Combustion Turbine | MIS_MO | Missouri | Boone | 35 | 2001 | 9999 |  |  |  | 0.02483 | NEI 2019
Columbia Energy Center | 55447_G_CT04 | 55447 | G | CT04 | 4783 | Combustion Turbine | MIS_MO | Missouri | Boone | 35 | 2001 | 9999 | 2019 | 0.0851 | 6856 | 0.02483 | NEI 2019
Magnolia Power Plant | 55451_G_CTG1 | 55451 | G | CTG1 | 4784 | Combined Cycle | S_C_TVA | Mississippi | Benton | 156 | 2003 | 9999 |  |  |  | 0.04609 | Default Emission Factor
Magnolia Power Plant | 55451_G_CTG2 | 55451 | G | CTG2 | 4785 | Combined Cycle | S_C_TVA | Mississippi | Benton | 156 | 2003 | 9999 |  |  |  | 0.04609 | Default Emission Factor
Magnolia Power Plant | 55451_G_CTG3 | 55451 | G | CTG3 | 4786 | Combined Cycle | S_C_TVA | Mississippi | Benton | 156 | 2003 | 9999 |  |  |  | 0.04609 | Default Emission Factor
Magnolia Power Plant | 55451_G_STG1 | 55451 | G | STG1 | 4784 | Combined Cycle | S_C_TVA | Mississippi | Benton | 150 | 2003 | 9999 |  |  |  | 0.04609 | Default Emission Factor
Magnolia Power Plant | 55451_G_STG2 | 55451 | G | STG2 | 4785 | Combined Cycle | S_C_TVA | Mississippi | Benton | 150 | 2003 | 9999 |  |  |  | 0.04609 | Default Emission Factor
Magnolia Power Plant | 55451_G_STG3 | 55451 | G | STG3 | 4786 | Combined Cycle | S_C_TVA | Mississippi | Benton | 150 | 2003 | 9999 |  |  |  | 0.04609 | Default Emission Factor
Fountain Valley Power Facility | 55453_G_S1 | 55453 | G | S1 | 4790 | Combustion Turbine | WECC_CO | Colorado | El Paso | 39 | 2001 | 9999 | 2019 | 0.019533 | 7795.6667 | 0.00501 | NEI 2019
Fountain Valley Power Facility | 55453_G_S2 | 55453 | G | S2 | 4791 | Combustion Turbine | WECC_CO | Colorado | El Paso | 39 | 2001 | 9999 |  |  |  | 0.155 | Default Emission Factor
Fountain Valley Power Facility | 55453_G_S3 | 55453 | G | S3 | 4792 | Combustion Turbine | WECC_CO | Colorado | El Paso | 39 | 2001 | 9999 | 2019 | 0.019957 | 7795.6667 | 0.00512 | NEI 2019
Fountain Valley Power Facility | 55453_G_S4 | 55453 | G | S4 | 4793 | Combustion Turbine | WECC_CO | Colorado | El Paso | 39 | 2001 | 9999 |  |  |  | 0.155 | Default Emission Factor
Fountain Valley Power Facility | 55453_G_S5 | 55453 | G | S5 | 4794 | Combustion Turbine | WECC_CO | Colorado | El Paso | 39 | 2001 | 9999 |  |  |  | 0.155 | Default Emission Factor
Fountain Valley Power Facility | 55453_G_S6 | 55453 | G | S6 | 4795 | Combustion Turbine | WECC_CO | Colorado | El Paso | 39 | 2001 | 9999 |  |  |  | 0.155 | Default Emission Factor
Red Hawk | 55455_G_CT1A | 55455 | G | CT1A | 4796 | Combined Cycle | WECC_AZ | Arizona | Maricopa | 148 | 2002 | 9999 | 2019 | 22.477 | 803465 | 0.03214 | NEI 2019
Red Hawk | 55455_G_CT1B | 55455 | G | CT1B | 4797 | Combined Cycle | WECC_AZ | Arizona | Maricopa | 148 | 2002 | 9999 | 2019 | 17.072 | 1657416 | 0.03214 | NEI 2019
Red Hawk | 55455_G_CT2A | 55455 | G | CT2A | 4799 | Combined Cycle | WECC_AZ | Arizona | Maricopa | 148 | 2002 | 9999 | 2019 | 20.384 | 727584 | 0.03249 | NEI 2019
Red Hawk | 55455_G_CT2B | 55455 | G | CT2B | 4800 | Combined Cycle | WECC_AZ | Arizona | Maricopa | 148 | 2002 | 9999 | 2019 | 15.18 | 1461761 | 0.03249 | NEI 2019
Red Hawk | 55455_G_ST1 | 55455 | G | ST1 | 4796 | Combined Cycle | WECC_AZ | Arizona | Maricopa | 171 | 2002 | 9999 |  |  |  | 0.03214 | NEI 2019
Red Hawk | 55455_G_ST2 | 55455 | G | ST2 | 4799 | Combined Cycle | WECC_AZ | Arizona | Maricopa | 171 | 2002 | 9999 |  |  |  | 0.03249 | NEI 2019
McClain Energy Facility | 55457_G_CT1 | 55457 | G | CT1 | 4808 | Combined Cycle | SPP_WEST | Oklahoma | McClain | 157.8 | 2001 | 9999 |  |  |  | 0.04609 | Default Emission Factor
McClain Energy Facility | 55457_G_CT2 | 55457 | G | CT2 | 4809 | Combined Cycle | SPP_WEST | Oklahoma | McClain | 157.7 | 2001 | 9999 |  |  |  | 0.04609 | Default Emission Factor
McClain Energy Facility | 55457_G_ST1 | 55457 | G | ST1 | 4808 | Combined Cycle | SPP_WEST | Oklahoma | McClain | 171.5 | 2001 | 9999 |  |  |  | 0.04609 | Default Emission Factor
Redbud Power Plant | 55463_G_CT01 | 55463 | G | CT01 | 4817 | Combined Cycle | SPP_WEST | Oklahoma | Oklahoma | 167.6 | 2004 | 9999 | 2019 | 15.077 | 1507452 | 0.02 | NEI 2019
Redbud Power Plant | 55463_G_CT02 | 55463 | G | CT02 | 4818 | Combined Cycle | SPP_WEST | Oklahoma | Oklahoma | 167.6 | 2004 | 9999 | 2019 | 26.4401 | 1738487 | 0.03042 | NEI 2019
Redbud Power Plant | 55463_G_CT03 | 55463 | G | CT03 | 4819 | Combined Cycle | SPP_WEST | Oklahoma | Oklahoma | 166.5 | 2004 | 9999 | 2019 | 13.8739 | 1646431 | 0.01685 | NEI 2019
Redbud Power Plant | 55463_G_CT04 | 55463 | G | CT04 | 4820 | Combined Cycle | SPP_WEST | Oklahoma | Oklahoma | 167 | 2004 | 9999 | 2017 | 20.8354 | 1197319 | 0.0348 | NEI 2019
Redbud Power Plant | 55463_G_ST01 | 55463 | G | ST01 | 4817 | Combined Cycle | SPP_WEST | Oklahoma | Oklahoma | 134.4 | 2004 | 9999 |  |  |  | 0.02 | NEI 2019
Redbud Power Plant | 55463_G_ST02 | 55463 | G | ST02 | 4818 | Combined Cycle | SPP_WEST | Oklahoma | Oklahoma | 134.4 | 2004 | 9999 |  |  |  | 0.03042 | NEI 2019
Redbud Power Plant | 55463_G_ST03 | 55463 | G | ST03 | 4819 | Combined Cycle | SPP_WEST | Oklahoma | Oklahoma | 133.5 | 2004 | 9999 |  |  |  | 0.01685 | NEI 2019
Redbud Power Plant | 55463_G_ST04 | 55463 | G | ST04 | 4820 | Combined Cycle | SPP_WEST | Oklahoma | Oklahoma | 134 | 2004 | 9999 |  |  |  | 0.0348 | NEI 2019
Deer Park Energy Center | 55464_G_CTG1 | 55464 | G | CTG1 | 4821 | Combined Cycle | ERC_REST | Texas | Harris | 169.8 | 2003 | 9999 | 2019 | 5.95 | 874400 | 0.0184 | NEI 2019
Deer Park Energy Center | 55464_G_CTG2 | 55464 | G | CTG2 | 4822 | Combined Cycle | ERC_REST | Texas | Harris | 169.8 | 2003 | 9999 | 2019 | 8.19 | 1158763 | 0.0184 | NEI 2019
Deer Park Energy Center | 55464_G_CTG3 | 55464 | G | CTG3 | 4823 | Combined Cycle | ERC_REST | Texas | Harris | 169.8 | 2004 | 9999 | 2019 | 8.35 | 1224271 | 0.0184 | NEI 2019
Deer Park Energy Center | 55464_G_CTG4 | 55464 | G | CTG4 | 4824 | Combined Cycle | ERC_REST | Texas | Harris | 169.8 | 2004 | 9999 | 2019 | 9.78 | 1296237 | 0.0184 | NEI 2019
Deer Park Energy Center | 55464_G_CTG6 | 55464 | G | CTG6 | 90258 | Combined Cycle | ERC_REST | Texas | Harris | 154.8 | 2014 | 9999 | 2019 | 30.37 | 1215350 | 0.0184 | NEI 2019
Deer Park Energy Center | 55464_G_STG1 | 55464 | G | STG1 | 4821 | Combined Cycle | ERC_REST | Texas | Harris | 282 | 2004 | 9999 |  |  |  | 0.0184 | NEI 2019
Ouachita | 55467_G_CTG1 | 55467 | G | CTG1 | 4829 | Combined Cycle | MIS_LA | Louisiana | Ouachita | 144.7 | 2002 | 9999 | 2019 | 63.06 | 1247990 | 0.10106 | NEI 2019
Ouachita | 55467_G_CTG2 | 55467 | G | CTG2 | 4830 | Combined Cycle | MIS_LA | Louisiana | Ouachita | 147.9 | 2002 | 9999 | 2019 | 57.732 | 1137847 | 0.10148 | NEI 2019
Ouachita | 55467_G_CTG3 | 55467 | G | CTG3 | 4831 | Combined Cycle | MIS_LA | Louisiana | Ouachita | 145.6 | 2002 | 9999 | 2019 | 61.8 | 1209626 | 0.10218 | NEI 2019
Ouachita | 55467_G_STG1 | 55467 | G | STG1 | 4829 | Combined Cycle | MIS_LA | Louisiana | Ouachita | 98.5 | 2002 | 9999 |  |  |  | 0.10106 | NEI 2019
Ouachita | 55467_G_STG2 | 55467 | G | STG2 | 4830 | Combined Cycle | MIS_LA | Louisiana | Ouachita | 100.7 | 2002 | 9999 |  |  |  | 0.10148 | NEI 2019
Ouachita | 55467_G_STG3 | 55467 | G | STG3 | 4831 | Combined Cycle | MIS_LA | Louisiana | Ouachita | 99 | 2002 | 9999 |  |  |  | 0.10218 | NEI 2019
Green Power 2 | 55470_G_ST1 | 55470 | G | ST1 | 4843 | Combined Cycle | ERC_REST | Texas | Galveston | 75 | 2003 | 9999 |  |  |  | 0.1099 | NEI 2019
Green Power 2 | 55470_G_ST805 | 55470 | G | ST805 | 4843 | Combined Cycle | ERC_REST | Texas | Galveston | 75 | 2009 | 9999 |  |  |  | 0.04609 | Default Emission Factor
Green Power 2 | 55470_G_TR1 | 55470 | G | TR1 | 4843 | Combined Cycle | ERC_REST | Texas | Galveston | 158 | 2003 | 9999 | 2019 | 70.5382 | 1548965 | 0.1099 | NEI 2019
Green Power 2 | 55470_G_TR2 | 55470 | G | TR2 | 4844 | Combined Cycle | ERC_REST | Texas | Galveston | 158 | 2003 | 9999 | 2019 | 83.809 | 1054817 | 0.1099 | NEI 2019
Green Power 2 | 55470_G_TR3 | 55470 | G | TR3 | 4845 | Combined Cycle | ERC_REST | Texas | Galveston | 158 | 2003 | 9999 | 2019 | 64.117 | 1325918 | 0.1099 | NEI 2019
Neil Simpson Gas Turbine #2 | 55477_G_GT2 | 55477 | G | GT2 | 4849 | Combustion Turbine | WECC_WY | Wyoming | Campbell | 34 | 2001 | 9999 | 2019 | 0.33931 | 16426 | 0.04131 | NEI 2019
Lange Gas Turbines | 55478_G_0001 | 55478 | G | 0001 | 4850 | Combustion Turbine | WECC_WY | South Dakota | Pennington | 34 | 2002 | 9999 | 2017 | 0.04 | 8889 | 0.009 | NEI 2019
Forney Energy Center | 55480_G_ST1 | 55480 | G | ST1 | 4853 | Combined Cycle | ERC_REST | Texas | Kaufman | 408 | 2003 | 9999 |  |  |  | 0.02466 | NEI 2019
Forney Energy Center | 55480_G_ST2 | 55480 | G | ST2 | 4856 | Combined Cycle | ERC_REST | Texas | Kaufman | 408 | 2003 | 9999 |  |  |  | 0.02657 | NEI 2019
Forney Energy Center | 55480_G_U1 | 55480 | G | U1 | 4853 | Combined Cycle | ERC_REST | Texas | Kaufman | 167 | 2003 | 9999 | 2019 | 34.1352 | 953625 | 0.02466 | NEI 2019
Forney Energy Center | 55480_G_U2 | 55480 | G | U2 | 4854 | Combined Cycle | ERC_REST | Texas | Kaufman | 159 | 2003 | 9999 | 2019 | 9.8141 | 880108 | 0.02466 | NEI 2019
Forney Energy Center | 55480_G_U3 | 55480 | G | U3 | 4855 | Combined Cycle | ERC_REST | Texas | Kaufman | 159 | 2003 | 9999 | 2019 | 11.1867 | 870955 | 0.02466 | NEI 2019
Forney Energy Center | 55480_G_U4 | 55480 | G | U4 | 4856 | Combined Cycle | ERC_REST | Texas | Kaufman | 167 | 2003 | 9999 | 2019 | 44.5412 | 1230871 | 0.02657 | NEI 2019
Forney Energy Center | 55480_G_U5 | 55480 | G | U5 | 4857 | Combined Cycle | ERC_REST | Texas | Kaufman | 159 | 2003 | 9999 | 2019 | 24.4079 | 1191078 | 0.02657 | NEI 2019
Forney Energy Center | 55480_G_U6 | 55480 | G | U6 | 4858 | Combined Cycle | ERC_REST | Texas | Kaufman | 159 | 2003 | 9999 | 2019 | 11.496 | 1181698 | 0.02657 | NEI 2019
Mesquite Generating Station Block 2 | 55481_G_GT3 | 55481 | G | GT3 | 4861 | Combined Cycle | WECC_AZ | Arizona | Maricopa | 153 | 2003 | 9999 | 2019 | 21.2804 | 2446643 | 0.02463 | NEI 2019
Mesquite Generating Station Block 2 | 55481_G_GT4 | 55481 | G | GT4 | 4862 | Combined Cycle | WECC_AZ | Arizona | Maricopa | 153 | 2003 | 9999 | 2019 | 20.7652 | 968058 | 0.02463 | NEI 2019
Mesquite Generating Station Block 2 | 55481_G_ST2 | 55481 | G | ST2 | 4861 | Combined Cycle | WECC_AZ | Arizona | Maricopa | 289 | 2003 | 9999 |  |  |  | 0.02463 | NEI 2019
Goldendale Generating Station | 55482_G_G1 | 55482 | G | G1 | 4863 | Combined Cycle | WECC_PNW | Washington | Klickitat | 153.1 | 2004 | 9999 |  |  |  | 0.00829 | NEI 2019
Goldendale Generating Station | 55482_G_G2 | 55482 | G | G2 | 4863 | Combined Cycle | WECC_PNW | Washington | Klickitat | 110.6 | 2004 | 9999 | 2019 | 7.9 | 1905173 | 0.00829 | NEI 2019
Blackburn Landfill Co-Generation | 55488_G_BB1 | 55488 | G | BB1 |  | Landfill Gas | S_VACA | North Carolina | Catawba | 1 | 1999 | 9999 |  |  |  | 0.61247 | Default Emission Factor
Blackburn Landfill Co-Generation | 55488_G_BB2 | 55488 | G | BB2 |  | Landfill Gas | S_VACA | North Carolina | Catawba | 1 | 1999 | 9999 |  |  |  | 0.61247 | Default Emission Factor
Blackburn Landfill Co-Generation | 55488_G_BB3 | 55488 | G | BB3 |  | Landfill Gas | S_VACA | North Carolina | Catawba | 0.9 | 2002 | 9999 |  |  |  | 0.61247 | Default Emission Factor
Goose Creek Energy Center | 55496_G_CT01 | 55496 | G | CT01 | 10123 | Combustion Turbine | MIS_IL | Illinois | Piatt | 72 | 2003 | 2045 | 2019 | 0.034595 | 820.1667 | 0.08436 | NEI 2019
Goose Creek Energy Center | 55496_G_CT02 | 55496 | G | CT02 | 10124 | Combustion Turbine | MIS_IL | Illinois | Piatt | 72 | 2003 | 2045 | 2019 | 0.037765 | 820.1667 | 0.09209 | NEI 2019
Goose Creek Energy Center | 55496_G_CT03 | 55496 | G | CT03 | 10125 | Combustion Turbine | MIS_IL | Illinois | Piatt | 72 | 2003 | 2045 | 2019 | 0.042075 | 820.1667 | 0.1026 | NEI 2019
Goose Creek Energy Center | 55496_G_CT04 | 55496 | G | CT04 | 10126 | Combustion Turbine | MIS_IL | Illinois | Piatt | 72 | 2003 | 2045 | 2019 | 0.0311 | 820.1667 | 0.07584 | NEI 2019
Goose Creek Energy Center | 55496_G_CT05 | 55496 | G | CT05 | 10127 | Combustion Turbine | MIS_IL | Illinois | Piatt | 72 | 2003 | 2045 | 2019 | 0.03267 | 820.1667 | 0.07967 | NEI 2019
Goose Creek Energy Center | 55496_G_CT06 | 55496 | G | CT06 | 10128 | Combustion Turbine | MIS_IL | Illinois | Piatt | 72 | 2003 | 2045 | 2019 | 0.047475 | 820.1667 | 0.11577 | NEI 2019
CalPeak Power Vaca Dixon Peaker Plant | 55499_G_CPP1 | 55499 | G | CPP1 | 4893 | Combustion Turbine | WEC_CALN | California | Solano | 48 | 2002 | 9999 | 2019 | 0.34 | 7997 | 0.08503 | NEI 2019
Kiamichi Energy Facility | 55501_G_CTG1 | 55501 | G | CTG1 | 4899 | Combined Cycle | SPP_KIAM | Oklahoma | Pittsburg | 142.2 | 2003 | 9999 | 2019 | 11.0214 | 854656 | 0.01717 | NEI 2019
Kiamichi Energy Facility | 55501_G_CTG2 | 55501 | G | CTG2 | 4900 | Combined Cycle | SPP_KIAM | Oklahoma | Pittsburg | 144.9 | 2003 | 9999 | 2019 | 19.7705 | 833714 | 0.01867 | NEI 2019
Kiamichi Energy Facility | 55501_G_CTG3 | 55501 | G | CTG3 | 4901 | Combined Cycle | SPP_KIAM | Oklahoma | Pittsburg | 142.9 | 2003 | 9999 | 2019 | 5.3636 | 769761 | 0.01867 | NEI 2019
Kiamichi Energy Facility | 55501_G_CTG4 | 55501 | G | CTG4 | 4902 | Combined Cycle | SPP_KIAM | Oklahoma | Pittsburg | 141.4 | 2003 | 9999 | 2019 | 13.0874 | 709410 | 0.01717 | NEI 2019
Kiamichi Energy Facility | 55501_G_STG1 | 55501 | G | STG1 | 4899 | Combined Cycle | SPP_KIAM | Oklahoma | Pittsburg | 302.4 | 2003 | 9999 |  |  |  | 0.01717 | NEI 2019
Kiamichi Energy Facility | 55501_G_STG2 | 55501 | G | STG2 | 4901 | Combined Cycle | SPP_KIAM | Oklahoma | Pittsburg | 304.6 | 2003 | 9999 |  |  |  | 0.01867 | NEI 2019
Lawrenceburg Power, LLC | 55502_G_0100 | 55502 | G | 0100 | 8612 | Combined Cycle | PJM_West | Indiana | Dearborn | 258 | 2004 | 9999 |  |  |  | 0.02503 | NEI 2019
Lawrenceburg Power, LLC | 55502_G_0200 | 55502 | G | 0200 | 8616 | Combined Cycle | PJM_West | Indiana | Dearborn | 246 | 2004 | 9999 |  |  |  | 0.01878 | NEI 2019
Lawrenceburg Power, LLC | 55502_G_1100 | 55502 | G | 1100 | 8612 | Combined Cycle | PJM_West | Indiana | Dearborn | 166 | 2004 | 9999 | 2017 | 25.39 | 2357610 | 0.02503 | NEI 2019
Lawrenceburg Power, LLC | 55502_G_1200 | 55502 | G | 1200 | 8614 | Combined Cycle | PJM_West | Indiana | Dearborn | 171 | 2004 | 9999 | 2019 | 23.82 | 1362623 | 0.02503 | NEI 2019
Lawrenceburg Power, LLC | 55502_G_2100 | 55502 | G | 2100 | 8616 | Combined Cycle | PJM_West | Indiana | Dearborn | 166 | 2004 | 9999 | 2019 | 17.46 | 2509441 | 0.01878 | NEI 2019
Lawrenceburg Power, LLC | 55502_G_2200 | 55502 | G | 2200 | 8618 | Combined Cycle | PJM_West | Indiana | Dearborn | 166 | 2004 | 9999 | 2019 | 17.16 | 1176862 | 0.01878 | NEI 2019
Waterford Power, LLC | 55503_G_CTG1 | 55503 | G | CTG1 | 8620 | Combined Cycle | PJM_West | Ohio | Washington | 168 | 2003 | 9999 | 2019 | 7.27 | 1319306 | 0.00685 | NEI 2019
Waterford Power, LLC | 55503_G_CTG2 | 55503 | G | CTG2 | 8622 | Combined Cycle | PJM_West | Ohio | Washington | 168 | 2003 | 9999 | 2019 | 6.9 | 1323354 | 0.00685 | NEI 2019
Waterford Power, LLC | 55503_G_CTG3 | 55503 | G | CTG3 | 8624 | Combined Cycle | PJM_West | Ohio | Washington | 168 | 2003 | 9999 | 2019 | 6.59 | 1210869 | 0.00685 | NEI 2019
Waterford Power, LLC | 55503_G_ST1 | 55503 | G | ST1 | 8620 | Combined Cycle | PJM_West | Ohio | Washington | 362 | 2003 | 9999 |  |  |  | 0.00685 | NEI 2019
Limon Generating Station | 55504_G_L1 | 55504 | G | L1 | 4903 | Combustion Turbine | WECC_CO | Colorado | Lincoln | 67 | 2002 | 9999 | 2017 | 0.53177 | 18500.5 | 0.05749 | NEI 2019
Limon Generating Station | 55504_G_L2 | 55504 | G | L2 | 4904 | Combustion Turbine | WECC_CO | Colorado | Lincoln | 67 | 2002 | 9999 | 2019 | 0.60804 | 33438 | 0.03637 | NEI 2019
Frank Knutson | 55505_G_BR1 | 55505 | G | BR1 | 4905 | Combustion Turbine | WECC_CO | Colorado | Adams | 67 | 2002 | 9999 | 2017 | 0.2 | 5871 | 0.06813 | NEI 2019
Frank Knutson | 55505_G_BR2 | 55505 | G | BR2 | 4906 | Combustion Turbine | WECC_CO | Colorado | Adams | 67 | 2002 | 9999 | 2017 | 0.21004 | 5871 | 0.07155 | NEI 2019
CalPeak Power Panoche Peaker Plant | 55508_G_CPP2 | 55508 | G | CPP2 | 4913 | Combustion Turbine | WEC_CALN | California | Fresno | 48 | 2001 | 9999 |  |  |  | 0.155 | Default Emission Factor
CalPeak Power Border Peaker Plant | 55510_G_CPP4 | 55510 | G | CPP4 | 4917 | Combustion Turbine | WEC_SDGE | California | San Diego | 48 | 2001 | 9999 | 2017 | 2.93 | 12331 | 0.47523 | NEI 2019
Cuyamaca Peak Energy Plant | 55512_G_CPP6 | 55512 | G | CPP6 | 4921 | Combustion Turbine | WEC_SDGE | California | San Diego | 48.7 | 2002 | 9999 | 2017 | 2.08 | 8538 | 0.48723 | NEI 2019
CalPeak Power Enterprise Peaker Plant | 55513_G_CPP7 | 55513 | G | CPP7 | 4923 | Combustion Turbine | WEC_SDGE | California | San Diego | 48 | 2001 | 9999 | 2017 | 3.26 | 11959 | 0.5452 | NEI 2019
Apex Generating Station | 55514_G_CTG1 | 55514 | G | CTG1 | 4925 | Combined Cycle | WECC_SNV | Nevada | Clark | 164.6 | 2003 | 9999 | 2019 | 27 | 1362884 | 0.05263 | NEI 2019
Apex Generating Station | 55514_G_CTG2 | 55514 | G | CTG2 | 4926 | Combined Cycle | WECC_SNV | Nevada | Clark | 164.6 | 2003 | 9999 | 2019 | 28.5 | 746178 | 0.05263 | NEI 2019
Apex Generating Station | 55514_G_STG1 | 55514 | G | STG1 | 4925 | Combined Cycle | WECC_SNV | Nevada | Clark | 195.2 | 2003 | 9999 |  |  |  | 0.05263 | NEI 2019
Fayette Energy Facility | 55516_G_CTG1 | 55516 | G | CTG1 | 10129 | Combined Cycle | PJM_AP | Pennsylvania | Fayette | 174 | 2003 | 9999 | 2019 | 72.27 | 1484503 | 0.04258 | NEI 2019
Fayette Energy Facility | 55516_G_CTG2 | 55516 | G | CTG2 | 10130 | Combined Cycle | PJM_AP | Pennsylvania | Fayette | 174 | 2003 | 9999 | 2019 | 35.18 | 1490982 | 0.04258 | NEI 2019
Fayette Energy Facility | 55516_G_STG1 | 55516 | G | STG1 | 10129 | Combined Cycle | PJM_AP | Pennsylvania | Fayette | 314 | 2003 | 9999 |  |  |  | 0.04258 | NEI 2019
Wallingford Energy | 55517_G_CTG1 | 55517 | G | CTG1 | 4927 | Combustion Turbine | NENG_CT | Connecticut | New Haven | 42.3 | 2001 | 9999 | 2019 | 0.3034 | 14830.1134 | 0.04092 | NEI 2019
Wallingford Energy | 55517_G_CTG2 | 55517 | G | CTG2 | 4928 | Combustion Turbine | NENG_CT | Connecticut | New Haven | 42.3 | 2001 | 9999 | 2019 | 0.61125 | 14830.1134 | 0.08243 | NEI 2019
Wallingford Energy | 55517_G_CTG3 | 55517 | G | CTG3 | 4929 | Combustion Turbine | NENG_CT | Connecticut | New Haven | 42.3 | 2001 | 9999 | 2019 | 0.46775 | 14830.1134 | 0.06308 | NEI 2019
Wallingford Energy | 55517_G_CTG4 | 55517 | G | CTG4 | 4930 | Combustion Turbine | NENG_CT | Connecticut | New Haven | 42.3 | 2001 | 9999 | 2019 | 0.46374 | 14830.1134 | 0.06254 | NEI 2019
Wallingford Energy | 55517_G_CTG5 | 55517 | G | CTG5 | 4931 | Combustion Turbine | NENG_CT | Connecticut | New Haven | 42.3 | 2001 | 9999 | 2019 | 0.40082 | 14830.1134 | 0.05406 | NEI 2019
Wallingford Energy | 55517_G_CTG6 | 55517 | G | CTG6 | 91275 | Combustion Turbine | NENG_CT | Connecticut | New Haven | 45 | 2018 | 9999 | 2019 | 0.3195 | 15776.7164 | 0.0405 | NEI 2019
Wallingford Energy | 55517_G_CTG7 | 55517 | G | CTG7 | 91276 | Combustion Turbine | NENG_CT | Connecticut | New Haven | 45 | 2018 | 9999 | 2019 | 0.34822 | 15776.7164 | 0.04414 | NEI 2019
High Desert Power Plant | 55518_G_CTG1 | 55518 | G | CTG1 | 4932 | Combined Cycle | WECC_SCE | California | San Bernardino | 157.6 | 2003 | 9999 | 2019 | 26.8 | 662602 | 0.04625 | NEI 2019
High Desert Power Plant | 55518_G_CTG2 | 55518 | G | CTG2 | 4933 | Combined Cycle | WECC_SCE | California | San Bernardino | 157.6 | 2003 | 9999 | 2017 | 16.2 | 492831 | 0.04625 | NEI 2019
High Desert Power Plant | 55518_G_CTG3 | 55518 | G | CTG3 | 4934 | Combined Cycle | WECC_SCE | California | San Bernardino | 156.5 | 2003 | 9999 | 2017 | 22.3 | 424840 | 0.04625 | NEI 2019
High Desert Power Plant | 55518_G_STG1 | 55518 | G | STG1 | 4932 | Combined Cycle | WECC_SCE | California | San Bernardino | 304.8 | 2003 | 9999 |  |  |  | 0.04625 | NEI 2019
Sundance | 55522_G_CT1 | 55522 | G | CT1 | 9951 | Combustion Turbine | WECC_AZ | Arizona | Pinal | 41 | 2002 | 9999 |  |  |  | 0.155 | Default Emission Factor
Sundance | 55522_G_CT10 | 55522 | G | CT10 | 9960 | Combustion Turbine | WECC_AZ | Arizona | Pinal | 41 | 2002 | 9999 |  |  |  | 0.155 | Default Emission Factor
Sundance | 55522_G_CT2 | 55522 | G | CT2 | 9952 | Combustion Turbine | WECC_AZ | Arizona | Pinal | 41 | 2002 | 9999 |  |  |  | 0.155 | Default Emission Factor
Sundance | 55522_G_CT3 | 55522 | G | CT3 | 9953 | Combustion Turbine | WECC_AZ | Arizona | Pinal | 41 | 2002 | 9999 |  |  |  | 0.155 | Default Emission Factor
Sundance | 55522_G_CT4 | 55522 | G | CT4 | 9954 | Combustion Turbine | WECC_AZ | Arizona | Pinal | 41 | 2002 | 9999 |  |  |  | 0.155 | Default Emission Factor
Sundance | 55522_G_CT5 | 55522 | G | CT5 | 9955 | Combustion Turbine | WECC_AZ | Arizona | Pinal | 41 | 2002 | 9999 |  |  |  | 0.155 | Default Emission Factor
Sundance | 55522_G_CT6 | 55522 | G | CT6 | 9956 | Combustion Turbine | WECC_AZ | Arizona | Pinal | 41 | 2002 | 9999 |  |  |  | 0.155 | Default Emission Factor
Sundance | 55522_G_CT7 | 55522 | G | CT7 | 9957 | Combustion Turbine | WECC_AZ | Arizona | Pinal | 41 | 2002 | 9999 |  |  |  | 0.155 | Default Emission Factor
Sundance | 55522_G_CT8 | 55522 | G | CT8 | 9958 | Combustion Turbine | WECC_AZ | Arizona | Pinal | 41 | 2002 | 9999 |  |  |  | 0.155 | Default Emission Factor
Sundance | 55522_G_CT9 | 55522 | G | CT9 | 9959 | Combustion Turbine | WECC_AZ | Arizona | Pinal | 41 | 2002 | 9999 |  |  |  | 0.155 | Default Emission Factor
York Energy Center | 55524_G_CTG1 | 55524 | G | CTG1 | 4937 | Combined Cycle | PJM_EMAC | Pennsylvania | York | 113 | 2011 | 9999 | 2019 | 12.4 | 788397 | 0.05223 | NEI 2019
York Energy Center | 55524_G_CTG2 | 55524 | G | CTG2 | 4938 | Combined Cycle | PJM_EMAC | Pennsylvania | York | 122 | 2011 | 9999 | 2019 | 12.02 | 300736 | 0.05223 | NEI 2019
York Energy Center | 55524_G_CTG3 | 55524 | G | CTG3 | 4939 | Combined Cycle | PJM_EMAC | Pennsylvania | York | 122 | 2011 | 9999 | 2019 | 11.62 | 290863 | 0.05223 | NEI 2019
York Energy Center | 55524_G_CTG5 | 55524 | G | CTG5 | 4940 | Combined Cycle | PJM_EMAC | Pennsylvania | York | 216.3 | 2019 | 9999 |  |  |  | 0.02972 | Default Emission Factor
York Energy Center | 55524_G_CTG6 | 55524 | G | CTG6 | 4941 | Combined Cycle | PJM_EMAC | Pennsylvania | York | 216.3 | 2019 | 9999 |  |  |  | 0.02972 | Default Emission Factor
York Energy Center | 55524_G_STG1 | 55524 | G | STG1 | 4937 | Combined Cycle | PJM_EMAC | Pennsylvania | York | 188 | 2011 | 9999 |  |  |  | 0.05223 | NEI 2019
York Energy Center | 55524_G_STG2 | 55524 | G | STG2 | 4940 | Combined Cycle | PJM_EMAC | Pennsylvania | York | 395.1 | 2019 | 9999 |  |  |  | 0.02972 | Default Emission Factor
Water Filter Plant #2 | 55534_G_1299 | 55534 | G | 1299 |  | Combustion Turbine | S_VACA | North Carolina | Burke | 1.7 | 2013 | 9999 |  |  |  | 0.86775 | Default Emission Factor
Escondido Energy Center | 55538_G_CTG1 | 55538 | G | CTG1 | 90893 | Combustion Turbine | WEC_SDGE | California | San Diego | 45 | 2014 | 9999 | 2017 | 0.11 | 43735 | 0.00503 | NEI 2019
Chula Vista Energy Center | 55540_G_GEN1 | 55540 | G | GEN1 | 4973 | Combustion Turbine | WEC_SDGE | California | San Diego | 33.6 | 2001 | 9999 | 2017 | 0.13 | 3187 | 0.08158 | NEI 2019
Indigo Energy Facility | 55541_G_CTG1 | 55541 | G | CTG1 | 8640 | Combustion Turbine | WECC_SCE | California | Riverside | 46.7 | 2001 | 9999 | 2017 | 0.82502 | 22841.0519 | 0.07224 | NEI 2019
Indigo Energy Facility | 55541_G_CTG2 | 55541 | G | CTG2 | 8642 | Combustion Turbine | WECC_SCE | California | Riverside | 47.6 | 2001 | 9999 | 2017 | 0.75544 | 23281.2435 | 0.0649 | NEI 2019
Indigo Energy Facility | 55541_G_CTG3 | 55541 | G | CTG3 | 8644 | Combustion Turbine | WECC_SCE | California | Riverside | 48.2 | 2001 | 9999 | 2017 | 0.81508 | 23574.7046 | 0.06915 | NEI 2019
Larkspur Energy Facility | 55542_G_CTG1 | 55542 | G | CTG1 | 8646 | Combustion Turbine | WEC_SDGE | California | San Diego | 45.6 | 2001 | 9999 | 2017 | 2.47 | 24943.5983 | 0.19805 | NEI 2019
Larkspur Energy Facility | 55542_G_CTG2 | 55542 | G | CTG2 | 8648 | Combustion Turbine | WEC_SDGE | California | San Diego | 46 | 2001 | 9999 | 2017 | 2.74 | 25162.4017 | 0.21779 | NEI 2019
Klamath Expansion Project | 55544_G_GT1 | 55544 | G | GT1 | 4975 | Combustion Turbine | WECC_PNW | Oregon | Klamath | 25 | 2002 | 9999 | 2017 | 2.62 | 65510.06 | 0.07999 | NEI 2019
Klamath Expansion Project | 55544_G_GT2 | 55544 | G | GT2 | 4976 | Combustion Turbine | WECC_PNW | Oregon | Klamath | 25 | 2002 | 9999 |  |  |  | 0.07999 | NEI 2019
Klamath Expansion Project | 55544_G_GT3 | 55544 | G | GT3 | 4977 | Combustion Turbine | WECC_PNW | Oregon | Klamath | 25 | 2002 | 9999 |  |  |  | 0.07999 | NEI 2019
Klamath Expansion Project | 55544_G_GT4 | 55544 | G | GT4 | 4978 | Combustion Turbine | WECC_PNW | Oregon | Klamath | 25 | 2002 | 9999 |  |  |  | 0.07999 | NEI 2019
Hidalgo Energy Center | 55545_G_CTG1 | 55545 | G | CTG1 | 3171 | Combined Cycle | ERC_REST | Texas | Hidalgo | 149 | 2000 | 9999 | 2019 | 24.46 | 906264 | 0.03479 | NEI 2019
Hidalgo Energy Center | 55545_G_CTG2 | 55545 | G | CTG2 | 3172 | Combined Cycle | ERC_REST | Texas | Hidalgo | 149 | 2000 | 9999 | 2019 | 22.89 | 825283 | 0.03479 | NEI 2019
Hidalgo Energy Center | 55545_G_STG1 | 55545 | G | STG1 | 3171 | Combined Cycle | ERC_REST | Texas | Hidalgo | 172 | 2000 | 9999 |  |  |  | 0.03479 | NEI 2019
Security | 55556_G_UNT2 | 55556 | G | UNT2 |  | Landfill Gas | MIS_WOTA | Texas | Montgomery | 1.7 | 2003 | 9999 | 2018 | 0.77825 | 10199.5 | 0.15261 | Texas Emissions Inventory
Wilmington Hydrogen Plant | 55557_G_T101 | 55557 | G | T101 |  | Non-Fossil Waste | WEC_LADW | California | Los Angeles | 28.1 | 1996 | 9999 |  |  |  | 0.81254 | Default Emission Factor
Combined Locks Energy Center | 55558_G_GEN1 | 55558 | G | GEN1 | 4988 | Combined Cycle | MIS_WUMS | Wisconsin | Outagamie | 45.9 | 2002 | 9999 | 2019 | 11.4721 | 330895 | 0.0633 | NEI 2019
Combined Locks Energy Center | 55558_G_GEN2 | 55558 | G | GEN2 | 4988 | Combined Cycle | MIS_WUMS | Wisconsin | Outagamie | 6 | 2002 | 9999 |  |  |  | 0.0633 | NEI 2019
GRS Fall River | 55589_G_3 | 55589 | G | 3 |  | Landfill Gas | NENGREST | Massachusetts | Bristol | 4.4 | 2000 | 9999 | 2019 | 7.78 | 16361 | 0.95104 | NEI 2019
GRS Arbor Hills | 55596_G_0001 | 55596 | G | 0001 |  | Landfill Gas | MIS_LMI | Michigan | Washtenaw | 3.8 | 1996 | 9999 | 2019 | 4.061 | 22525 | 0.36058 | NEI 2019
GRS Arbor Hills | 55596_G_0002 | 55596 | G | 0002 |  | Landfill Gas | MIS_LMI | Michigan | Washtenaw | 3.8 | 1996 | 9999 | 2019 | 4.503 | 24188 | 0.37233 | NEI 2019
GRS Arbor Hills | 55596_G_0003 | 55596 | G | 0003 |  | Landfill Gas | MIS_LMI | Michigan | Washtenaw | 3.8 | 1996 | 9999 | 2019 | 4.6305 | 23657 | 0.39147 | NEI 2019
GRS Arbor Hills | 55596_G_0004 | 55596 | G | 0004 |  | Landfill Gas | MIS_LMI | Michigan | Washtenaw | 7.6 | 1996 | 9999 | 2019 | 13.338 | 30023 | 0.88852 | NEI 2019
GRS Arbor Hills | 55596_G_0005 | 55596 | G | 0005 |  | Landfill Gas | MIS_LMI | Michigan | Washtenaw | 4.8 | 2005 | 9999 |  |  |  | 0.61247 | Default Emission Factor
GRS C&C | 55597_G_1 | 55597 | G | 1 |  | Landfill Gas | MIS_LMI | Michigan | Calhoun | 0.9 | 1995 | 9999 |  |  |  | 0.61247 | Default Emission Factor
GRS C&C | 55597_G_3 | 55597 | G | 3 |  | Landfill Gas | MIS_LMI | Michigan | Calhoun | 0.9 | 1995 | 9999 |  |  |  | 0.61247 | Default Emission Factor
GRS C&C | 55597_G_4 | 55597 | G | 4 |  | Landfill Gas | MIS_LMI | Michigan | Calhoun | 2.3 | 2007 | 9999 |  |  |  | 0.61247 | Default Emission Factor
GRS CMS | 55599_G_1 | 55599 | G | 1 |  | Landfill Gas | S_VACA | North Carolina | Cabarrus | 4.3 | 1999 | 9999 |  |  |  | 0.61247 | Default Emission Factor
Binghamton Cogen | 55600_G_1 | 55600 | G | 1 | 10131 | Combustion Turbine | NY_Z_C&E | New York | Broome | 42 | 1992 | 9999 |  |  |  | 0.155 | Default Emission Factor
Prima Plant | 55601_G_UNT1 | 55601 | G | UNT1 |  | Landfill Gas | WEC_SDGE | California | Orange | 2.7 | 1999 | 9999 | 2018 | 1.9057 | 22808 | 0.16711 | California Air Resources Board
Prima Plant | 55601_G_UNT2 | 55601 | G | UNT2 |  | Landfill Gas | WEC_SDGE | California | Orange | 2.7 | 1999 | 9999 | 2018 | 1.9057 | 22808 | 0.16711 | California Air Resources Board
MM San Diego-North City | 55602_G_UNT1 | 55602 | G | UNT1 |  | Landfill Gas | WEC_SDGE | California | San Diego | 0.9 | 1999 | 9999 | 2018 | 1.915 | 7243.5 | 0.52875 | California Air Resources Board
MM San Diego-North City | 55602_G_UNT2 | 55602 | G | UNT2 |  | Landfill Gas | WEC_SDGE | California | San Diego | 0.9 | 1999 | 9999 | 2018 | 1.915 | 7243.5 | 0.52875 | California Air Resources Board
MM San Diego-North City | 55602_G_UNT3 | 55602 | G | UNT3 |  | Landfill Gas | WEC_SDGE | California | San Diego | 0.9 | 1999 | 9999 | 2018 | 1.915 | 7243.5 | 0.52875 | California Air Resources Board
MM San Diego-North City | 55602_G_UNT4 | 55602 | G | UNT4 |  | Landfill Gas | WEC_SDGE | California | San Diego | 0.9 | 1999 | 9999 | 2018 | 1.915 | 7243.5 | 0.52875 | California Air Resources Board
Watchtower Educational Center | 55619_G_GEN1 | 55619 | G | GEN1 |  | Combustion Turbine | NY_Z_G-I | New York | Putnam | 0.7 | 1996 | 9999 |  |  |  | 0.86775 | Default Emission Factor
Watchtower Educational Center | 55619_G_GEN2 | 55619 | G | GEN2 |  | Combustion Turbine | NY_Z_G-I | New York | Putnam | 0.7 | 1993 | 9999 |  |  |  | 0.86775 | Default Emission Factor
Watchtower Educational Center | 55619_G_GEN3 | 55619 | G | GEN3 |  | Combustion Turbine | NY_Z_G-I | New York | Putnam | 0.7 | 2000 | 9999 |  |  |  | 0.86775 | Default Emission Factor
Perryville Power Station | 55620_G_2-CT | 55620 | G | 2-CT | 3331 | Combustion Turbine | MIS_LA | Louisiana | Ouachita | 151.5 | 2001 | 9999 |  |  |  | 0.155 | Default Emission Factor
Perryville Power Station | 55620_G_CT-1 | 55620 | G | CT-1 | 3329 | Combined Cycle | MIS_LA | Louisiana | Ouachita | 164.7 | 2002 | 9999 | 2019 | 72.37 | 801455 | 0.10324 | NEI 2019
Perryville Power Station | 55620_G_CT-2 | 55620 | G | CT-2 | 3330 | Combined Cycle | MIS_LA | Louisiana | Ouachita | 164.7 | 2002 | 9999 | 2019 | 71.92 | 900889 | 0.10324 | NEI 2019
Perryville Power Station | 55620_G_ST-1 | 55620 | G | ST-1 | 3329 | Combined Cycle | MIS_LA | Louisiana | Ouachita | 198.8 | 2002 | 9999 |  |  |  | 0.10324 | NEI 2019
West Valley Generation Project | 55622_G_U1 | 55622 | G | U1 | 8650 | Combustion Turbine | WECC_UT | Utah | Salt Lake | 37 | 2002 | 9999 | 2019 | 0.73923 | 38234 | 0.03867 | NEI 2019
West Valley Generation Project | 55622_G_U2 | 55622 | G | U2 | 8652 | Combustion Turbine | WECC_UT | Utah | Salt Lake | 37 | 2002 | 9999 | 2017 | 1.011 | 24325.4 | 0.08312 | NEI 2019
West Valley Generation Project | 55622_G_U3 | 55622 | G | U3 | 8654 | Combustion Turbine | WECC_UT | Utah | Salt Lake | 37 | 2001 | 9999 | 2017 | 1.0115 | 24325.4 | 0.08317 | NEI 2019
West Valley Generation Project | 55622_G_U4 | 55622 | G | U4 | 8656 | Combustion Turbine | WECC_UT | Utah | Salt Lake | 37 | 2001 | 9999 | 2017 | 1.0218 | 24325.4 | 0.08401 | NEI 2019
West Valley Generation Project | 55622_G_U5 | 55622 | G | U5 | 10041 | Combustion Turbine | WECC_UT | Utah | Salt Lake | 37 | 2002 | 9999 | 2017 | 0.846 | 24325.4 | 0.06956 | NEI 2019
Creed Energy Center | 55625_G_CT1 | 55625 | G | CT1 | 5005 | Combustion Turbine | WEC_CALN | California | Solano | 45 | 2003 | 9999 | 2019 | 0.31197 | 11763 | 0.05304 | NEI 2019
Lambie Energy Center | 55626_G_CT1 | 55626 | G | CT1 | 5006 | Combustion Turbine | WEC_CALN | California | Solano | 45 | 2003 | 9999 | 2017 | 0.32128 | 14022 | 0.04583 | NEI 2019
Goose Haven Energy Center | 55627_G_CT1 | 55627 | G | CT1 | 5007 | Combustion Turbine | WEC_CALN | California | Solano | 45 | 2003 | 9999 | 2019 | 0.33608 | 11509 | 0.0584 | NEI 2019
University Park North | 55640_G_1 | 55640 | G | 1 | 8660 | Combustion Turbine | PJM_COMD | Illinois | Will | 45 | 2002 | 2045 | 2017 | 1.702 | 37957.0833 | 0.08968 | NEI 2019
University Park North | 55640_G_10 | 55640 | G | 10 | 8662 | Combustion Turbine | PJM_COMD | Illinois | Will | 45 | 2002 | 2045 | 2017 | 1.4217 | 37957.0833 | 0.07491 | NEI 2019
University Park North | 55640_G_11 | 55640 | G | 11 | 8664 | Combustion Turbine | PJM_COMD | Illinois | Will | 45 | 2002 | 2045 | 2019 | 1.5433 | 43513.25 | 0.07093 | NEI 2019
University Park North | 55640_G_12 | 55640 | G | 12 | 8666 | Combustion Turbine | PJM_COMD | Illinois | Will | 45 | 2002 | 2045 | 2017 | 1.5681 | 37957.0833 | 0.08263 | NEI 2019
University Park North | 55640_G_2 | 55640 | G | 2 | 8668 | Combustion Turbine | PJM_COMD | Illinois | Will | 45 | 2002 | 2045 | 2019 | 1.3324 | 43513.25 | 0.06124 | NEI 2019
University Park North | 55640_G_3 | 55640 | G | 3 | 8670 | Combustion Turbine | PJM_COMD | Illinois | Will | 45 | 2002 | 2045 | 2017 | 2.0576 | 37957.0833 | 0.10842 | NEI 2019
University Park North | 55640_G_4 | 55640 | G | 4 | 8672 | Combustion Turbine | PJM_COMD | Illinois | Will | 45 | 2002 | 2045 | 2019 | 2.037 | 43513.25 | 0.09363 | NEI 2019
University Park North | 55640_G_5 | 55640 | G | 5 | 8674 | Combustion Turbine | PJM_COMD | Illinois | Will | 45 | 2002 | 2045 | 2019 | 1.7779 | 43513.25 | 0.08172 | NEI 2019
University Park North | 55640_G_6 | 55640 | G | 6 | 8676 | Combustion Turbine | PJM_COMD | Illinois | Will | 45 | 2002 | 2045 | 2017 | 1.8862 | 37957.0833 | 0.09939 | NEI 2019
University Park North | 55640_G_7 | 55640 | G | 7 | 8678 | Combustion Turbine | PJM_COMD | Illinois | Will | 45 | 2002 | 2045 | 2019 | 1.6485 | 43513.25 | 0.07577 | NEI 2019
University Park North | 55640_G_8 | 55640 | G | 8 | 8680 | Combustion Turbine | PJM_COMD | Illinois | Will | 45 | 2002 | 2045 | 2017 | 1.6184 | 37957.0833 | 0.08528 | NEI 2019
University Park North | 55640_G_9 | 55640 | G | 9 | 8682 | Combustion Turbine | PJM_COMD | Illinois | Will | 45 | 2002 | 2045 | 2017 | 1.5693 | 37957.0833 | 0.08269 | NEI 2019
Riverside Energy Center | 55641_G_CTG1 | 55641 | G | CTG1 | 8684 | Combined Cycle | MIS_WUMS | Wisconsin | Rock | 157.5 | 2004 | 9999 | 2019 | 14.1542 | 2861637 | 0.01524 | NEI 2019
Riverside Energy Center | 55641_G_CTG2 | 55641 | G | CTG2 | 8686 | Combined Cycle | MIS_WUMS | Wisconsin | Rock | 153.4 | 2004 | 9999 | 2019 | 16.6565 | 1180951 | 0.01524 | NEI 2019
West Riverside Energy Center | 64020_G_CTG3 | 64020 | G | CTG3 |  | Combined Cycle | MIS_WUMS | Wisconsin | Rock | 225 | 2019 | 9999 |  |  |  | 0.02972 | Default Emission Factor
West Riverside Energy Center | 64020_G_CTG4 | 64020 | G | CTG4 |  | Combined Cycle | MIS_WUMS | Wisconsin | Rock | 225 | 2019 | 9999 |  |  |  | 0.02972 | Default Emission Factor
Riverside Energy Center | 55641_G_STG1 | 55641 | G | STG1 | 8684 | Combined Cycle | MIS_WUMS | Wisconsin | Rock | 261.8 | 2004 | 9999 |  |  |  | 0.01524 | NEI 2019
West Riverside Energy Center | 64020_G_STG2 | 64020 | G | STG2 |  | Combined Cycle | MIS_WUMS | Wisconsin | Rock | 250 | 2019 | 9999 |  |  |  | 0.02972 | Default Emission Factor
Blue Spruce Energy Center | 55645_G_CT01 | 55645 | G | CT01 | 8706 | Combustion Turbine | WECC_CO | Colorado | Adams | 130 | 2003 | 9999 | 2017 | 5.9739 | 164801.5914 | 0.0725 | NEI 2019
Blue Spruce Energy Center | 55645_G_CT02 | 55645 | G | CT02 | 8708 | Combustion Turbine | WECC_CO | Colorado | Adams | 134 | 2003 | 9999 | 2019 | 3.1294 | 217179.4859 | 0.02882 | NEI 2019
Plains End | 55650_G_GE10 | 55650 | G | GE10 |  | Combustion Turbine | WECC_CO | Colorado | Jefferson | 5.7 | 2002 | 9999 |  |  |  | 1.5755 | NEI 2019
Plains End | 55650_G_GE11 | 55650 | G | GE11 |  | Combustion Turbine | WECC_CO | Colorado | Jefferson | 5.7 | 2002 | 9999 |  |  |  | 1.5755 | NEI 2019
Plains End | 55650_G_GE12 | 55650 | G | GE12 |  | Combustion Turbine | WECC_CO | Colorado | Jefferson | 5.7 | 2002 | 9999 |  |  |  | 1.5755 | NEI 2019
Plains End | 55650_G_GE13 | 55650 | G | GE13 |  | Combustion Turbine | WECC_CO | Colorado | Jefferson | 5.7 | 2002 | 9999 |  |  |  | 1.5755 | NEI 2019
Plains End | 55650_G_GE14 | 55650 | G | GE14 |  | Combustion Turbine | WECC_CO | Colorado | Jefferson | 5.7 | 2002 | 9999 |  |  |  | 1.5755 | NEI 2019
Plains End | 55650_G_GE15 | 55650 | G | GE15 |  | Combustion Turbine | WECC_CO | Colorado | Jefferson | 5.7 | 2002 | 9999 |  |  |  | 1.5755 | NEI 2019
Plains End | 55650_G_GE16 | 55650 | G | GE16 |  | Combustion Turbine | WECC_CO | Colorado | Jefferson | 5.7 | 2002 | 9999 |  |  |  | 1.5755 | NEI 2019
Plains End | 55650_G_GE17 | 55650 | G | GE17 |  | Combustion Turbine | WECC_CO | Colorado | Jefferson | 5.7 | 2002 | 9999 |  |  |  | 1.5755 | NEI 2019
Plains End | 55650_G_GE18 | 55650 | G | GE18 |  | Combustion Turbine | WECC_CO | Colorado | Jefferson | 5.7 | 2002 | 9999 |  |  |  | 1.5755 | NEI 2019
Plains End | 55650_G_GE19 | 55650 | G | GE19 |  | Combustion Turbine | WECC_CO | Colorado | Jefferson | 5.7 | 2002 | 9999 |  |  |  | 1.5755 | NEI 2019
Plains End | 55650_G_GE20 | 55650 | G | GE20 |  | Combustion Turbine | WECC_CO | Colorado | Jefferson | 5.7 | 2002 | 9999 | 2017 | 4.94 | 6271 | 1.5755 | NEI 2019
Plains End | 55650_G_GEN1 | 55650 | G | GEN1 |  | Combustion Turbine | WECC_CO | Colorado | Jefferson | 5.7 | 2002 | 9999 |  |  |  | 1.5755 | NEI 2019
Plains End | 55650_G_GEN2 | 55650 | G | GEN2 |  | Combustion Turbine | WECC_CO | Colorado | Jefferson | 5.7 | 2002 | 9999 |  |  |  | 1.5755 | NEI 2019
Plains End | 55650_G_GEN3 | 55650 | G | GEN3 |  | Combustion Turbine | WECC_CO | Colorado | Jefferson | 5.7 | 2002 | 9999 |  |  |  | 1.5755 | NEI 2019
Plains End | 55650_G_GEN4 | 55650 | G | GEN4 |  | Combustion Turbine | WECC_CO | Colorado | Jefferson | 5.7 | 2002 | 9999 |  |  |  | 1.5755 | NEI 2019
Plains End | 55650_G_GEN5 | 55650 | G | GEN5 |  | Combustion Turbine | WECC_CO | Colorado | Jefferson | 5.7 | 2002 | 9999 |  |  |  | 1.5755 | NEI 2019
Plains End | 55650_G_GEN6 | 55650 | G | GEN6 |  | Combustion Turbine | WECC_CO | Colorado | Jefferson | 5.7 | 2002 | 9999 |  |  |  | 1.5755 | NEI 2019
Plains End | 55650_G_GEN7 | 55650 | G | GEN7 |  | Combustion Turbine | WECC_CO | Colorado | Jefferson | 5.7 | 2002 | 9999 |  |  |  | 1.5755 | NEI 2019
Plains End | 55650_G_GEN8 | 55650 | G | GEN8 |  | Combustion Turbine | WECC_CO | Colorado | Jefferson | 5.7 | 2002 | 9999 |  |  |  | 1.5755 | NEI 2019
Plains End | 55650_G_GEN9 | 55650 | G | GEN9 |  | Combustion Turbine | WECC_CO | Colorado | Jefferson | 5.7 | 2002 | 9999 |  |  |  | 1.5755 | NEI 2019
Spring Creek Energy Center | 55651_G_CT01 | 55651 | G | CT01 | 5035 | Combustion Turbine | SPP_N | Oklahoma | Logan | 69 | 2001 | 9999 |  |  |  | 0.155 | Default Emission Factor
Spring Creek Energy Center | 55651_G_CT02 | 55651 | G | CT02 | 5036 | Combustion Turbine | SPP_N | Oklahoma | Logan | 69 | 2001 | 9999 |  |  |  | 0.155 | Default Emission Factor
Spring Creek Energy Center | 55651_G_CT03 | 55651 | G | CT03 | 5037 | Combustion Turbine | SPP_N | Oklahoma | Logan | 67 | 2001 | 9999 | 2017 | 0.069 | 2243.8864 | 0.0615 | NEI 2019
Spring Creek Energy Center | 55651_G_CT04 | 55651 | G | CT04 | 5038 | Combustion Turbine | SPP_N | Oklahoma | Logan | 68 | 2001 | 9999 | 2017 | 0.018 | 2277.3773 | 0.01581 | NEI 2019
Chambersburg | 55654_G_UN12 | 55654 | G | UN12 | 8766 | Combustion Turbine | PJM_AP | Pennsylvania | Franklin | 44 | 2001 | 9999 | 2019 | 0.3 | 111105.5 | 0.0054 | NEI 2019
Chambersburg | 55654_G_UN13 | 55654 | G | UN13 | 8768 | Combustion Turbine | PJM_AP | Pennsylvania | Franklin | 44 | 2001 | 9999 | 2019 | 0.33 | 111105.5 | 0.00594 | NEI 2019
Anadarko Plant | 3006_G_7 | 3006 | G | 7 |  | Combustion Turbine | SPP_WEST | Oklahoma | Caddo | 45 | 2001 | 9999 | 2019 | 4.5075 | 52404.8 | 0.17203 | NEI 2019
Anadarko Plant | 3006_G_8 | 3006 | G | 8 |  | Combustion Turbine | SPP_WEST | Oklahoma | Caddo | 45 | 2001 | 9999 | 2019 | 2.055 | 52404.8 | 0.07843 | NEI 2019
Pastoria Energy Facility, LLC | 55656_G_CT01 | 55656 | G | CT01 | 8770 | Combined Cycle | WECC_SCE | California | Kern | 175 | 2005 | 9999 | 2017 | 5.1398 | 1872075 | 0.00822 | NEI 2019
Pastoria Energy Facility, LLC | 55656_G_CT02 | 55656 | G | CT02 | 8772 | Combined Cycle | WECC_SCE | California | Kern | 173 | 2005 | 9999 | 2019 | 6.2002 | 854996 | 0.00822 | NEI 2019
Pastoria Energy Facility, LLC | 55656_G_CT04 | 55656 | G | CT04 | 8774 | Combined Cycle | WECC_SCE | California | Kern | 156 | 2005 | 9999 | 2017 | 7.3702 | 1188364 | 0.0124 | NEI 2019
Pastoria Energy Facility, LLC | 55656_G_ST03 | 55656 | G | ST03 | 8770 | Combined Cycle | WECC_SCE | California | Kern | 174 | 2005 | 9999 |  |  |  | 0.00822 | NEI 2019
Pastoria Energy Facility, LLC | 55656_G_ST05 | 55656 | G | ST05 | 8774 | Combined Cycle | WECC_SCE | California | Kern | 87 | 2005 | 9999 |  |  |  | 0.0124 | NEI 2019
Essential Power Newington LLC | 55661_G_GT-1 | 55661 | G | GT-1 | 9222 | Combined Cycle | NENGREST | New Hampshire | Rockingham | 176 | 2002 | 9999 | 2019 | 2.0543 | 159923 | 0.01376 | NEI 2019
Essential Power Newington LLC | 55661_G_GT-2 | 55661 | G | GT-2 | 9223 | Combined Cycle | NENGREST | New Hampshire | Rockingham | 176 | 2002 | 9999 | 2019 | 1.4605 | 164234 | 0.01376 | NEI 2019
Essential Power Newington LLC | 55661_G_ST | 55661 | G | ST | 9222 | Combined Cycle | NENGREST | New Hampshire | Rockingham | 228 | 2002 | 9999 | 2019 | 0.047505 | 193652 | 0.01376 | NEI 2019
Chehalis Generating Facility | 55662_G_CA | 55662 | G | CA | 8780 | Combined Cycle | WECC_PNW | Washington | Lewis | 157 | 2003 | 9999 |  |  |  | 0.05053 | NEI 2019
Chehalis Generating Facility | 55662_G_CT1 | 55662 | G | CT1 | 8780 | Combined Cycle | WECC_PNW | Washington | Lewis | 160 | 2003 | 9999 | 2019 | 41.89 | 1640031 | 0.05053 | NEI 2019
Chehalis Generating Facility | 55662_G_CT2 | 55662 | G | CT2 | 8782 | Combined Cycle | WECC_PNW | Washington | Lewis | 160 | 2003 | 9999 | 2019 | 19.54 | 791505 | 0.05053 | NEI 2019
Harrison County Power Project | 55664_G_GT-1 | 55664 | G | GT-1 | 8788 | Combined Cycle | SPP_WEST | Texas | Harrison | 144.5 | 2003 | 9999 | 2019 | 42.0194 | 811251 | 0.06492 | NEI 2019
Harrison County Power Project | 55664_G_GT-2 | 55664 | G | GT-2 | 8790 | Combined Cycle | SPP_WEST | Texas | Harrison | 144.5 | 2003 | 9999 | 2019 | 42.7801 | 806368 | 0.06492 | NEI 2019
Harrison County Power Project | 55664_G_ST-1 | 55664 | G | ST-1 | 8788 | Combined Cycle | SPP_WEST | Texas | Harrison | 225.4 | 2003 | 9999 |  |  |  | 0.06492 | NEI 2019
Lower Mount Bethel Energy | 55667_G_G1 | 55667 | G | G1 | 8800 | Combined Cycle | PJM_WMAC | Pennsylvania | Northampton | 188.6 | 2004 | 9999 | 2019 | 29.6841 | 697842 | 0.04817 | NEI 2019
Lower Mount Bethel Energy | 55667_G_G2 | 55667 | G | G2 | 8802 | Combined Cycle | PJM_WMAC | Pennsylvania | Northampton | 188.6 | 2004 | 9999 | 2019 | 28.1633 | 686772 | 0.04817 | NEI 2019
Lower Mount Bethel Energy | 55667_G_G3 | 55667 | G | G3 | 8800 | Combined Cycle | PJM_WMAC | Pennsylvania | Northampton | 216.8 | 2004 | 9999 |  |  |  | 0.04817 | NEI 2019
AL Sandersville LLC | 55672_G_CT1 | 55672 | G | CT1 | 8836 | Combustion Turbine | S_SOU | Georgia | Washington | 72.1 | 2002 | 9999 |  |  |  | 0.155 | Default Emission Factor
AL Sandersville LLC | 55672_G_CT2 | 55672 | G | CT2 | 8838 | Combustion Turbine | S_SOU | Georgia | Washington | 72.1 | 2002 | 9999 |  |  |  | 0.155 | Default Emission Factor
AL Sandersville LLC | 55672_G_CT3 | 55672 | G | CT3 | 8840 | Combustion Turbine | S_SOU | Georgia | Washington | 72 | 2002 | 9999 |  |  |  | 0.155 | Default Emission Factor
AL Sandersville LLC | 55672_G_CT4 | 55672 | G | CT4 | 8842 | Combustion Turbine | S_SOU | Georgia | Washington | 72 | 2002 | 9999 |  |  |  | 0.155 | Default Emission Factor
AL Sandersville LLC | 55672_G_CT5 | 55672 | G | CT5 | 8844 | Combustion Turbine | S_SOU | Georgia | Washington | 72.1 | 2002 | 9999 |  |  |  | 0.155 | Default Emission Factor
AL Sandersville LLC | 55672_G_CT6 | 55672 | G | CT6 | 8846 | Combustion Turbine | S_SOU | Georgia | Washington | 72.1 | 2002 | 9999 |  |  |  | 0.155 | Default Emission Factor
AL Sandersville LLC | 55672_G_CT7 | 55672 | G | CT7 | 8848 | Combustion Turbine | S_SOU | Georgia | Washington | 72 | 2002 | 9999 |  |  |  | 0.155 | Default Emission Factor
AL Sandersville LLC | 55672_G_CT8 | 55672 | G | CT8 | 8850 | Combustion Turbine | S_SOU | Georgia | Washington | 72 | 2002 | 9999 |  |  |  | 0.155 | Default Emission Factor
Higgins Generating Station | 55687_G_A01 | 55687 | G | A01 | 10238 | Combined Cycle | WECC_SNV | Nevada | Clark | 157 | 2004 | 9999 | 2019 | 33.17 | 682376 | 0.06311 | NEI 2019
Higgins Generating Station | 55687_G_A02 | 55687 | G | A02 | 10239 | Combined Cycle | WECC_SNV | Nevada | Clark | 157 | 2004 | 9999 | 2019 | 37.31 | 726392 | 0.06311 | NEI 2019
Higgins Generating Station | 55687_G_ST1 | 55687 | G | ST1 | 10238 | Combined Cycle | WECC_SNV | Nevada | Clark | 236 | 2004 | 9999 | 2019 | 0.21 | 831578 | 0.06311 | NEI 2019
Bethlehem Power Plant | 55690_G_CTG1 | 55690 | G | CTG1 | 8894 | Combined Cycle | PJM_WMAC | Pennsylvania | Northampton | 118 | 2002 | 9999 | 2019 | 98.9877 | 1399030 | 0.23935 | NEI 2019
Bethlehem Power Plant | 55690_G_CTG2 | 55690 | G | CTG2 | 8896 | Combined Cycle | PJM_WMAC | Pennsylvania | Northampton | 127 | 2002 | 9999 | 2019 | 94.8525 | 528541 | 0.23935 | NEI 2019
Bethlehem Power Plant | 55690_G_CTG3 | 55690 | G | CTG3 | 8898 | Combined Cycle | PJM_WMAC | Pennsylvania | Northampton | 127 | 2002 | 9999 | 2019 | 102.6061 | 549577 | 0.23935 | NEI 2019
Bethlehem Power Plant | 55690_G_CTG5 | 55690 | G | CTG5 | 8902 | Combined Cycle | PJM_WMAC | Pennsylvania | Northampton | 118 | 2003 | 9999 | 2019 | 18.68 | 1211883 | 0.05618 | NEI 2019
Bethlehem Power Plant | 55690_G_CTG6 | 55690 | G | CTG6 | 8904 | Combined Cycle | PJM_WMAC | Pennsylvania | Northampton | 127 | 2003 | 9999 | 2019 | 22.56 | 530908 | 0.05618 | NEI 2019
Bethlehem Power Plant | 55690_G_CTG7 | 55690 | G | CTG7 | 8906 | Combined Cycle | PJM_WMAC | Pennsylvania | Northampton | 127 | 2003 | 9999 | 2019 | 21.82 | 502054 | 0.05618 | NEI 2019
Bethlehem Power Plant | 55690_G_STG4 | 55690 | G | STG4 | 8894 | Combined Cycle | PJM_WMAC | Pennsylvania | Northampton | 195 | 2003 | 9999 |  |  |  | 0.23935 | NEI 2019
Bethlehem Power Plant | 55690_G_STG8 | 55690 | G | STG8 | 8902 | Combined Cycle | PJM_WMAC | Pennsylvania | Northampton | 195 | 2003 | 9999 |  |  |  | 0.05618 | NEI 2019
Quantum Choctaw Power LLC | 55694_G_CT1 | 55694 | G | CT1 | 8924 | Combined Cycle | S_C_TVA | Mississippi | Choctaw | 220 | 2006 | 9999 |  |  |  | 0.04609 | Default Emission Factor
Quantum Choctaw Power LLC | 55694_G_CT2 | 55694 | G | CT2 | 8926 | Combined Cycle | S_C_TVA | Mississippi | Choctaw | 220 | 2006 | 9999 |  |  |  | 0.04609 | Default Emission Factor
Quantum Choctaw Power LLC | 55694_G_ST1 | 55694 | G | ST1 | 8924 | Combined Cycle | S_C_TVA | Mississippi | Choctaw | 270 | 2006 | 9999 |  |  |  | 0.04609 | Default Emission Factor
Hanford Energy Park Peaker | 55698_G_HEP1 | 55698 | G | HEP1 | 8954 | Combustion Turbine | WEC_CALN | California | Kings | 45.9 | 2001 | 9999 | 2019 | 0.12994 | 5339.5 | 0.04867 | NEI 2019
Hanford Energy Park Peaker | 55698_G_HEP2 | 55698 | G | HEP2 | 8956 | Combustion Turbine | WEC_CALN | California | Kings | 45.9 | 2001 | 9999 | 2019 | 0.17776 | 5339.5 | 0.06658 | NEI 2019
Bayswater Peaking Facility LLC | 55699_G_1 | 55699 | G | 1 | 8958 | Combustion Turbine | NY_Z_J | New York | Queens | 53.9 | 2002 | 9999 | 2019 | 5.5255 | 118939 | 0.09291 | NEI 2019
Tunnel | 557_G_10 | 557 | G | 10 | 349 | Combustion Turbine | NENG_CT | Connecticut | New London | 16.5 | 1969 | 9999 | 2019 | 0.015025 | 267 | 0.11255 | NEI 2019
Mint Farm Generating Station | 55700_G_1STG | 55700 | G | 1STG | 8960 | Combined Cycle | WECC_PNW | Washington | Cowlitz | 120 | 2008 | 9999 |  |  |  | 0.03746 | NEI 2019
Mint Farm Generating Station | 55700_G_CTG1 | 55700 | G | CTG1 | 8960 | Combined Cycle | WECC_PNW | Washington | Cowlitz | 150 | 2008 | 9999 | 2019 | 34.93 | 1864732 | 0.03746 | NEI 2019
Fremont Energy Center | 55701_G_CA01 | 55701 | G | CA01 | 8962 | Combined Cycle | PJM_ATSI | Ohio | Sandusky | 345.1 | 2012 | 9999 |  |  |  | 0.08591 | NEI 2019
Fremont Energy Center | 55701_G_CT01 | 55701 | G | CT01 | 8962 | Combined Cycle | PJM_ATSI | Ohio | Sandusky | 162.6 | 2012 | 9999 | 2019 | 43.39 | 947738 | 0.08591 | NEI 2019
Fremont Energy Center | 55701_G_CT02 | 55701 | G | CT02 | 8964 | Combined Cycle | PJM_ATSI | Ohio | Sandusky | 162.6 | 2012 | 9999 | 2019 | 38.46 | 957653 | 0.08591 | NEI 2019
Choctaw County | 55706_G_CTG1 | 55706 | G | CTG1 | 9224 | Combined Cycle | S_C_TVA | Mississippi | Choctaw | 164 | 2003 | 9999 | 2019 | 1.35 | 2680511 | 0.02614 | NEI 2019
Choctaw County | 55706_G_CTG2 | 55706 | G | CTG2 | 9225 | Combined Cycle | S_C_TVA | Mississippi | Choctaw | 164 | 2003 | 9999 | 2017 | 39.35 | 1260960 | 0.02614 | NEI 2019
Choctaw County | 55706_G_CTG3 | 55706 | G | CTG3 | 9226 | Combined Cycle | S_C_TVA | Mississippi | Choctaw | 164 | 2003 | 9999 | 2019 | 22.19 | 869600 | 0.02614 | NEI 2019
Choctaw County | 55706_G_STG1 | 55706 | G | STG1 | 9226 | Combined Cycle | S_C_TVA | Mississippi | Choctaw | 289 | 2003 | 9999 |  |  |  | 0.02614 | NEI 2019
Allegheny Energy Units 3 4 & 5 | 55710_G_UNT3 | 55710 | G | UNT3 | 9962 | Combined Cycle | PJM_AP | Pennsylvania | Allegheny | 167 | 2003 | 9999 | 2019 | 71.47 | 2878556 | 0.0523 | NEI 2019
Allegheny Energy Units 3 4 & 5 | 55710_G_UNT4 | 55710 | G | UNT4 | 9963 | Combined Cycle | PJM_AP | Pennsylvania | Allegheny | 167 | 2003 | 9999 | 2019 | 42.03 | 1462236 | 0.0523 | NEI 2019
Allegheny Energy Units 3 4 & 5 | 55710_G_UNT5 | 55710 | G | UNT5 | 9962 | Combined Cycle | PJM_AP | Pennsylvania | Allegheny | 175 | 2003 | 9999 |  |  |  | 0.0523 | NEI 2019
Magnet Cove | 55714_G_GT1 | 55714 | G | GT1 | 9298 | Combined Cycle | MIS_AR | Arkansas | Hot Spring | 208.1 | 2005 | 9999 |  |  |  | 0.01372 | NEI 2019
Magnet Cove | 55714_G_GT2 | 55714 | G | GT2 | 9299 | Combined Cycle | MIS_AR | Arkansas | Hot Spring | 208.1 | 2006 | 9999 | 2019 | 11.7 | 1705578 | 0.01372 | NEI 2019
Magnet Cove | 55714_G_ST1 | 55714 | G | ST1 | 9298 | Combined Cycle | MIS_AR | Arkansas | Hot Spring | 225.3 | 2005 | 9999 |  |  |  | 0.01372 | NEI 2019
Dean | 55718_G_GT1 | 55718 | G | GT1 | 9240 | Combustion Turbine | MIS_LMI | Michigan | St Clair | 78 | 2002 | 9999 | 2019 | 16.13 | 67311.25 | 0.47927 | NEI 2019
Dean | 55718_G_GT2 | 55718 | G | GT2 | 9241 | Combustion Turbine | MIS_LMI | Michigan | St Clair | 78 | 2002 | 9999 | 2019 | 15.02 | 67311.25 | 0.44629 | NEI 2019
Dean | 55718_G_GT3 | 55718 | G | GT3 | 9242 | Combustion Turbine | MIS_LMI | Michigan | St Clair | 78 | 2002 | 9999 | 2019 | 34.55 | 67311.25 | 1.0266 | NEI 2019
Dean | 55718_G_GT4 | 55718 | G | GT4 | 9243 | Combustion Turbine | MIS_LMI | Michigan | St Clair | 78 | 2002 | 9999 | 2019 | 12.415 | 67311.25 | 0.36888 | NEI 2019
Bennett Mountain | 55733_G_1 | 55733 | G | 1 | 9983 | Combustion Turbine | WECC_ID | Idaho | Elmore | 164 | 2005 | 9999 | 2019 | 3.1261 | 317878 | 0.01967 | NEI 2019
Hanging Rock Energy Facility | 55736_G_1GT1 | 55736 | G | 1GT1 | 9079 | Combined Cycle | PJM_West | Ohio | Lawrence | 181 | 2003 | 9999 | 2019 | 46.068 | 3442439 | 0.0362 | NEI 2019
Hanging Rock Energy Facility | 55736_G_1GT2 | 55736 | G | 1GT2 | 9080 | Combined Cycle | PJM_West | Ohio | Lawrence | 183 | 2003 | 9999 | 2019 | 42.7 | 1461543 | 0.0362 | NEI 2019
Hanging Rock Energy Facility | 55736_G_1ST | 55736 | G | 1ST | 9079 | Combined Cycle | PJM_West | Ohio | Lawrence | 316 | 2003 | 9999 |  |  |  | 0.0362 | NEI 2019
Hanging Rock Energy Facility | 55736_G_2GT1 | 55736 | G | 2GT1 | 9081 | Combined Cycle | PJM_West | Ohio | Lawrence | 185 | 2003 | 9999 | 2019 | 50.035 | 3471325 | 0.03881 | NEI 2019
Hanging Rock Energy Facility | 55736_G_2GT2 | 55736 | G | 2GT2 | 9082 | Combined Cycle | PJM_West | Ohio | Lawrence | 186 | 2003 | 9999 | 2019 | 45.97 | 1476775 | 0.03881 | NEI 2019
Hanging Rock Energy Facility | 55736_G_2ST | 55736 | G | 2ST | 9081 | Combined Cycle | PJM_West | Ohio | Lawrence | 314 | 2003 | 9999 |  |  |  | 0.03881 | NEI 2019
Los Esteros Critical Energy Center | 55748_G_CAG5 | 55748 | G | CAG5 | 9250 | Combined Cycle | WEC_CALN | California | Santa Clara | 126.1 | 2013 | 9999 |  |  |  | 0.04609 | Default Emission Factor
Los Esteros Critical Energy Center | 55748_G_CTG1 | 55748 | G | CTG1 | 9250 | Combined Cycle | WEC_CALN | California | Santa Clara | 45 | 2003 | 9999 |  |  |  | 0.04609 | Default Emission Factor
Los Esteros Critical Energy Center | 55748_G_CTG2 | 55748 | G | CTG2 | 9251 | Combined Cycle | WEC_CALN | California | Santa Clara | 45 | 2003 | 9999 |  |  |  | 0.04609 | Default Emission Factor
Los Esteros Critical Energy Center | 55748_G_CTG3 | 55748 | G | CTG3 | 9252 | Combined Cycle | WEC_CALN | California | Santa Clara | 45 | 2003 | 9999 |  |  |  | 0.04609 | Default Emission Factor
Los Esteros Critical Energy Center | 55748_G_CTG4 | 55748 | G | CTG4 | 9253 | Combined Cycle | WEC_CALN | California | Santa Clara | 45 | 2003 | 9999 |  |  |  | 0.04609 | Default Emission Factor
Sonoma Central Landfill Phase I | 55752_G_P-11 | 55752 | G | P-11 |  | Landfill Gas | WEC_CALN | California | Sonoma | 0.7 | 1993 | 9999 |  |  |  | 0.61247 | Default Emission Factor
Sonoma Central Landfill Phase I | 55752_G_P-12 | 55752 | G | P-12 |  | Landfill Gas | WEC_CALN | California | Sonoma | 0.7 | 1993 | 9999 |  |  |  | 0.61247 | Default Emission Factor
Sonoma Central Landfill Phase I | 55752_G_P-13 | 55752 | G | P-13 |  | Landfill Gas | WEC_CALN | California | Sonoma | 0.7 | 1993 | 9999 |  |  |  | 0.61247 | Default Emission Factor
Sonoma Central Landfill Phase I | 55752_G_P-14 | 55752 | G | P-14 |  | Landfill Gas | WEC_CALN | California | Sonoma | 0.7 | 1993 | 9999 |  |  |  | 0.61247 | Default Emission Factor
Sonoma Central Landfill Phase II | 55753_G_P-21 | 55753 | G | P-21 |  | Landfill Gas | WEC_CALN | California | Sonoma | 0.7 | 1996 | 9999 |  |  |  | 0.61247 | Default Emission Factor
Sonoma Central Landfill Phase II | 55753_G_P-22 | 55753 | G | P-22 |  | Landfill Gas | WEC_CALN | California | Sonoma | 0.7 | 1996 | 9999 |  |  |  | 0.61247 | Default Emission Factor
Sonoma Central Landfill Phase II | 55753_G_P-23 | 55753 | G | P-23 |  | Landfill Gas | WEC_CALN | California | Sonoma | 0.7 | 1996 | 9999 |  |  |  | 0.61247 | Default Emission Factor
Sonoma Central Landfill Phase II | 55753_G_P-24 | 55753 | G | P-24 |  | Landfill Gas | WEC_CALN | California | Sonoma | 0.7 | 1996 | 9999 |  |  |  | 0.61247 | Default Emission Factor
Model City Energy Facility | 55757_G_GEN1 | 55757 | G | GEN1 |  | Landfill Gas | NY_Z_A | New York | Niagara | 0.8 | 2001 | 9999 |  |  |  | 0.61247 | Default Emission Factor
Model City Energy Facility | 55757_G_GEN2 | 55757 | G | GEN2 |  | Landfill Gas | NY_Z_A | New York | Niagara | 0.8 | 2001 | 9999 |  |  |  | 0.61247 | Default Emission Factor
Model City Energy Facility | 55757_G_GEN3 | 55757 | G | GEN3 |  | Landfill Gas | NY_Z_A | New York | Niagara | 0.8 | 2001 | 9999 |  |  |  | 0.61247 | Default Emission Factor
Model City Energy Facility | 55757_G_GEN4 | 55757 | G | GEN4 |  | Landfill Gas | NY_Z_A | New York | Niagara | 0.8 | 2001 | 9999 |  |  |  | 0.61247 | Default Emission Factor
Model City Energy Facility | 55757_G_GEN5 | 55757 | G | GEN5 |  | Landfill Gas | NY_Z_A | New York | Niagara | 0.8 | 2001 | 9999 |  |  |  | 0.61247 | Default Emission Factor
Model City Energy Facility | 55757_G_GEN6 | 55757 | G | GEN6 |  | Landfill Gas | NY_Z_A | New York | Niagara | 0.8 | 2001 | 9999 |  |  |  | 0.61247 | Default Emission Factor
Model City Energy Facility | 55757_G_GEN7 | 55757 | G | GEN7 |  | Landfill Gas | NY_Z_A | New York | Niagara | 0.8 | 2001 | 9999 |  |  |  | 0.61247 | Default Emission Factor
Green Knight Energy Center | 55765_G_TG1 | 55765 | G | TG1 |  | Landfill Gas | PJM_WMAC | Pennsylvania | Northampton | 2.4 | 2001 | 9999 | 2019 | 0.76 | 8880 | 0.17117 | NEI 2019
Green Knight Energy Center | 55765_G_TG2 | 55765 | G | TG2 |  | Landfill Gas | PJM_WMAC | Pennsylvania | Northampton | 2.4 | 2001 | 9999 | 2019 | 1.73 | 8880 | 0.38964 | NEI 2019
Green Knight Energy Center | 55765_G_TG3 | 55765 | G | TG3 |  | Landfill Gas | PJM_WMAC | Pennsylvania | Northampton | 2.4 | 2001 | 9999 | 2019 | 1.3 | 8880 | 0.29279 | NEI 2019
Kiefer Landfill | 55766_G_361A | 55766 | G | 361A |  | Landfill Gas | WEC_BANC | California | Sacramento | 2.8 | 1999 | 9999 | 2018 | 4.1079 | 23114 | 0.35545 | California Air Resources Board
Kiefer Landfill | 55766_G_361B | 55766 | G | 361B |  | Landfill Gas | WEC_BANC | California | Sacramento | 2.8 | 1999 | 9999 | 2018 | 4.1079 | 23114 | 0.35545 | California Air Resources Board
Kiefer Landfill | 55766_G_361C | 55766 | G | 361C |  | Landfill Gas | WEC_BANC | California | Sacramento | 2.8 | 1999 | 9999 | 2018 | 4.1079 | 23114 | 0.35545 | California Air Resources Board
Edgewood Energy LLC | 55786_G_CT01 | 55786 | G | CT01 | 10132 | Combustion Turbine | NY_Z_K | New York | Suffolk | 42.5 | 2002 | 9999 |  |  |  | 0.06939 | NEI 2019
Edgewood Energy LLC | 55786_G_CT02 | 55786 | G | CT02 | 10133 | Combustion Turbine | NY_Z_K | New York | Suffolk | 42.5 | 2002 | 9999 | 2019 | 2.1021 | 60588 | 0.06939 | NEI 2019
Shoreham Energy LLC | 55787_G_CT01 | 55787 | G | CT01 | 10134 | Combustion Turbine | NY_Z_K | New York | Suffolk | 42.5 | 2002 | 9999 |  |  |  | 0.09763 | NEI 2019
Shoreham Energy LLC | 55787_G_CT02 | 55787 | G | CT02 | 10135 | Combustion Turbine | NY_Z_K | New York | Suffolk | 42.5 | 2002 | 9999 | 2019 | 0.2322 | 4757 | 0.09763 | NEI 2019
Marcus Hook Energy LP | 55801_G_CT13 | 55801 | G | CT13 | 10140 | Combined Cycle | PJM_EMAC | Pennsylvania | Delaware | 176 | 2004 | 9999 | 2019 | 14.4 | 999654 | 0.01919 | NEI 2019
Marcus Hook Energy LP | 55801_G_CT1A | 55801 | G | CT1A | 10142 | Combined Cycle | PJM_EMAC | Pennsylvania | Delaware | 182.7 | 2004 | 9999 | 2019 | 13.9 | 995451 | 0.01919 | NEI 2019
Marcus Hook Energy LP | 55801_G_CTIB | 55801 | G | CTIB | 10141 | Combined Cycle | PJM_EMAC | Pennsylvania | Delaware | 176 | 2004 | 9999 | 2019 | 14.6 | 991761 | 0.01919 | NEI 2019
Marcus Hook Energy LP | 55801_G_STG | 55801 | G | STG | 10140 | Combined Cycle | PJM_EMAC | Pennsylvania | Delaware | 298 | 2004 | 9999 |  |  |  | 0.01919 | NEI 2019
Valencia Energy Facility | 55802_G_CTG1 | 55802 | G | CTG1 | 10143 | Combustion Turbine | WECC_NM | New Mexico | Valencia | 144.3 | 2008 | 9999 | 2019 | 7.707 | 80233 | 0.19212 | NEI 2019
Henrietta Peaker | 55807_G_HPP1 | 55807 | G | HPP1 | 88086 | Combustion Turbine | WEC_CALN | California | Kings | 46.3 | 2002 | 9999 | 2017 | 0.37222 | 19295.6753 | 0.03858 | NEI 2019
Henrietta Peaker | 55807_G_HPP2 | 55807 | G | HPP2 | 88087 | Combustion Turbine | WEC_CALN | California | Kings | 46.1 | 2002 | 9999 | 2017 | 0.27176 | 19212.3247 | 0.02829 | NEI 2019
Gilroy Peaking Energy Center | 55810_G_S3 | 55810 | G | S3 | 88230 | Combustion Turbine | WEC_CALN | California | Santa Clara | 45 | 2001 | 9999 | 2017 | 0.058342 | 9899.6667 | 0.01179 | NEI 2019
Gilroy Peaking Energy Center | 55810_G_S4 | 55810 | G | S4 | 88231 | Combustion Turbine | WEC_CALN | California | Santa Clara | 45 | 2001 | 9999 | 2017 | 0.027282 | 9899.6667 | 0.00551 | NEI 2019
Gilroy Peaking Energy Center | 55810_G_S5 | 55810 | G | S5 | 88232 | Combustion Turbine | WEC_CALN | California | Santa Clara | 45 | 2002 | 9999 | 2019 | 0.037012 | 8892.3333 | 0.00833 | NEI 2019
King City Peaking | 55811_G_CTG1 | 55811 | G | CTG1 | 8434 | Combustion Turbine | WEC_CALN | California | Monterey | 44 | 2002 | 9999 |  |  |  | 0.155 | Default Emission Factor
Yuba City Energy Center | 55813_G_CTG1 | 55813 | G | CTG1 | 8436 | Combustion Turbine | WEC_CALN | California | Sutter | 45 | 2002 | 9999 | 2017 | 0.39859 | 37502 | 0.02126 | NEI 2019
Frederickson Power LP | 55818_G_FICT | 55818 | G | FICT | 88233 | Combined Cycle | WECC_PNW | Washington | Pierce | 164 | 2002 | 9999 | 2019 | 46.2 | 1343534 | 0.06877 | NEI 2019
Frederickson Power LP | 55818_G_FIST | 55818 | G | FIST | 88233 | Combined Cycle | WECC_PNW | Washington | Pierce | 82 | 2002 | 9999 |  |  |  | 0.06877 | NEI 2019
Curtis H Stanton Energy Center | 55821_G_A | 55821 | G | A | 10157 | Combined Cycle | FRCC | Florida | Orange | 188 | 2003 | 9999 | 2019 | 20.6186 | 1128712 | 0.04826 | NEI 2019
Curtis H Stanton Energy Center | 55821_G_B | 55821 | G | B | 10158 | Combined Cycle | FRCC | Florida | Orange | 188 | 2003 | 9999 | 2019 | 17.7978 | 463372 | 0.04826 | NEI 2019
Curtis H Stanton Energy Center | 55821_G_C | 55821 | G | C | 10157 | Combined Cycle | FRCC | Florida | Orange | 281 | 2003 | 9999 |  |  |  | 0.04826 | NEI 2019
MNDOT Standby Generation | 55824_G_UNT1 | 55824 | G | UNT1 |  | Combustion Turbine | MIS_MNWI | Minnesota | Ramsey | 1.9 | 1995 | 9999 |  |  |  | 0.86775 | Default Emission Factor
Rocky Mountain Energy Center | 55835_G_CTG1 | 55835 | G | CTG1 | 10173 | Combined Cycle | WECC_CO | Colorado | Weld | 145 | 2004 | 9999 | 2017 | 8.4601 | 602969 | 0.01235 | NEI 2019
Rocky Mountain Energy Center | 55835_G_CTG2 | 55835 | G | CTG2 | 10174 | Combined Cycle | WECC_CO | Colorado | Weld | 145 | 2004 | 9999 | 2017 | 4.0499 | 575292 | 0.01235 | NEI 2019
Rocky Mountain Energy Center | 55835_G_STG1 | 55835 | G | STG1 | 10173 | Combined Cycle | WECC_CO | Colorado | Weld | 290 | 2004 | 9999 | 2019 | 0.99998 | 1010109 | 0.01235 | NEI 2019
Island Street Peaking Plant | 55836_G_FT81 | 55836 | G | FT81 | 89407 | Combustion Turbine | MIS_WUMS | Wisconsin | Outagamie | 51.8 | 2004 | 9999 |  |  |  | 0.155 | Default Emission Factor
Silverhawk | 55841_G_CT1 | 55841 | G | CT1 | 89194 | Combined Cycle | WECC_SNV | Nevada | Clark | 157 | 2004 | 9999 | 2019 | 28.8 | 1213972 | 0.06744 | NEI 2019
Silverhawk | 55841_G_CT2 | 55841 | G | CT2 | 89195 | Combined Cycle | WECC_SNV | Nevada | Clark | 157 | 2004 | 9999 | 2019 | 31.73 | 581046 | 0.06744 | NEI 2019
Silverhawk | 55841_G_ST1 | 55841 | G | ST1 | 89194 | Combined Cycle | WECC_SNV | Nevada | Clark | 246 | 2004 | 9999 |  |  |  | 0.06744 | NEI 2019
Feather River Energy Center | 55847_G_CTG1 | 55847 | G | CTG1 | 10240 | Combustion Turbine | WEC_CALN | California | Sutter | 45 | 2003 | 9999 | 2017 | 0.39859 | 24505 | 0.03253 | NEI 2019
Wolfskill Energy Center | 55855_G_CTG1 | 55855 | G | CTG1 | 10241 | Combustion Turbine | WEC_CALN | California | Solano | 45 | 2003 | 9999 | 2019 | 1.0366 | 7008 | 0.29583 | NEI 2019
Oak Point Cogen | 55857_G_5121 | 55857 | G | 5121 |  | Combustion Turbine | MIS_AMSO | Louisiana | Plaquemines | 4 | 1999 | 9999 |  |  |  | 0.155 | Default Emission Factor
Oak Point Cogen | 55857_G_5131 | 55857 | G | 5131 |  | Combustion Turbine | MIS_AMSO | Louisiana | Plaquemines | 4 | 1999 | 9999 |  |  |  | 0.155 | Default Emission Factor
Oak Point Cogen | 55857_G_5141 | 55857 | G | 5141 |  | Combustion Turbine | MIS_AMSO | Louisiana | Plaquemines | 4 | 1999 | 9999 |  |  |  | 0.155 | Default Emission Factor
Oak Point Cogen | 55857_G_5151 | 55857 | G | 5151 |  | Combustion Turbine | MIS_AMSO | Louisiana | Plaquemines | 4 | 1999 | 9999 |  |  |  | 0.155 | Default Emission Factor
Oak Point Cogen | 55857_G_5161 | 55857 | G | 5161 |  | Combustion Turbine | MIS_AMSO | Louisiana | Plaquemines | 4 | 1999 | 9999 |  |  |  | 0.155 | Default Emission Factor
Basin Creek Plant | 55866_G_1 | 55866 | G | 1 |  | Combustion Turbine | WECC_MT | Montana | Silver Bow | 6 | 2006 | 9999 |  |  |  | 0.86775 | Default Emission Factor
Basin Creek Plant | 55866_G_2 | 55866 | G | 2 |  | Combustion Turbine | WECC_MT | Montana | Silver Bow | 6 | 2006 | 9999 |  |  |  | 0.86775 | Default Emission Factor
Basin Creek Plant | 55866_G_3 | 55866 | G | 3 |  | Combustion Turbine | WECC_MT | Montana | Silver Bow | 6 | 2006 | 9999 |  |  |  | 0.86775 | Default Emission Factor
Basin Creek Plant | 55866_G_4 | 55866 | G | 4 |  | Combustion Turbine | WECC_MT | Montana | Silver Bow | 6 | 2006 | 9999 |  |  |  | 0.86775 | Default Emission Factor
Basin Creek Plant | 55866_G_5 | 55866 | G | 5 |  | Combustion Turbine | WECC_MT | Montana | Silver Bow | 6 | 2006 | 9999 |  |  |  | 0.86775 | Default Emission Factor
Basin Creek Plant | 55866_G_6 | 55866 | G | 6 |  | Combustion Turbine | WECC_MT | Montana | Silver Bow | 6 | 2006 | 9999 |  |  |  | 0.86775 | Default Emission Factor
Basin Creek Plant | 55866_G_7 | 55866 | G | 7 |  | Combustion Turbine | WECC_MT | Montana | Silver Bow | 6 | 2006 | 9999 |  |  |  | 0.86775 | Default Emission Factor
Basin Creek Plant | 55866_G_8 | 55866 | G | 8 |  | Combustion Turbine | WECC_MT | Montana | Silver Bow | 6 | 2006 | 9999 |  |  |  | 0.86775 | Default Emission Factor
Basin Creek Plant | 55866_G_9 | 55866 | G | 9 |  | Combustion Turbine | WECC_MT | Montana | Silver Bow | 6 | 2006 | 9999 |  |  |  | 0.86775 | Default Emission Factor
Panoche Peaker | 55874_G_8 | 55874 | G | 8 |  | Combustion Turbine | WEC_CALN | California | Fresno | 40 | 1973 | 9999 | 2017 | 0.64841 | 13245 | 0.09791 | NEI 2019
Sonoma Central Landfill Phase III | 55880_G_P-31 | 55880 | G | P-31 |  | Landfill Gas | WEC_CALN | California | Sonoma | 0.7 | 2004 | 9999 |  |  |  | 0.61247 | Default Emission Factor
Sonoma Central Landfill Phase III | 55880_G_P-32 | 55880 | G | P-32 |  | Landfill Gas | WEC_CALN | California | Sonoma | 0.7 | 2004 | 9999 |  |  |  | 0.61247 | Default Emission Factor
Ridgeview | 55925_G_GEN1 | 55925 | G | GEN1 |  | Landfill Gas | MIS_WUMS | Wisconsin | Manitowoc | 0.8 | 2002 | 9999 |  |  |  | 0.61247 | Default Emission Factor
Ridgeview | 55925_G_GEN2 | 55925 | G | GEN2 |  | Landfill Gas | MIS_WUMS | Wisconsin | Manitowoc | 0.8 | 2002 | 9999 |  |  |  | 0.61247 | Default Emission Factor
Ridgeview | 55925_G_GEN3 | 55925 | G | GEN3 |  | Landfill Gas | MIS_WUMS | Wisconsin | Manitowoc | 0.8 | 2002 | 9999 |  |  |  | 0.61247 | Default Emission Factor
Ridgeview | 55925_G_GEN4 | 55925 | G | GEN4 |  | Landfill Gas | MIS_WUMS | Wisconsin | Manitowoc | 0.8 | 2003 | 9999 |  |  |  | 0.61247 | Default Emission Factor
Ridgeview | 55925_G_GEN5 | 55925 | G | GEN5 |  | Landfill Gas | MIS_WUMS | Wisconsin | Manitowoc | 0.8 | 2006 | 9999 |  |  |  | 0.61247 | Default Emission Factor
Ridgeview | 55925_G_GEN6 | 55925 | G | GEN6 |  | Landfill Gas | MIS_WUMS | Wisconsin | Manitowoc | 0.8 | 2006 | 9999 |  |  |  | 0.61247 | Default Emission Factor
Ridgeview | 55925_G_GEN7 | 55925 | G | GEN7 |  | Landfill Gas | MIS_WUMS | Wisconsin | Manitowoc | 0.8 | 2006 | 9999 |  |  |  | 0.61247 | Default Emission Factor
Ridgeview | 55925_G_GEN8 | 55925 | G | GEN8 |  | Landfill Gas | MIS_WUMS | Wisconsin | Manitowoc | 0.8 | 2006 | 9999 |  |  |  | 0.61247 | Default Emission Factor
Jasper | 55927_G_CT1 | 55927 | G | CT1 | 10211 | Combined Cycle | S_VACA | South Carolina | Jasper | 156 | 2004 | 9999 | 2019 | 129.7333 | 5184186 | 0.05005 | NEI 2019
Jasper | 55927_G_CT2 | 55927 | G | CT2 | 10212 | Combined Cycle | S_VACA | South Carolina | Jasper | 164 | 2004 | 9999 |  |  |  | 0.05005 | NEI 2019
Jasper | 55927_G_CT3 | 55927 | G | CT3 | 10213 | Combined Cycle | S_VACA | South Carolina | Jasper | 147 | 2004 | 9999 |  |  |  | 0.05005 | NEI 2019
Jasper | 55927_G_ST1 | 55927 | G | ST1 | 10211 | Combined Cycle | S_VACA | South Carolina | Jasper | 385 | 2004 | 9999 |  |  |  | 0.05005 | NEI 2019
McMinnville | 55928_G_1 | 55928 | G | 1 |  | Combustion Turbine | S_C_TVA | Tennessee | Warren | 1.8 | 2001 | 9999 |  |  |  | 0.86775 | Default Emission Factor
McMinnville | 55928_G_10 | 55928 | G | 10 |  | Combustion Turbine | S_C_TVA | Tennessee | Warren | 1.8 | 2001 | 9999 |  |  |  | 0.86775 | Default Emission Factor
McMinnville | 55928_G_11 | 55928 | G | 11 |  | Combustion Turbine | S_C_TVA | Tennessee | Warren | 1.8 | 2001 | 9999 |  |  |  | 0.86775 | Default Emission Factor
McMinnville | 55928_G_12 | 55928 | G | 12 |  | Biomass | S_C_TVA | Tennessee | Warren | 1.8 | 2005 | 9999 |  |  |  | 0.68393 | Default Emission Factor
McMinnville | 55928_G_2 | 55928 | G | 2 |  | Combustion Turbine | S_C_TVA | Tennessee | Warren | 1.8 | 2001 | 9999 |  |  |  | 0.86775 | Default Emission Factor
McMinnville | 55928_G_3 | 55928 | G | 3 |  | Combustion Turbine | S_C_TVA | Tennessee | Warren | 1.8 | 2001 | 9999 |  |  |  | 0.86775 | Default Emission Factor
McMinnville | 55928_G_4 | 55928 | G | 4 |  | Combustion Turbine | S_C_TVA | Tennessee | Warren | 1.8 | 2001 | 9999 |  |  |  | 0.86775 | Default Emission Factor
McMinnville | 55928_G_5 | 55928 | G | 5 |  | Combustion Turbine | S_C_TVA | Tennessee | Warren | 1.8 | 2001 | 9999 |  |  |  | 0.86775 | Default Emission Factor
McMinnville | 55928_G_6 | 55928 | G | 6 |  | Combustion Turbine | S_C_TVA | Tennessee | Warren | 1.8 | 2001 | 9999 |  |  |  | 0.86775 | Default Emission Factor
McMinnville | 55928_G_7 | 55928 | G | 7 |  | Combustion Turbine | S_C_TVA | Tennessee | Warren | 1.8 | 2001 | 9999 |  |  |  | 0.86775 | Default Emission Factor
McMinnville | 55928_G_8 | 55928 | G | 8 |  | Combustion Turbine | S_C_TVA | Tennessee | Warren | 1.8 | 2001 | 9999 |  |  |  | 0.86775 | Default Emission Factor
McMinnville | 55928_G_9 | 55928 | G | 9 |  | Combustion Turbine | S_C_TVA | Tennessee | Warren | 1.8 | 2001 | 9999 |  |  |  | 0.86775 | Default Emission Factor
Tracy Combined Cycle Power Plant | 55933_G_TCC1 | 55933 | G | TCC1 | 88312 | Combined Cycle | WEC_CALN | California | San Joaquin | 156.2 | 2012 | 9999 | 2017 | 0.0556 | 344680 | 0.01483 | NEI 2019
Tracy Combined Cycle Power Plant | 55933_G_TPP1 | 55933 | G | TPP1 | 88312 | Combined Cycle | WEC_CALN | California | San Joaquin | 82.1 | 2003 | 9999 | 2017 | 3.0157 | 274567 | 0.01483 | NEI 2019
Tracy Combined Cycle Power Plant | 55933_G_TPP2 | 55933 | G | TPP2 | 88313 | Combined Cycle | WEC_CALN | California | San Joaquin | 81.8 | 2003 | 9999 | 2017 | 3.4497 | 260087 | 0.01483 | NEI 2019
Century Generating Facility | 55934_G_C1 | 55934 | G | C1 |  | Combustion Turbine | WECC_SCE | California | San Bernardino | 9.5 | 2001 | 9999 |  |  |  | 0.155 | Default Emission Factor
Century Generating Facility | 55934_G_C2 | 55934 | G | C2 |  | Combustion Turbine | WECC_SCE | California | San Bernardino | 9.5 | 2001 | 9999 |  |  |  | 0.155 | Default Emission Factor
Century Generating Facility | 55934_G_C3 | 55934 | G | C3 |  | Combustion Turbine | WECC_SCE | California | San Bernardino | 9.5 | 2001 | 9999 |  |  |  | 0.155 | Default Emission Factor
Century Generating Facility | 55934_G_C4 | 55934 | G | C4 |  | Combustion Turbine | WECC_SCE | California | San Bernardino | 9.5 | 2001 | 9999 |  |  |  | 0.155 | Default Emission Factor
Drews Generating Facility | 55935_G_D1 | 55935 | G | D1 |  | Combustion Turbine | WECC_SCE | California | San Bernardino | 9.5 | 2001 | 9999 |  |  |  | 0.155 | Default Emission Factor
Drews Generating Facility | 55935_G_D2 | 55935 | G | D2 |  | Combustion Turbine | WECC_SCE | California | San Bernardino | 9.5 | 2001 | 9999 |  |  |  | 0.155 | Default Emission Factor
Drews Generating Facility | 55935_G_D3 | 55935 | G | D3 |  | Combustion Turbine | WECC_SCE | California | San Bernardino | 9.5 | 2001 | 9999 |  |  |  | 0.155 | Default Emission Factor
Drews Generating Facility | 55935_G_D4 | 55935 | G | D4 |  | Combustion Turbine | WECC_SCE | California | San Bernardino | 9.5 | 2001 | 9999 |  |  |  | 0.155 | Default Emission Factor
NRG Rockford II Energy Center | 55936_G_GT3 | 55936 | G | GT3 | 4814 | Combustion Turbine | PJM_COMD | Illinois | Winnebago | 160.9 | 2002 | 2045 | 2019 | 2.93 | 85390 | 0.06863 | NEI 2019
NAEA Ocean Peaking Power LLC | 55938_G_OPP3 | 55938 | G | OPP3 | 88234 | Combustion Turbine | PJM_EMAC | New Jersey | Ocean | 162.8 | 2003 | 9999 |  |  |  | 0.01792 | NEI 2019
NAEA Ocean Peaking Power LLC | 55938_G_OPP4 | 55938 | G | OPP4 | 88235 | Combustion Turbine | PJM_EMAC | New Jersey | Ocean | 162.8 | 2003 | 9999 | 2019 | 0.6425 | 71728 | 0.01792 | NEI 2019
Warren County | 55939_G_CT01 | 55939 | G | CT01 | 90817 | Combined Cycle | PJM_AP | Virginia | Warren | 297.5 | 2014 | 9999 | 2019 | 22.4213 | 8769572 | 0.00771 | NEI 2019
Warren County | 55939_G_CT02 | 55939 | G | CT02 | 90818 | Combined Cycle | PJM_AP | Virginia | Warren | 297.5 | 2014 | 9999 |  |  |  | 0.04609 | Default Emission Factor
Warren County | 55939_G_CT03 | 55939 | G | CT03 | 90819 | Combined Cycle | PJM_AP | Virginia | Warren | 297.5 | 2014 | 9999 |  |  |  | 0.00771 | NEI 2019
Warren County | 55939_G_ST01 | 55939 | G | ST01 | 90817 | Combined Cycle | PJM_AP | Virginia | Warren | 579.7 | 2014 | 9999 |  |  |  | 0.00771 | NEI 2019
Elk Hills Cogen | 55950_G_U1 | 55950 | G | U1 |  | Combustion Turbine | WECC_SCE | California | Kern | 23.3 | 1994 | 9999 |  |  |  | 0.155 | Default Emission Factor
Elk Hills Cogen | 55950_G_U2 | 55950 | G | U2 |  | Combustion Turbine | WECC_SCE | California | Kern | 23.3 | 1994 | 9999 |  |  |  | 0.155 | Default Emission Factor
Agua Mansa Power Plant | 55951_G_AMP1 | 55951 | G | AMP1 | 89370 | Combustion Turbine | WECC_SCE | California | San Bernardino | 40 | 2003 | 9999 |  |  |  | 0.155 | Default Emission Factor
Pretlow | 55953_G_1 | 55953 | G | 1 |  | Combustion Turbine | PJM_Dom | Virginia | Southampton | 1.6 | 2001 | 9999 | 2018 | 0.0086 | 14.5 | 1.1862 | Virginia State Emissions
Pretlow | 55953_G_2 | 55953 | G | 2 |  | Combustion Turbine | PJM_Dom | Virginia | Southampton | 1.6 | 2001 | 9999 | 2018 | 0.0086 | 14.5 | 1.1862 | Virginia State Emissions
Downtown | 55954_G_1 | 55954 | G | 1 |  | Combustion Turbine | PJM_Dom | Virginia | Southampton | 1.6 | 1992 | 9999 |  |  |  | 0.86775 | Default Emission Factor
Downtown | 55954_G_2 | 55954 | G | 2 |  | Combustion Turbine | PJM_Dom | Virginia | Southampton | 1.6 | 1992 | 9999 |  |  |  | 0.86775 | Default Emission Factor
Riverview Energy Center | 55963_G_CTG1 | 55963 | G | CTG1 | 88362 | Combustion Turbine | WEC_CALN | California | Contra Costa | 46.1 | 2003 | 9999 | 2019 | 0.066759 | 20041 | 0.00666 | NEI 2019
Brown Station Road Plant II | 55964_G_1 | 55964 | G | 1 |  | Landfill Gas | PJM_SMAC | Maryland | Prince Georges | 0.8 | 2003 | 9999 | 2019 | 0.20988 | 3893 | 0.10782 | NEI 2019
Brown Station Road Plant II | 55964_G_2 | 55964 | G | 2 |  | Landfill Gas | PJM_SMAC | Maryland | Prince Georges | 0.8 | 2003 | 9999 |  |  |  | 0.10782 | NEI 2019
Brown Station Road Plant II | 55964_G_3 | 55964 | G | 3 |  | Landfill Gas | PJM_SMAC | Maryland | Prince Georges | 0.8 | 2003 | 9999 |  |  |  | 0.10782 | NEI 2019
Brown Station Road Plant II | 55964_G_4 | 55964 | G | 4 |  | Landfill Gas | PJM_SMAC | Maryland | Prince Georges | 0.8 | 2003 | 9999 |  |  |  | 0.10782 | NEI 2019
Wansley Combined Cycle | 55965_G_CT6A | 55965 | G | CT6A | 8352 | Combined Cycle | S_SOU | Georgia | Heard | 176.8 | 2002 | 9999 | 2019 | 60.6242 | 1429647 | 0.05416 | NEI 2019
Wansley Combined Cycle | 55965_G_CT6B | 55965 | G | CT6B | 8354 | Combined Cycle | S_SOU | Georgia | Heard | 176.8 | 2002 | 9999 | 2019 | 59.9872 | 1412149 | 0.05416 | NEI 2019
Wansley Combined Cycle | 55965_G_CT7A | 55965 | G | CT7A | 8356 | Combined Cycle | S_SOU | Georgia | Heard | 175.6 | 2002 | 9999 | 2019 | 59.1682 | 1394152 | 0.05413 | NEI 2019
Wansley Combined Cycle | 55965_G_CT7B | 55965 | G | CT7B | 8358 | Combined Cycle | S_SOU | Georgia | Heard | 175.6 | 2002 | 9999 | 2019 | 59.7142 | 1387573 | 0.05413 | NEI 2019
Wansley Combined Cycle | 55965_G_ST6 | 55965 | G | ST6 | 8352 | Combined Cycle | S_SOU | Georgia | Heard | 240 | 2002 | 9999 |  |  |  | 0.05416 | NEI 2019
Wansley Combined Cycle | 55965_G_ST7 | 55965 | G | ST7 | 8356 | Combined Cycle | S_SOU | Georgia | Heard | 240 | 2002 | 9999 |  |  |  | 0.05413 | NEI 2019
Hawkeye Energy Greenport LLC | 55969_G_U-01 | 55969 | G | U-01 | 88363 | Combustion Turbine | NY_Z_K | New York | Suffolk | 53.4 | 2003 | 9999 | 2019 | 0.8565 | 30547 | 0.05608 | NEI 2019
Cosumnes | 55970_G_1 | 55970 | G | 1 | 88365 | Combined Cycle | WEC_BANC | California | Sacramento | 171 | 2006 | 9999 |  |  |  | 0.01239 | NEI 2019
Cosumnes | 55970_G_2 | 55970 | G | 2 | 88365 | Combined Cycle | WEC_BANC | California | Sacramento | 185 | 2006 | 9999 | 2019 | 8.5953 | 1858014 | 0.01239 | NEI 2019
Cosumnes | 55970_G_3 | 55970 | G | 3 | 88366 | Combined Cycle | WEC_BANC | California | Sacramento | 189 | 2006 | 9999 | 2019 | 8.4477 | 893159 | 0.01239 | NEI 2019
Cass County | 55972_G_CT-1 | 55972 | G | CT-1 | 89191 | Combustion Turbine | SPP_NEBR | Nebraska | Cass | 161.7 | 2003 | 9999 | 2019 | 3.7493 | 97723.8058 | 0.07673 | NEI 2019
Cass County | 55972_G_CT-2 | 55972 | G | CT-2 | 89192 | Combustion Turbine | SPP_NEBR | Nebraska | Cass | 161.1 | 2003 | 9999 | 2019 | 2.8056 | 97361.1942 | 0.05763 | NEI 2019
Hunterstown Power Plant | 55976_G_101 | 55976 | G | 101 | 10021 | Combined Cycle | PJM_WMAC | Pennsylvania | Adams | 153 | 2003 | 9999 | 2019 | 38.51 | 1282563 | 0.03957 | NEI 2019
Hunterstown Power Plant | 55976_G_201 | 55976 | G | 201 | 10022 | Combined Cycle | PJM_WMAC | Pennsylvania | Adams | 153 | 2003 | 9999 | 2019 | 36.34 | 1235242 | 0.03957 | NEI 2019
Hunterstown Power Plant | 55976_G_301 | 55976 | G | 301 | 10023 | Combined Cycle | PJM_WMAC | Pennsylvania | Adams | 153 | 2003 | 9999 | 2019 | 41.16 | 1252387 | 0.03957 | NEI 2019
Hunterstown Power Plant | 55976_G_401 | 55976 | G | 401 | 10021 | Combined Cycle | PJM_WMAC | Pennsylvania | Adams | 299 | 2003 | 9999 | 2019 | 0.0035 | 2093761 | 0.03957 | NEI 2019
Bluffview | 55977_G_CTG1 | 55977 | G | CTG1 | 89622 | Combined Cycle | WECC_NM | New Mexico | San Juan | 31 | 2005 | 9999 | 2019 | 2.39 | 265733 | 0.01199 | NEI 2019
Bluffview | 55977_G_STG1 | 55977 | G | STG1 | 89622 | Combined Cycle | WECC_NM | New Mexico | San Juan | 27 | 2005 | 9999 |  |  |  | 0.01199 | NEI 2019
Palomar Energy | 55985_G_CTG1 | 55985 | G | CTG1 | 89252 | Combined Cycle | WEC_SDGE | California | San Diego | 170 | 2005 | 9999 | 2019 | 4.84 | 390125 | 0.01427 | NEI 2019
Palomar Energy | 55985_G_CTG2 | 55985 | G | CTG2 | 89253 | Combined Cycle | WEC_SDGE | California | San Diego | 170 | 2005 | 9999 | 2019 | 3.6 | 349460 | 0.01427 | NEI 2019
Palomar Energy | 55985_G_STG | 55985 | G | STG | 89252 | Combined Cycle | WEC_SDGE | California | San Diego | 222 | 2006 | 9999 |  |  |  | 0.01427 | NEI 2019
Stillwater Water Treatment Plant | 55987_G_6 | 55987 | G | 6 |  | Combustion Turbine | SPP_WEST | Oklahoma | Payne | 2 | 2003 | 9999 |  |  |  | 0.86775 | Default Emission Factor
Ashtabula | 55990_G_1 | 55990 | G | 1 |  | Combined Cycle | PJM_ATSI | Ohio | Ashtabula | 4.4 | 2001 | 9999 |  |  |  | 0.04609 | Default Emission Factor
Ashtabula | 55990_G_2 | 55990 | G | 2 |  | Combined Cycle | PJM_ATSI | Ohio | Ashtabula | 4.4 | 2001 | 9999 |  |  |  | 0.04609 | Default Emission Factor
Ashtabula | 55990_G_3 | 55990 | G | 3 |  | Combined Cycle | PJM_ATSI | Ohio | Ashtabula | 4.4 | 2001 | 9999 |  |  |  | 0.04609 | Default Emission Factor
Ashtabula | 55990_G_4 | 55990 | G | 4 |  | Combined Cycle | PJM_ATSI | Ohio | Ashtabula | 4.4 | 2001 | 9999 |  |  |  | 0.04609 | Default Emission Factor
Ashtabula | 55990_G_5 | 55990 | G | 5 |  | Combined Cycle | PJM_ATSI | Ohio | Ashtabula | 4.4 | 2001 | 9999 |  |  |  | 0.04609 | Default Emission Factor
Ashtabula | 55990_G_6 | 55990 | G | 6 |  | Combined Cycle | PJM_ATSI | Ohio | Ashtabula | 0.7 | 2001 | 9999 |  |  |  | 0.04609 | Default Emission Factor
Ashtabula | 55990_G_7 | 55990 | G | 7 |  | Combined Cycle | PJM_ATSI | Ohio | Ashtabula | 0.7 | 2001 | 9999 |  |  |  | 0.04609 | Default Emission Factor
Alliant SBD0201 Ingredion | 55996_G_01 | 55996 | G | 01 |  | Combustion Turbine | MIS_IA | Iowa | Linn | 1.8 | 2003 | 9999 |  |  |  | 0.86775 | Default Emission Factor
Alliant SBD0201 Ingredion | 55996_G_02 | 55996 | G | 02 |  | Combustion Turbine | MIS_IA | Iowa | Linn | 1.6 | 2003 | 9999 |  |  |  | 0.86775 | Default Emission Factor
Alliant SBD0201 Ingredion | 55996_G_03 | 55996 | G | 03 |  | Combustion Turbine | MIS_IA | Iowa | Linn | 1.6 | 2003 | 9999 |  |  |  | 0.86775 | Default Emission Factor
Alliant SBD0201 Ingredion | 55996_G_04 | 55996 | G | 04 |  | Combustion Turbine | MIS_IA | Iowa | Linn | 1.1 | 2003 | 9999 |  |  |  | 0.86775 | Default Emission Factor
Orchard Park | 55997_G_10 | 55997 | G | 10 |  | Combustion Turbine | PJM_AP | Pennsylvania | Franklin | 5.8 | 2003 | 9999 | 2019 | 0.1637 | 829 | 0.39493 | NEI 2019
Orchard Park | 55997_G_11 | 55997 | G | 11 |  | Combustion Turbine | PJM_AP | Pennsylvania | Franklin | 5.8 | 2003 | 9999 | 2019 | 0.1689 | 829 | 0.40748 | NEI 2019
Orchard Park | 55997_G_8 | 55997 | G | 8 |  | Combustion Turbine | PJM_AP | Pennsylvania | Franklin | 5.8 | 2003 | 9999 | 2019 | 0.1655 | 829 | 0.39928 | NEI 2019
Orchard Park | 55997_G_9 | 55997 | G | 9 |  | Combustion Turbine | PJM_AP | Pennsylvania | Franklin | 5.8 | 2003 | 9999 | 2019 | 0.1641 | 829 | 0.3959 | NEI 2019
Danbury Diesel | 55998_G_GT1 | 55998 | G | GT1 |  | Combustion Turbine | MIS_MNWI | Wisconsin | Burnett | 4 | 1981 | 9999 |  |  |  | 0.155 | Default Emission Factor
Danbury Diesel | 55998_G_IC1 | 55998 | G | IC1 |  | Combustion Turbine | MIS_MNWI | Wisconsin | Burnett | 0.5 | 1982 | 9999 |  |  |  | 0.86775 | Default Emission Factor
Danbury Diesel | 55998_G_IC2 | 55998 | G | IC2 |  | Combustion Turbine | MIS_MNWI | Wisconsin | Burnett | 0.5 | 1966 | 9999 |  |  |  | 0.86775 | Default Emission Factor
Mount Clinton | 56004_G_D-2 | 56004 | G | D-2 |  | Combustion Turbine | PJM_Dom | Virginia | Rockingham | 2 | 2002 | 9999 | 2018 | 0.0066105 | 20.972 | 0.63041 | Virginia State Emissions
Mount Clinton | 56004_G_D-3 | 56004 | G | D-3 |  | Combustion Turbine | PJM_Dom | Virginia | Rockingham | 2 | 2002 | 9999 | 2018 | 0.0066105 | 20.972 | 0.63041 | Virginia State Emissions
Mount Clinton | 56004_G_D-5 | 56004 | G | D-5 |  | Combustion Turbine | PJM_Dom | Virginia | Rockingham | 2 | 2004 | 9999 | 2018 | 0.0066105 | 20.972 | 0.63041 | Virginia State Emissions
Mount Clinton | 56004_G_D-7 | 56004 | G | D-7 |  | Combustion Turbine | PJM_Dom | Virginia | Rockingham | 2 | 2009 | 9999 | 2018 | 0.0066105 | 20.972 | 0.63041 | Virginia State Emissions
Mount Clinton | 56004_G_D-8 | 56004 | G | D-8 |  | Combustion Turbine | PJM_Dom | Virginia | Rockingham | 2 | 2009 | 9999 | 2018 | 0.0066105 | 20.972 | 0.63041 | Virginia State Emissions
Mount Clinton | 56004_G_MC-1 | 56004 | G | MC-1 |  | Combustion Turbine | PJM_Dom | Virginia | Rockingham | 9 | 1999 | 9999 | 2018 | 0.029747 | 124.46 | 0.47802 | Virginia State Emissions
Pleasant Valley (VA) | 56005_G_D-4 | 56005 | G | D-4 |  | Combustion Turbine | PJM_EMAC | Virginia | Rockingham | 2 | 2002 | 9999 |  |  |  | 0.86775 | Default Emission Factor
Pleasant Valley (VA) | 56005_G_D-6 | 56005 | G | D-6 |  | Combustion Turbine | PJM_EMAC | Virginia | Rockingham | 2 | 2006 | 9999 |  |  |  | 0.86775 | Default Emission Factor
Pleasant Valley (VA) | 56005_G_PV-1 | 56005 | G | PV-1 |  | Combustion Turbine | PJM_EMAC | Virginia | Rockingham | 9 | 1997 | 9999 |  |  |  | 0.155 | Default Emission Factor
Exira | 56013_G_U1 | 56013 | G | U1 | 89307 | Combustion Turbine | SPP_WAUE | Iowa | Audubon | 46.7 | 2004 | 9999 | 2019 | 1.2827 | 34654.4031 | 0.07403 | NEI 2019
Exira | 56013_G_U2 | 56013 | G | U2 | 89308 | Combustion Turbine | SPP_WAUE | Iowa | Audubon | 46.7 | 2004 | 9999 | 2019 | 1.2664 | 34654.4031 | 0.07309 | NEI 2019
Exira | 56013_G_U3 | 56013 | G | U3 | 89719 | Combustion Turbine | SPP_WAUE | Iowa | Audubon | 46.6 | 2007 | 9999 | 2019 | 1.3027 | 34580.1967 | 0.07534 | NEI 2019
Walton Bainbridge Power Facility | 56015_G_SEG1 | 56015 | G | SEG1 | 90202 | Combustion Turbine | S_SOU | Georgia | Decatur | 37 | 2000 | 9999 |  |  |  | 0.155 | Default Emission Factor
Walton Bainbridge Power Facility | 56015_G_SEGC | 56015 | G | SEGC | 90204 | Combustion Turbine | S_SOU | Georgia | Decatur | 37 | 2000 | 9999 | 2017 | 0.004 | 32.5 | 0.24615 | NEI 2019
AMEA Peaking | 56018_G_1 | 56018 | G | 1 | 89313 | Combustion Turbine | S_SOU | Alabama | Talladega | 47.5 | 2004 | 9999 | 2019 | 0.864 | 26859.5 | 0.06434 | NEI 2019
AMEA Peaking | 56018_G_2 | 56018 | G | 2 | 89314 | Combustion Turbine | S_SOU | Alabama | Talladega | 47.5 | 2004 | 9999 | 2019 | 1.512 | 26859.5 | 0.11259 | NEI 2019
Waste Water Plant Generator | 56022_G_1 | 56022 | G | 1 |  | Combustion Turbine | SPP_N | Kansas | Cowley | 1.6 | 1993 | 9999 |  |  |  | 0.86775 | Default Emission Factor
Traer East | 56025_G_6 | 56025 | G | 6 |  | Combustion Turbine | MIS_MIDA | Iowa | Tama | 2 | 2004 | 9999 |  |  |  | 0.86775 | Default Emission Factor
Traer East | 56025_G_7 | 56025 | G | 7 |  | Combustion Turbine | MIS_MIDA | Iowa | Tama | 2 | 2004 | 9999 |  |  |  | 0.86775 | Default Emission Factor
Donald Von Raesfeld Power Plant | 56026_G_CTG1 | 56026 | G | CTG1 | 88292 | Combined Cycle | WEC_CALN | California | Santa Clara | 50 | 2005 | 9999 | 2019 | 0.61426 | 255393 | 0.00708 | NEI 2019
Donald Von Raesfeld Power Plant | 56026_G_CTG2 | 56026 | G | CTG2 | 88293 | Combined Cycle | WEC_CALN | California | Santa Clara | 50 | 2005 | 9999 | 2019 | 1.7053 | 256762 | 0.00708 | NEI 2019
Donald Von Raesfeld Power Plant | 56026_G_STG | 56026 | G | STG | 88292 | Combined Cycle | WEC_CALN | California | Santa Clara | 47.8 | 2005 | 9999 | 2017 | 0.00053054 | 142859 | 0.00708 | NEI 2019
Fox Energy Center | 56031_G_CTG1 | 56031 | G | CTG1 | 89359 | Combined Cycle | MIS_WUMS | Wisconsin | Outagamie | 168.3 | 2006 | 9999 | 2019 | 30.9605 | 1351018 | 0.02097 | NEI 2019
Fox Energy Center | 56031_G_CTG2 | 56031 | G | CTG2 | 89360 | Combined Cycle | MIS_WUMS | Wisconsin | Outagamie | 171.8 | 2005 | 9999 | 2019 | 14.2385 | 1354927 | 0.02097 | NEI 2019
Fox Energy Center | 56031_G_STG | 56031 | G | STG | 89360 | Combined Cycle | MIS_WUMS | Wisconsin | Outagamie | 238.5 | 2005 | 9999 |  |  |  | 0.02097 | NEI 2019
Equus Freeport Power | 56032_G_0001 | 56032 | G | 0001 | 89349 | Combustion Turbine | NY_Z_K | New York | Nassau | 46.2 | 2004 | 9999 | 2019 | 0.53961 | 19555.3871 | 0.05519 | NEI 2019
Equus Freeport Power | 56032_G_001 | 56032 | G | 001 | 89349 | Combustion Turbine | NY_Z_K | New York | Nassau | 48.1 | 2004 | 9999 |  |  |  | 0.155 | Default Emission Factor
Smithfield Packaged Meats Corp. | 56035_G_1 | 56035 | G | 1 |  | Combustion Turbine | S_VACA | North Carolina | WILSON | 1.3 | 2002 | 9999 |  |  |  | 0.86775 | Default Emission Factor
Smithfield Packaged Meats Corp. | 56035_G_2 | 56035 | G | 2 |  | Combustion Turbine | S_VACA | North Carolina | WILSON | 1.3 | 2002 | 9999 |  |  |  | 0.86775 | Default Emission Factor
WWTP Power Generation Station | 56036_G_GEN1 | 56036 | G | GEN1 |  | Non-Fossil Waste | WEC_CALN | California | Alameda | 2 | 1985 | 9999 |  |  |  | 0.81254 | Default Emission Factor
WWTP Power Generation Station | 56036_G_GEN2 | 56036 | G | GEN2 |  | Non-Fossil Waste | WEC_CALN | California | Alameda | 2 | 1985 | 9999 |  |  |  | 0.81254 | Default Emission Factor
WWTP Power Generation Station | 56036_G_GEN3 | 56036 | G | GEN3 |  | Non-Fossil Waste | WEC_CALN | California | Alameda | 2 | 1985 | 9999 |  |  |  | 0.81254 | Default Emission Factor
UMCP CHP Plant | 56038_G_1 | 56038 | G | 1 |  | Combustion Turbine | PJM_SMAC | Maryland | Prince Georges | 9.4 | 2003 | 9999 | 2019 | 1.5051 | 29695.5 | 0.10137 | NEI 2019
UMCP CHP Plant | 56038_G_2 | 56038 | G | 2 |  | Combustion Turbine | PJM_SMAC | Maryland | Prince Georges | 9.4 | 2003 | 9999 | 2019 | 0.60639 | 29695.5 | 0.04084 | NEI 2019
UMCP CHP Plant | 56038_G_3 | 56038 | G | 3 |  | O/G Steam | PJM_SMAC | Maryland | Prince Georges | 2 | 2003 | 9999 |  |  |  | 0.15323 | Default Emission Factor
H. Gonzales | 56039_G_G1 | 56039 | G | G1 |  | Combustion Turbine | WECC_SCE | California | Los Angeles | 5.4 | 1987 | 9999 |  |  |  | 0.155 | Default Emission Factor
H. Gonzales | 56039_G_G2 | 56039 | G | G2 |  | Combustion Turbine | WECC_SCE | California | Los Angeles | 5.4 | 1987 | 9999 |  |  |  | 0.155 | Default Emission Factor
Malburg | 56041_G_M1 | 56041 | G | M1 | 89631 | Combined Cycle | WECC_SCE | California | Los Angeles | 42 | 2005 | 9999 | 2017 | 10.0295 | 227927 | 0.02905 | NEI 2019
Malburg | 56041_G_M2 | 56041 | G | M2 | 89632 | Combined Cycle | WECC_SCE | California | Los Angeles | 42 | 2005 | 9999 | 2017 | 0.05 | 228107 | 0.02905 | NEI 2019
Malburg | 56041_G_M3 | 56041 | G | M3 | 89631 | Combined Cycle | WECC_SCE | California | Los Angeles | 50 | 2005 | 9999 |  |  |  | 0.02905 | NEI 2019
Magnolia Power Project | 56046_G_1 | 56046 | G | 1 | 89568 | Combined Cycle | WEC_LADW | California | Los Angeles | 161 | 2005 | 9999 |  |  |  | 0.04609 | Default Emission Factor
Magnolia Power Project | 56046_G_2 | 56046 | G | 2 | 89568 | Combined Cycle | WEC_LADW | California | Los Angeles | 140 | 2005 | 9999 |  |  |  | 0.04609 | Default Emission Factor
CPV Towantic Energy Center | 56047_G_CTG1 | 56047 | G | CTG1 | 91061 | Combined Cycle | NENG_CT | Connecticut | New Haven | 253 | 2018 | 9999 | 2019 | 7.9535 | 1699702 | 0.0059 | NEI 2019
CPV Towantic Energy Center | 56047_G_CTG2 | 56047 | G | CTG2 | 91062 | Combined Cycle | NENG_CT | Connecticut | New Haven | 253.8 | 2018 | 9999 | 2019 | 3.4558 | 966377 | 0.0059 | NEI 2019
CPV Towantic Energy Center | 56047_G_STG | 56047 | G | STG | 91061 | Combined Cycle | NENG_CT | Connecticut | New Haven | 271.5 | 2018 | 9999 |  |  |  | 0.0059 | NEI 2019
THUMS | 56051_G_GEN1 | 56051 | G | GEN1 |  | Combustion Turbine | WECC_SCE | California | Los Angeles | 45 | 2003 | 9999 |  |  |  | 0.155 | Default Emission Factor
Casey City of | 56053_G_1 | 56053 | G | 1 |  | Combustion Turbine | MIS_IL | Illinois | Clark | 1.8 | 2002 | 9999 |  |  |  | 0.86775 | Default Emission Factor
Casey City of | 56053_G_2 | 56053 | G | 2 |  | Combustion Turbine | MIS_IL | Illinois | Clark | 1.8 | 2002 | 9999 | 2017 | 0.00257 | 33 | 0.15576 | NEI 2019
Casey City of | 56053_G_3 | 56053 | G | 3 |  | Combustion Turbine | MIS_IL | Illinois | Clark | 1.8 | 2002 | 9999 |  |  |  | 0.86775 | Default Emission Factor
High Point, Fairfield | 56059_G_1 | 56059 | G | 1 |  | Combustion Turbine | S_VACA | North Carolina | Guilford | 1.8 | 2002 | 9999 |  |  |  | 0.86775 | Default Emission Factor
Statesville, Highway 64 | 56062_G_1 | 56062 | G | 1 |  | Combustion Turbine | S_VACA | North Carolina | Iredell | 1.8 | 2002 | 9999 |  |  |  | 0.86775 | Default Emission Factor
Shelby, Toms Street | 56063_G_1 | 56063 | G | 1 |  | Combustion Turbine | S_VACA | North Carolina | Cleveland | 1.8 | 2002 | 9999 |  |  |  | 0.86775 | Default Emission Factor
Morganton, Parker Road | 56064_G_1 | 56064 | G | 1 |  | Combustion Turbine | S_VACA | North Carolina | Burke | 1.8 | 2002 | 9999 |  |  |  | 0.86775 | Default Emission Factor
Lexington Health Center | 56067_G_1 | 56067 | G | 1 |  | Combustion Turbine | S_VACA | North Carolina | Davidson | 1.8 | 2002 | 9999 |  |  |  | 0.86775 | Default Emission Factor
Berlin Landfill Gas | 56069_G_1 | 56069 | G | 1 |  | Landfill Gas | MIS_WUMS | Wisconsin | Green Lake | 0.8 | 2001 | 9999 |  |  |  | 0.61247 | Default Emission Factor
Berlin Landfill Gas | 56069_G_2 | 56069 | G | 2 |  | Landfill Gas | MIS_WUMS | Wisconsin | Green Lake | 0.8 | 2001 | 9999 |  |  |  | 0.61247 | Default Emission Factor
Berlin Landfill Gas | 56069_G_3 | 56069 | G | 3 |  | Landfill Gas | MIS_WUMS | Wisconsin | Green Lake | 0.8 | 2001 | 9999 |  |  |  | 0.61247 | Default Emission Factor
Diesel Generators | 56070_G_1 | 56070 | G | 1 |  | Combustion Turbine | MIS_WUMS | Wisconsin | Dane | 49.1 | 2001 | 9999 |  |  |  | 0.86775 | Default Emission Factor
Alliant SBG 9802 Toyota | 56073_G_01 | 56073 | G | 01 |  | Combustion Turbine | MIS_IA | Iowa | Linn | 1 | 1998 | 9999 |  |  |  | 0.86775 | Default Emission Factor
Walnut Energy Center | 56078_G_1 | 56078 | G | 1 | 89628 | Combined Cycle | WEC_CALN | California | Stanislaus | 84 | 2006 | 9999 | 2019 | 17.143 | 707559 | 0.06144 | NEI 2019
Walnut Energy Center | 56078_G_2 | 56078 | G | 2 | 89629 | Combined Cycle | WEC_CALN | California | Stanislaus | 84 | 2006 | 9999 | 2017 | 13.519 | 290507 | 0.06144 | NEI 2019
Walnut Energy Center | 56078_G_3 | 56078 | G | 3 | 89628 | Combined Cycle | WEC_CALN | California | Stanislaus | 101 | 2006 | 9999 |  |  |  | 0.06144 | NEI 2019
Blacksand Generating Facility | 56090_G_D182 | 56090 | G | D182 |  | Fossil Waste | WECC_SCE | California | Orange | 2.5 | 2000 | 9999 |  |  |  | 0.6381 | Default Emission Factor
Blacksand Generating Facility | 56090_G_D189 | 56090 | G | D189 |  | Fossil Waste | WECC_SCE | California | Orange | 3 | 2000 | 9999 |  |  |  | 0.6381 | Default Emission Factor
Blacksand Generating Facility | 56090_G_D190 | 56090 | G | D190 |  | Fossil Waste | WECC_SCE | California | Orange | 0.3 | 2012 | 9999 |  |  |  | 0.6381 | Default Emission Factor
Hillsboro | 56098_G_1 | 56098 | G | 1 |  | Combustion Turbine | MIS_MAPP | North Dakota | Traill | 2 | 2002 | 9999 |  |  |  | 0.86775 | Default Emission Factor
Hillsboro | 56098_G_2 | 56098 | G | 2 |  | Combustion Turbine | MIS_MAPP | North Dakota | Traill | 2 | 2002 | 9999 |  |  |  | 0.86775 | Default Emission Factor
Franklin Drive | 561_G_UN19 | 561 | G | UN19 | 350 | Combustion Turbine | NENG_CT | Connecticut | Litchfield | 16.1 | 1968 | 9999 |  |  |  | 0.155 | Default Emission Factor
St. Charles Power Plant | 56100_G_1 | 56100 | G | 1 |  | Combustion Turbine | MIS_MNWI | Minnesota | Winona | 2 | 2004 | 9999 |  |  |  | 0.86775 | Default Emission Factor
St. Charles Power Plant | 56100_G_2 | 56100 | G | 2 |  | Combustion Turbine | MIS_MNWI | Minnesota | Winona | 2 | 2004 | 9999 |  |  |  | 0.86775 | Default Emission Factor
St. Charles Power Plant | 56100_G_3 | 56100 | G | 3 |  | Combustion Turbine | MIS_MNWI | Minnesota | Winona | 2 | 2004 | 9999 |  |  |  | 0.86775 | Default Emission Factor
St. Charles Power Plant | 56100_G_4 | 56100 | G | 4 |  | Combustion Turbine | MIS_MNWI | Minnesota | Winona | 2 | 2004 | 9999 |  |  |  | 0.86775 | Default Emission Factor
Currant Creek | 56102_G_CT1A | 56102 | G | CT1A | 89419 | Combined Cycle | WECC_UT | Utah | Juab | 135 | 2005 | 9999 | 2019 | 14.4015 | 939266 | 0.02034 | NEI 2019
Currant Creek | 56102_G_CT1B | 56102 | G | CT1B | 89420 | Combined Cycle | WECC_UT | Utah | Juab | 135 | 2005 | 9999 | 2017 | 9.4159 | 410785 | 0.02034 | NEI 2019
Currant Creek | 56102_G_ST1 | 56102 | G | ST1 | 89419 | Combined Cycle | WECC_UT | Utah | Juab | 254 | 2006 | 9999 | 2019 | 0.23089 | 1014752 | 0.02034 | NEI 2019
Mankato Energy Center | 56104_G_CTG1 | 56104 | G | CTG1 | 89427 | Combined Cycle | MIS_MNWI | Minnesota | Blue Earth | 174 | 2019 | 9999 | 2019 | 1.5751 | 572329 | 0.01135 | NEI 2019
Mankato Energy Center | 56104_G_CTG2 | 56104 | G | CTG2 | 89428 | Combined Cycle | MIS_MNWI | Minnesota | Blue Earth | 174 | 2006 | 9999 | 2019 | 10.0853 | 1481868 | 0.01135 | NEI 2019
Mankato Energy Center | 56104_G_STG1 | 56104 | G | STG1 | 89428 | Combined Cycle | MIS_MNWI | Minnesota | Blue Earth | 156 | 2006 | 9999 |  |  |  | 0.01135 | NEI 2019
T J Labbe Electric Generating | 56108_G_U-1 | 56108 | G | U-1 | 89595 | Combustion Turbine | MIS_LA | Louisiana | Lafayette | 47 | 2005 | 9999 | 2019 | 0.2747 | 8061 | 0.06816 | NEI 2019
T J Labbe Electric Generating | 56108_G_U-2 | 56108 | G | U-2 | 89596 | Combustion Turbine | MIS_LA | Louisiana | Lafayette | 47 | 2005 | 9999 | 2019 | 0.2691 | 8061 | 0.06677 | NEI 2019
IMEA Highland | 56114_G_1 | 56114 | G | 1 |  | Combustion Turbine | MIS_IL | Illinois | Madison | 1.8 | 1996 | 9999 |  |  |  | 0.86775 | Default Emission Factor
IMEA Highland | 56114_G_2 | 56114 | G | 2 |  | Combustion Turbine | MIS_IL | Illinois | Madison | 1.8 | 1996 | 9999 |  |  |  | 0.86775 | Default Emission Factor
IMEA Flora | 56116_G_10 | 56116 | G | 10 |  | Combustion Turbine | MIS_IL | Illinois | Clay | 1.8 | 2000 | 9999 |  |  |  | 0.86775 | Default Emission Factor
IMEA Flora | 56116_G_6 | 56116 | G | 6 |  | Combustion Turbine | MIS_IL | Illinois | Clay | 1.8 | 2000 | 9999 |  |  |  | 0.86775 | Default Emission Factor
IMEA Flora | 56116_G_7 | 56116 | G | 7 |  | Combustion Turbine | MIS_IL | Illinois | Clay | 1.8 | 2000 | 9999 |  |  |  | 0.86775 | Default Emission Factor
IMEA Flora | 56116_G_8 | 56116 | G | 8 |  | Combustion Turbine | MIS_IL | Illinois | Clay | 1.8 | 2000 | 9999 | 2019 | 0.0017 | 12.8 | 0.26563 | NEI 2019
IMEA Flora | 56116_G_9 | 56116 | G | 9 |  | Combustion Turbine | MIS_IL | Illinois | Clay | 1.8 | 2000 | 9999 |  |  |  | 0.86775 | Default Emission Factor
Flora Site A | 56117_G_1 | 56117 | G | 1 |  | Combustion Turbine | MIS_IL | Illinois | Clay | 1.8 | 2001 | 9999 | 2019 | 0.002184 | 9 | 0.48533 | NEI 2019
Flora Site A | 56117_G_2 | 56117 | G | 2 |  | Combustion Turbine | MIS_IL | Illinois | Clay | 1.8 | 2001 | 9999 | 2019 | 0.001787 | 9 | 0.39711 | NEI 2019
Flora Site A | 56117_G_3 | 56117 | G | 3 |  | Combustion Turbine | MIS_IL | Illinois | Clay | 1.8 | 2001 | 9999 | 2017 | 0.002219 | 30 | 0.14793 | NEI 2019
Flora Site B | 56118_G_4 | 56118 | G | 4 |  | Combustion Turbine | MIS_IL | Illinois | Clay | 1.8 | 2001 | 9999 | 2017 | 0.001964 | 29.5 | 0.13315 | NEI 2019
Flora Site B | 56118_G_5 | 56118 | G | 5 |  | Combustion Turbine | MIS_IL | Illinois | Clay | 1.8 | 2001 | 9999 | 2019 | 0.001943 | 9 | 0.43178 | NEI 2019
Middlesex Generating Facility | 56119_G_100 | 56119 | G | 100 |  | Landfill Gas | PJM_EMAC | New Jersey | MIDDLESEX | 4.1 | 2001 | 9999 |  |  |  | 0.61247 | Default Emission Factor
Middlesex Generating Facility | 56119_G_200 | 56119 | G | 200 |  | Landfill Gas | PJM_EMAC | New Jersey | MIDDLESEX | 4.1 | 2001 | 9999 |  |  |  | 0.61247 | Default Emission Factor
Middlesex Generating Facility | 56119_G_300 | 56119 | G | 300 |  | Landfill Gas | PJM_EMAC | New Jersey | MIDDLESEX | 10.6 | 1961 | 9999 | 2019 | 8.92 | 14738 | 1.2105 | NEI 2019
Lee County Landfill | 56120_G_L1 | 56120 | G | L1 |  | Landfill Gas | S_VACA | South Carolina | Lee | 1.8 | 2005 | 9999 | 2017 | 1.2012 | 1299.3333 | 1.849 | NEI 2019
Lee County Landfill | 56120_G_L2 | 56120 | G | L2 |  | Landfill Gas | S_VACA | South Carolina | Lee | 1.8 | 2005 | 9999 | 2017 | 0.5824 | 1299.3333 | 0.89646 | NEI 2019
Lee County Landfill | 56120_G_L3 | 56120 | G | L3 |  | Landfill Gas | S_VACA | South Carolina | Lee | 1.8 | 2005 | 9999 | 2017 | 1.2376 | 1299.3333 | 1.905 | NEI 2019
Lee County Landfill | 56120_G_L4 | 56120 | G | L4 |  | Landfill Gas | S_VACA | South Carolina | Lee | 5.2 | 2006 | 9999 | 2017 | 9.1364 | 23647 | 0.77273 | NEI 2019
Anderson Regional Landfill | 56121_G_A2 | 56121 | G | A2 |  | Landfill Gas | S_VACA | South Carolina | Anderson | 1.5 | 2008 | 9999 |  |  |  | 0.61247 | Default Emission Factor
Anderson Regional Landfill | 56121_G_A3 | 56121 | G | A3 |  | Landfill Gas | S_VACA | South Carolina | Anderson | 1.5 | 2008 | 9999 |  |  |  | 0.61247 | Default Emission Factor
Richland County Landfill | 56122_G_R1 | 56122 | G | R1 |  | Landfill Gas | S_VACA | South Carolina | Richland | 5.2 | 2006 | 9999 | 2017 | 6.6066 | 13912 | 0.94977 | NEI 2019
Richland County Landfill | 56122_G_R2 | 56122 | G | R2 |  | Landfill Gas | S_VACA | South Carolina | Richland | 1.5 | 2010 | 9999 | 2017 | 0.364 | 1942 | 0.37487 | NEI 2019
Richland County Landfill | 56122_G_R3 | 56122 | G | R3 |  | Landfill Gas | S_VACA | South Carolina | Richland | 1.5 | 2010 | 9999 | 2017 | 0.2548 | 1942 | 0.26241 | NEI 2019
Sub 2 Generating Station | 56126_G_1 | 56126 | G | 1 |  | Combustion Turbine | S_D_AECI | Missouri | Macon | 1.8 | 2004 | 9999 |  |  |  | 0.86775 | Default Emission Factor
Sub 2 Generating Station | 56126_G_2 | 56126 | G | 2 |  | Combustion Turbine | S_D_AECI | Missouri | Macon | 1.8 | 2004 | 9999 |  |  |  | 0.86775 | Default Emission Factor
Macon Energy Center | 56127_G_1 | 56127 | G | 1 |  | Combustion Turbine | S_D_AECI | Missouri | Macon | 8.5 | 2003 | 9999 |  |  |  | 0.155 | Default Emission Factor
Sub 3 Generating Station | 56128_G_1 | 56128 | G | 1 |  | Combustion Turbine | S_D_AECI | Missouri | Macon | 1.8 | 2003 | 9999 |  |  |  | 0.86775 | Default Emission Factor
Sub 3 Generating Station | 56128_G_2 | 56128 | G | 2 |  | Combustion Turbine | S_D_AECI | Missouri | Macon | 1.8 | 2003 | 9999 |  |  |  | 0.86775 | Default Emission Factor
Sub 3 Generating Station | 56128_G_3 | 56128 | G | 3 |  | Combustion Turbine | S_D_AECI | Missouri | Macon | 1.8 | 2003 | 9999 |  |  |  | 0.86775 | Default Emission Factor
Sub 3 Generating Station | 56128_G_4 | 56128 | G | 4 |  | Combustion Turbine | S_D_AECI | Missouri | Macon | 1.8 | 2003 | 9999 |  |  |  | 0.86775 | Default Emission Factor
Thermal Kem | 56129_G_1 | 56129 | G | 1 |  | Combustion Turbine | S_VACA | South Carolina | York | 2.4 | 2003 | 9999 |  |  |  | 0.86775 | Default Emission Factor
Valenite | 56131_G_1 | 56131 | G | 1 |  | Combustion Turbine | S_VACA | South Carolina | Oconee | 2.4 | 2003 | 9999 |  |  |  | 0.86775 | Default Emission Factor
Honea Path | 56132_G_1 | 56132 | G | 1 |  | Combustion Turbine | S_VACA | South Carolina | Abbeville | 2.4 | 2003 | 9999 |  |  |  | 0.86775 | Default Emission Factor
Ripon Generation Station | 56135_G_1 | 56135 | G | 1 | 89441 | Combustion Turbine | WEC_BANC | California | San Joaquin | 50 | 2006 | 9999 | 2017 | 1.06 | 42436 | 0.04996 | NEI 2019
Ripon Generation Station | 56135_G_2 | 56135 | G | 2 | 89442 | Combustion Turbine | WEC_BANC | California | San Joaquin | 50 | 2006 | 9999 | 2017 | 0.6001 | 42436 | 0.02828 | NEI 2019
Anderson Erickson | 56138_G_1 | 56138 | G | 1 |  | Combustion Turbine | MIS_MIDA | Iowa | Polk | 2 | 2000 | 9999 |  |  |  | 0.86775 | Default Emission Factor
Jamaica Bay Peaking | 56141_G_2 | 56141 | G | 2 | 88310 | Combustion Turbine | NY_Z_J | New York | Queens | 54.3 | 2003 | 9999 | 2019 | 0.49131 | 8289 | 0.11854 | NEI 2019
Riverside Energy Resource Center | 56143_G_1 | 56143 | G | 1 | 89663 | Combustion Turbine | WECC_SCE | California | Riverside | 50 | 2006 | 9999 | 2017 | 0.78526 | 24117.0918 | 0.06512 | NEI 2019
Riverside Energy Resource Center | 56143_G_2 | 56143 | G | 2 | 89664 | Combustion Turbine | WECC_SCE | California | Riverside | 50 | 2006 | 9999 |  |  |  | 0.155 | Default Emission Factor
Riverside Energy Resource Center | 56143_G_3 | 56143 | G | 3 | 90688 | Combustion Turbine | WECC_SCE | California | Riverside | 48 | 2011 | 9999 |  |  |  | 0.155 | Default Emission Factor
Riverside Energy Resource Center | 56143_G_4 | 56143 | G | 4 | 90690 | Combustion Turbine | WECC_SCE | California | Riverside | 48 | 2011 | 9999 | 2017 | 0.6958 | 23152.4082 | 0.06011 | NEI 2019
Springs Generating Station | 56144_G_1 | 56144 | G | 1 |  | Combustion Turbine | WECC_SCE | California | Riverside | 10 | 2002 | 9999 | 2018 | 0.0073331 | 116.25 | 0.12616 | California Air Resources Board
Springs Generating Station | 56144_G_2 | 56144 | G | 2 |  | Combustion Turbine | WECC_SCE | California | Riverside | 10 | 2002 | 9999 | 2018 | 0.0073331 | 116.25 | 0.12616 | California Air Resources Board
Springs Generating Station | 56144_G_3 | 56144 | G | 3 |  | Combustion Turbine | WECC_SCE | California | Riverside | 10 | 2002 | 9999 | 2018 | 0.0073331 | 116.25 | 0.12616 | California Air Resources Board
Springs Generating Station | 56144_G_4 | 56144 | G | 4 |  | Combustion Turbine | WECC_SCE | California | Riverside | 10 | 2002 | 9999 | 2018 | 0.0073331 | 116.25 | 0.12616 | California Air Resources Board
Ft. Pierre | 56148_G_5 | 56148 | G | 5 |  | Combustion Turbine | SPP_WAUE | South Dakota | Stanley | 2 | 2004 | 9999 |  |  |  | 0.86775 | Default Emission Factor
Ft. Pierre | 56148_G_6 | 56148 | G | 6 |  | Combustion Turbine | SPP_WAUE | South Dakota | Stanley | 2 | 2004 | 9999 |  |  |  | 0.86775 | Default Emission Factor
Ft. Pierre | 56148_G_7 | 56148 | G | 7 |  | Combustion Turbine | SPP_WAUE | South Dakota | Stanley | 2 | 2004 | 9999 |  |  |  | 0.86775 | Default Emission Factor
McIntosh Combined Cycle Facility | 56150_G_10ST | 56150 | G | 10ST | 89598 | Combined Cycle | S_SOU | Georgia | Effingham | 295 | 2005 | 9999 |  |  |  | 0.04615 | NEI 2019
McIntosh Combined Cycle Facility | 56150_G_11ST | 56150 | G | 11ST | 89600 | Combined Cycle | S_SOU | Georgia | Effingham | 295 | 2005 | 9999 |  |  |  | 0.04633 | NEI 2019
McIntosh Combined Cycle Facility | 56150_G_C10A | 56150 | G | C10A | 89598 | Combined Cycle | S_SOU | Georgia | Effingham | 183 | 2005 | 9999 | 2019 | 42.4448 | 1165122 | 0.04615 | NEI 2019
McIntosh Combined Cycle Facility | 56150_G_C10B | 56150 | G | C10B | 89599 | Combined Cycle | S_SOU | Georgia | Effingham | 183 | 2005 | 9999 | 2019 | 43.7458 | 2569841 | 0.04615 | NEI 2019
McIntosh Combined Cycle Facility | 56150_G_C11A | 56150 | G | C11A | 89600 | Combined Cycle | S_SOU | Georgia | Effingham | 181.3 | 2005 | 9999 | 2019 | 54.9767 | 1458281 | 0.04633 | NEI 2019
McIntosh Combined Cycle Facility | 56150_G_C11B | 56150 | G | C11B | 89601 | Combined Cycle | S_SOU | Georgia | Effingham | 181.3 | 2005 | 9999 | 2019 | 53.901 | 3241538 | 0.04633 | NEI 2019
South Harper | 56151_G_GT1 | 56151 | G | GT1 | 89544 | Combustion Turbine | SPP_N | Missouri | Cass | 101.2 | 2005 | 9999 | 2019 | 1.1238 | 27320.997 | 0.08227 | NEI 2019
South Harper | 56151_G_GT2 | 56151 | G | GT2 | 89545 | Combustion Turbine | SPP_N | Missouri | Cass | 102.1 | 2005 | 9999 | 2019 | 1.0508 | 27563.9703 | 0.07624 | NEI 2019
South Harper | 56151_G_GT3 | 56151 | G | GT3 | 89546 | Combustion Turbine | SPP_N | Missouri | Cass | 100 | 2005 | 9999 | 2019 | 1.297 | 26997.0326 | 0.09609 | NEI 2019
Freeport Energy Center | 56152_G_CTG1 | 56152 | G | CTG1 |  | Combined Cycle | ERC_REST | Texas | Brazoria | 169.4 | 2007 | 9999 | 2019 | 55.5191 | 849320.36 | 0.10641 | NEI 2019
Freeport Energy Center | 56152_G_STG1 | 56152 | G | STG1 |  | Combined Cycle | ERC_REST | Texas | Brazoria | 50 | 2007 | 9999 |  |  |  | 0.10641 | NEI 2019
Kennecott Power Plant | 56163_G_RCHP | 56163 | G | RCHP |  | Combustion Turbine | WECC_UT | Utah | Salt Lake | 5.9 | 2010 | 9999 |  |  |  | 0.155 | Default Emission Factor
Kennecott Power Plant | 56163_G_SM58 | 56163 | G | SM58 |  | Non-Fossil Waste | WECC_UT | Utah | Salt Lake | 31.8 | 1995 | 9999 |  |  |  | 0.81254 | Default Emission Factor
Faribault Energy Park | 56164_G_EU01 | 56164 | G | EU01 | 89474 | Combined Cycle | MIS_MNWI | Minnesota | Rice | 153 | 2005 | 9999 | 2019 | 3.4738 | 488843 | 0.00925 | NEI 2019
Faribault Energy Park | 56164_G_HRSG | 56164 | G | HRSG | 89474 | Combined Cycle | MIS_MNWI | Minnesota | Rice | 108 | 2007 | 9999 |  |  |  | 0.00925 | NEI 2019
Sheboygan Falls | 56166_G_1 | 56166 | G | 1 | 89520 | Combustion Turbine | MIS_WUMS | Wisconsin | Sheboygan | 153.4 | 2005 | 9999 | 2019 | 3.321 | 169008.1117 | 0.0393 | NEI 2019
Sheboygan Falls | 56166_G_2 | 56166 | G | 2 | 89521 | Combustion Turbine | MIS_WUMS | Wisconsin | Sheboygan | 152.7 | 2005 | 9999 | 2019 | 3.886 | 168236.8883 | 0.0462 | NEI 2019
Nebo Power Station | 56177_G_GT1 | 56177 | G | GT1 | 89496 | Combined Cycle | WECC_UT | Utah | Utah | 65 | 2004 | 9999 | 2019 | 2.01 | 419394 | 0.00959 | NEI 2019
Nebo Power Station | 56177_G_ST1 | 56177 | G | ST1 | 89496 | Combined Cycle | WECC_UT | Utah | Utah | 65 | 2004 | 9999 |  |  |  | 0.00959 | NEI 2019
Genoa Diesel Generating Station | 56181_G_1 | 56181 | G | 1 |  | Combustion Turbine | PJM_ATSI | Ohio | Ottawa | 2 | 2004 | 9999 |  |  |  | 0.86775 | Default Emission Factor
Genoa Diesel Generating Station | 56181_G_2 | 56181 | G | 2 |  | Combustion Turbine | PJM_ATSI | Ohio | Ottawa | 2 | 2004 | 9999 |  |  |  | 0.86775 | Default Emission Factor
Genoa Diesel Generating Station | 56181_G_3 | 56181 | G | 3 |  | Combustion Turbine | PJM_ATSI | Ohio | Ottawa | 2 | 2004 | 9999 |  |  |  | 0.86775 | Default Emission Factor
Red Bluff | 56184_G_IC1 | 56184 | G | IC1 |  | Combustion Turbine | WEC_CALN | California | Tehama | 2.8 | 2001 | 9999 |  |  |  | 0.86775 | Default Emission Factor
Red Bluff | 56184_G_IC10 | 56184 | G | IC10 |  | Combustion Turbine | WEC_CALN | California | Tehama | 2.8 | 2001 | 9999 |  |  |  | 0.86775 | Default Emission Factor
Red Bluff | 56184_G_IC11 | 56184 | G | IC11 |  | Combustion Turbine | WEC_CALN | California | Tehama | 2.8 | 2001 | 9999 |  |  |  | 0.86775 | Default Emission Factor
Red Bluff | 56184_G_IC12 | 56184 | G | IC12 |  | Combustion Turbine | WEC_CALN | California | Tehama | 2.8 | 2001 | 9999 |  |  |  | 0.86775 | Default Emission Factor
Red Bluff | 56184_G_IC13 | 56184 | G | IC13 |  | Combustion Turbine | WEC_CALN | California | Tehama | 2.8 | 2001 | 9999 |  |  |  | 0.86775 | Default Emission Factor
Red Bluff | 56184_G_IC14 | 56184 | G | IC14 |  | Combustion Turbine | WEC_CALN | California | Tehama | 2.8 | 2001 | 9999 |  |  |  | 0.86775 | Default Emission Factor
Red Bluff | 56184_G_IC15 | 56184 | G | IC15 |  | Combustion Turbine | WEC_CALN | California | Tehama | 2.8 | 2001 | 9999 |  |  |  | 0.86775 | Default Emission Factor
Red Bluff | 56184_G_IC16 | 56184 | G | IC16 |  | Combustion Turbine | WEC_CALN | California | Tehama | 2.8 | 2001 | 9999 |  |  |  | 0.86775 | Default Emission Factor
Red Bluff | 56184_G_IC2 | 56184 | G | IC2 |  | Combustion Turbine | WEC_CALN | California | Tehama | 2.8 | 2001 | 9999 |  |  |  | 0.86775 | Default Emission Factor
Red Bluff | 56184_G_IC3 | 56184 | G | IC3 |  | Combustion Turbine | WEC_CALN | California | Tehama | 2.8 | 2001 | 9999 |  |  |  | 0.86775 | Default Emission Factor
Red Bluff | 56184_G_IC4 | 56184 | G | IC4 |  | Combustion Turbine | WEC_CALN | California | Tehama | 2.8 | 2001 | 9999 |  |  |  | 0.86775 | Default Emission Factor
Red Bluff | 56184_G_IC5 | 56184 | G | IC5 |  | Combustion Turbine | WEC_CALN | California | Tehama | 2.8 | 2001 | 9999 |  |  |  | 0.86775 | Default Emission Factor
Red Bluff | 56184_G_IC6 | 56184 | G | IC6 |  | Combustion Turbine | WEC_CALN | California | Tehama | 2.8 | 2001 | 9999 |  |  |  | 0.86775 | Default Emission Factor
Red Bluff | 56184_G_IC7 | 56184 | G | IC7 |  | Combustion Turbine | WEC_CALN | California | Tehama | 2.8 | 2001 | 9999 |  |  |  | 0.86775 | Default Emission Factor
Red Bluff | 56184_G_IC8 | 56184 | G | IC8 |  | Combustion Turbine | WEC_CALN | California | Tehama | 2.8 | 2001 | 9999 |  |  |  | 0.86775 | Default Emission Factor
Red Bluff | 56184_G_IC9 | 56184 | G | IC9 |  | Combustion Turbine | WEC_CALN | California | Tehama | 2.8 | 2001 | 9999 |  |  |  | 0.86775 | Default Emission Factor
Chowchilla II | 56185_G_IC1 | 56185 | G | IC1 |  | Combustion Turbine | WEC_CALN | California | Madera | 3.1 | 2001 | 9999 | 2018 | 0.054437 | 1151.8125 | 0.09452 | California Air Resources Board
Chowchilla II | 56185_G_IC10 | 56185 | G | IC10 |  | Combustion Turbine | WEC_CALN | California | Madera | 3.1 | 2001 | 9999 | 2018 | 0.054437 | 1151.8125 | 0.09452 | California Air Resources Board
Chowchilla II | 56185_G_IC11 | 56185 | G | IC11 |  | Combustion Turbine | WEC_CALN | California | Madera | 3.1 | 2001 | 9999 | 2018 | 0.054437 | 1151.8125 | 0.09452 | California Air Resources Board
Chowchilla II | 56185_G_IC12 | 56185 | G | IC12 |  | Combustion Turbine | WEC_CALN | California | Madera | 3.1 | 2001 | 9999 | 2018 | 0.054437 | 1151.8125 | 0.09452 | California Air Resources Board
Chowchilla II | 56185_G_IC13 | 56185 | G | IC13 |  | Combustion Turbine | WEC_CALN | California | Madera | 3.1 | 2001 | 9999 | 2018 | 0.054437 | 1151.8125 | 0.09452 | California Air Resources Board
Chowchilla II | 56185_G_IC14 | 56185 | G | IC14 |  | Combustion Turbine | WEC_CALN | California | Madera | 3.1 | 2001 | 9999 | 2018 | 0.054437 | 1151.8125 | 0.09452 | California Air Resources Board
Chowchilla II | 56185_G_IC15 | 56185 | G | IC15 |  | Combustion Turbine | WEC_CALN | California | Madera | 3.1 | 2001 | 9999 | 2018 | 0.054437 | 1151.8125 | 0.09452 | California Air Resources Board
Chowchilla II | 56185_G_IC16 | 56185 | G | IC16 |  | Combustion Turbine | WEC_CALN | California | Madera | 3.1 | 2001 | 9999 | 2018 | 0.054437 | 1151.8125 | 0.09452 | California Air Resources Board
Chowchilla II | 56185_G_IC2 | 56185 | G | IC2 |  | Combustion Turbine | WEC_CALN | California | Madera | 3.1 | 2001 | 9999 | 2018 | 0.054437 | 1151.8125 | 0.09452 | California Air Resources Board
Chowchilla II | 56185_G_IC3 | 56185 | G | IC3 |  | Combustion Turbine | WEC_CALN | California | Madera | 3.1 | 2001 | 9999 | 2018 | 0.054437 | 1151.8125 | 0.09452 | California Air Resources Board
Chowchilla II | 56185_G_IC4 | 56185 | G | IC4 |  | Combustion Turbine | WEC_CALN | California | Madera | 3.1 | 2001 | 9999 | 2018 | 0.054437 | 1151.8125 | 0.09452 | California Air Resources Board
Chowchilla II | 56185_G_IC5 | 56185 | G | IC5 |  | Combustion Turbine | WEC_CALN | California | Madera | 3.1 | 2001 | 9999 | 2018 | 0.054437 | 1151.8125 | 0.09452 | California Air Resources Board
Chowchilla II | 56185_G_IC6 | 56185 | G | IC6 |  | Combustion Turbine | WEC_CALN | California | Madera | 3.1 | 2001 | 9999 | 2018 | 0.054437 | 1151.8125 | 0.09452 | California Air Resources Board
Chowchilla II | 56185_G_IC7 | 56185 | G | IC7 |  | Combustion Turbine | WEC_CALN | California | Madera | 3.1 | 2001 | 9999 | 2018 | 0.054437 | 1151.8125 | 0.09452 | California Air Resources Board
Chowchilla II | 56185_G_IC8 | 56185 | G | IC8 |  | Combustion Turbine | WEC_CALN | California | Madera | 3.1 | 2001 | 9999 | 2018 | 0.054437 | 1151.8125 | 0.09452 | California Air Resources Board
Chowchilla II | 56185_G_IC9 | 56185 | G | IC9 |  | Combustion Turbine | WEC_CALN | California | Madera | 3.1 | 2001 | 9999 | 2018 | 0.054437 | 1151.8125 | 0.09452 | California Air Resources Board
Pinelawn Power LLC | 56188_G_CTG | 56188 | G | CTG | 89567 | Combined Cycle | NY_Z_K | New York | Suffolk | 47 | 2005 | 9999 | 2019 | 3.5345 | 68947 | 0.10253 | NEI 2019
Pinelawn Power LLC | 56188_G_STG | 56188 | G | STG | 89567 | Combined Cycle | NY_Z_K | New York | Suffolk | 27.5 | 2005 | 9999 |  |  |  | 0.10253 | NEI 2019
Waterside Power, LLC | 56189_G_4 | 56189 | G | 4 | 89487 | Combustion Turbine | NENG_CT | Connecticut | Fairfield | 23.3 | 2004 | 9999 | 2019 | 0.024202 | 414.3333 | 0.11683 | NEI 2019
Waterside Power, LLC | 56189_G_5 | 56189 | G | 5 | 89488 | Combustion Turbine | NENG_CT | Connecticut | Fairfield | 23.3 | 2004 | 9999 | 2019 | 0.025409 | 414.3333 | 0.12265 | NEI 2019
Waterside Power, LLC | 56189_G_7 | 56189 | G | 7 | 89718 | Combustion Turbine | NENG_CT | Connecticut | Fairfield | 23.3 | 2006 | 9999 | 2019 | 0.022854 | 414.3333 | 0.11032 | NEI 2019
Dike City Power Plant | 56194_G_001 | 56194 | G | 001 |  | Combustion Turbine | MIS_IA | Iowa | Grundy | 2.2 | 2005 | 9999 |  |  |  | 0.86775 | Default Emission Factor
500MW CC | 56196_G_CA01 | 56196 | G | CA01 | 89648 | Combined Cycle | NY_Z_J | New York | Queens | 172.3 | 2005 | 9999 |  |  |  | 0.00686 | NEI 2019
500MW CC | 56196_G_CT01 | 56196 | G | CT01 | 89648 | Combined Cycle | NY_Z_J | New York | Queens | 151.3 | 2005 | 9999 |  |  |  | 0.00686 | NEI 2019
500MW CC | 56196_G_CT02 | 56196 | G | CT02 | 89649 | Combined Cycle | NY_Z_J | New York | Queens | 151.3 | 2005 | 9999 | 2019 | 8.392 | 2446465 | 0.00686 | NEI 2019
Middletown | 562_G_10 | 562 | G | 10 | 352 | Combustion Turbine | NENG_CT | Connecticut | Middlesex | 17.2 | 1966 | 9999 |  |  |  | 0.155 | Default Emission Factor
Alden Bailey Power Plant | 56223_G_LOKI | 56223 | G | LOKI |  | Combustion Turbine | WECC_PNW | Oregon | Clatsop | 9.8 | 2001 | 9999 |  |  |  | 0.155 | Default Emission Factor
Port Westward | 56227_G_1 | 56227 | G | 1 | 89564 | Combined Cycle | WECC_PNW | Oregon | Columbia | 256.2 | 2007 | 9999 | 2019 | 60.2 | 2737946 | 0.04398 | NEI 2019
Port Westward | 56227_G_2 | 56227 | G | 2 | 89564 | Combined Cycle | WECC_PNW | Oregon | Columbia | 136 | 2007 | 9999 |  |  |  | 0.04398 | NEI 2019
Cogeneration 1 | 56229_G_CT1 | 56229 | G | CT1 |  | Combined Cycle | WECC_AZ | Arizona | Pima | 8.3 | 2002 | 9999 |  |  |  | 0.04609 | Default Emission Factor
Miramar Energy Facility | 56232_G_1 | 56232 | G | 1 | 89534 | Combustion Turbine | WEC_SDGE | California | San Diego | 47 | 2005 | 9999 |  |  |  | 0.155 | Default Emission Factor
Miramar Energy Facility | 56232_G_2 | 56232 | G | 2 | 90490 | Combustion Turbine | WEC_SDGE | California | San Diego | 47 | 2009 | 9999 |  |  |  | 0.155 | Default Emission Factor
EG178 Facility | 56233_G_CT02 | 56233 | G | CT02 |  | Combined Cycle | ERC_WEST | Texas | Scurry | 42 | 2005 | 9999 |  |  |  | 0.04609 | Default Emission Factor
EG178 Facility | 56233_G_CTG1 | 56233 | G | CTG1 |  | Combined Cycle | ERC_WEST | Texas | Scurry | 42 | 2005 | 9999 |  |  |  | 0.04609 | Default Emission Factor
EG178 Facility | 56233_G_STG | 56233 | G | STG |  | Combined Cycle | ERC_WEST | Texas | Scurry | 16 | 2005 | 9999 |  |  |  | 0.04609 | Default Emission Factor
Caithness Long Island Energy Center | 56234_G_CT01 | 56234 | G | CT01 | 89547 | Combined Cycle | NY_Z_K | New York | Suffolk | 179.9 | 2009 | 9999 | 2019 | 11.9572 | 1313723 | 0.01094 | NEI 2019
Caithness Long Island Energy Center | 56234_G_ST01 | 56234 | G | ST01 | 89547 | Combined Cycle | NY_Z_K | New York | Suffolk | 137 | 2009 | 9999 |  |  |  | 0.01094 | NEI 2019
Lake Side Power Plant | 56237_G_CT01 | 56237 | G | CT01 | 89557 | Combined Cycle | WECC_UT | Utah | Utah | 169 | 2007 | 9999 | 2017 | 14.7379 | 421016 | 0.03985 | NEI 2019
Lake Side Power Plant | 56237_G_CT02 | 56237 | G | CT02 | 89558 | Combined Cycle | WECC_UT | Utah | Utah | 169 | 2007 | 9999 | 2017 | 10.4339 | 407051 | 0.03985 | NEI 2019
Lake Side Power Plant | 56237_G_CT21 | 56237 | G | CT21 | 90915 | Combined Cycle | WECC_UT | Utah | Utah | 178 | 2014 | 9999 | 2019 | 17.6814 | 882817 | 0.02602 | NEI 2019
Lake Side Power Plant | 56237_G_CT22 | 56237 | G | CT22 | 90916 | Combined Cycle | WECC_UT | Utah | Utah | 178 | 2014 | 9999 | 2017 | 12.4503 | 656274 | 0.02602 | NEI 2019
Lake Side Power Plant | 56237_G_ST01 | 56237 | G | ST01 | 89557 | Combined Cycle | WECC_UT | Utah | Utah | 209 | 2007 | 9999 | 2017 | 0.21265 | 445986 | 0.03985 | NEI 2019
Lake Side Power Plant | 56237_G_ST2 | 56237 | G | ST2 | 90915 | Combined Cycle | WECC_UT | Utah | Utah | 273 | 2014 | 9999 |  |  |  | 0.02602 | NEI 2019
Groton Generating Station | 56238_G_GT01 | 56238 | G | GT01 | 89548 | Combustion Turbine | SPP_WAUE | South Dakota | Brown | 82.1 | 2006 | 9999 | 2019 | 1.2012 | 61692.2857 | 0.03894 | NEI 2019
Groton Generating Station | 56238_G_GT02 | 56238 | G | GT02 | 89754 | Combustion Turbine | SPP_WAUE | South Dakota | Brown | 76.8 | 2008 | 9999 |  |  |  | 0.155 | Default Emission Factor
Malaga Power LLC | 56239_G_GT-1 | 56239 | G | GT-1 | 89579 | Combustion Turbine | WEC_CALN | California | Fresno | 48 | 2005 | 9999 | 2019 | 0.1747 | 8161.67 | 0.04281 | NEI 2019
Malaga Power LLC | 56239_G_GT-2 | 56239 | G | GT-2 | 89580 | Combustion Turbine | WEC_CALN | California | Fresno | 48 | 2005 | 9999 | 2017 | 0.17117 | 10247.5 | 0.03341 | NEI 2019
Cannon Falls Energy Center | 56241_G_UNT1 | 56241 | G | UNT1 | 89752 | Combustion Turbine | MIS_MNWI | Minnesota | Goodhue | 158 | 2008 | 9999 | 2017 | 1.9026 | 21987 | 0.17306 | NEI 2019
Cannon Falls Energy Center | 56241_G_UNT2 | 56241 | G | UNT2 | 89753 | Combustion Turbine | MIS_MNWI | Minnesota | Goodhue | 158 | 2008 | 9999 | 2017 | 2.0574 | 21987 | 0.18715 | NEI 2019
Kindred School | 56242_G_1 | 56242 | G | 1 |  | Combustion Turbine | MIS_MAPP | North Dakota | Cass | 2 | 2001 | 9999 |  |  |  | 0.86775 | Default Emission Factor
State Auto Insurance | 56244_G_1 | 56244 | G | 1 |  | Combustion Turbine | MIS_MAPP | South Dakota | Grant | 1.7 | 2001 | 9999 |  |  |  | 0.86775 | Default Emission Factor
Stevens Community Medical Center | 56245_G_1 | 56245 | G | 1 |  | Combustion Turbine | MIS_MNWI | Minnesota | Stevens | 1 | 2004 | 9999 |  |  |  | 0.86775 | Default Emission Factor
West Group Data Center F | 56247_G_1 | 56247 | G | 1 |  | Combustion Turbine | MIS_MNWI | Minnesota | Dakota | 0.6 | 2004 | 9999 |  |  |  | 0.86775 | Default Emission Factor
West Group Data Center F | 56247_G_2 | 56247 | G | 2 |  | Combustion Turbine | MIS_MNWI | Minnesota | Dakota | 0.6 | 2004 | 9999 |  |  |  | 0.86775 | Default Emission Factor
West Group Data Center F | 56247_G_3 | 56247 | G | 3 |  | Combustion Turbine | MIS_MNWI | Minnesota | Dakota | 0.6 | 2004 | 9999 |  |  |  | 0.86775 | Default Emission Factor
West Group Data Center F | 56247_G_4 | 56247 | G | 4 |  | Combustion Turbine | MIS_MNWI | Minnesota | Dakota | 0.6 | 2004 | 9999 |  |  |  | 0.86775 | Default Emission Factor
Shell Chemical | 56248_G_101G | 56248 | G | 101G |  | Combustion Turbine | MIS_LA | Louisiana | Ascension | 34.5 | 2002 | 9999 | 2019 | 20.7335 | 293822 | 0.14113 | NEI 2019
Shell Chemical | 56248_G_201G | 56248 | G | 201G |  | Combustion Turbine | MIS_LA | Louisiana | Ascension | 34.5 | 2002 | 9999 | 2019 | 22.3163 | 293822 | 0.1519 | NEI 2019
Anson County Generation Facility | 56249_G_1 | 56249 | G | 1 | 89583 | Combustion Turbine | S_VACA | North Carolina | Anson | 56.5 | 2007 | 9999 |  |  |  | 0.053 | NEI 2019
Anson County Generation Facility | 56249_G_2 | 56249 | G | 2 | 89585 | Combustion Turbine | S_VACA | North Carolina | Anson | 56.5 | 2007 | 9999 |  |  |  | 0.053 | NEI 2019
Anson County Generation Facility | 56249_G_3 | 56249 | G | 3 | 89587 | Combustion Turbine | S_VACA | North Carolina | Anson | 56.5 | 2007 | 9999 |  |  |  | 0.053 | NEI 2019
Anson County Generation Facility | 56249_G_4 | 56249 | G | 4 | 89589 | Combustion Turbine | S_VACA | North Carolina | Anson | 56.5 | 2007 | 9999 |  |  |  | 0.053 | NEI 2019
Anson County Generation Facility | 56249_G_5 | 56249 | G | 5 | 89591 | Combustion Turbine | S_VACA | North Carolina | Anson | 56.5 | 2007 | 9999 |  |  |  | 0.053 | NEI 2019
Anson County Generation Facility | 56249_G_6 | 56249 | G | 6 | 89593 | Combustion Turbine | S_VACA | North Carolina | Anson | 56.5 | 2007 | 9999 | 2019 | 2.7 | 101890.998 | 0.053 | NEI 2019
Ontario LFGTE | 56250_G_GEN1 | 56250 | G | GEN1 |  | Landfill Gas | NY_Z_C&E | New York | Ontario | 0.8 | 2003 | 9999 |  |  |  | 0.61247 | Default Emission Factor
Ontario LFGTE | 56250_G_GEN10 | 56250 | G | GEN10 |  | Landfill Gas | NY_Z_C&E | New York | Ontario | 1.6 | 2013 | 9999 |  |  |  | 0.61247 | Default Emission Factor
Ontario LFGTE | 56250_G_GEN11 | 56250 | G | GEN11 |  | Landfill Gas | NY_Z_C&E | New York | Ontario | 1.6 | 2013 | 9999 |  |  |  | 0.61247 | Default Emission Factor
Ontario LFGTE | 56250_G_GEN2 | 56250 | G | GEN2 |  | Landfill Gas | NY_Z_C&E | New York | Ontario | 0.8 | 2003 | 9999 |  |  |  | 0.61247 | Default Emission Factor
Ontario LFGTE | 56250_G_GEN3 | 56250 | G | GEN3 |  | Landfill Gas | NY_Z_C&E | New York | Ontario | 0.8 | 2003 | 9999 |  |  |  | 0.61247 | Default Emission Factor
Ontario LFGTE | 56250_G_GEN4 | 56250 | G | GEN4 |  | Landfill Gas | NY_Z_C&E | New York | Ontario | 0.8 | 2003 | 9999 |  |  |  | 0.61247 | Default Emission Factor
Ontario LFGTE | 56250_G_GEN5 | 56250 | G | GEN5 |  | Landfill Gas | NY_Z_C&E | New York | Ontario | 0.8 | 2005 | 9999 |  |  |  | 0.61247 | Default Emission Factor
Ontario LFGTE | 56250_G_GEN6 | 56250 | G | GEN6 |  | Landfill Gas | NY_Z_C&E | New York | Ontario | 0.8 | 2005 | 9999 |  |  |  | 0.61247 | Default Emission Factor
Ontario LFGTE | 56250_G_GEN7 | 56250 | G | GEN7 |  | Landfill Gas | NY_Z_C&E | New York | Ontario | 0.8 | 2005 | 9999 |  |  |  | 0.61247 | Default Emission Factor
Ontario LFGTE | 56250_G_GEN8 | 56250 | G | GEN8 |  | Landfill Gas | NY_Z_C&E | New York | Ontario | 0.8 | 2010 | 9999 |  |  |  | 0.61247 | Default Emission Factor
Ontario LFGTE | 56250_G_GEN9 | 56250 | G | GEN9 |  | Landfill Gas | NY_Z_C&E | New York | Ontario | 1.6 | 2013 | 9999 |  |  |  | 0.61247 | Default Emission Factor
Millcreek Power Generation | 56253_G_MC1 | 56253 | G | MC1 | 89566 | Combustion Turbine | WECC_UT | Utah | Washington | 36.8 | 2006 | 9999 | 2017 | 1.7309 | 48398 | 0.07153 | NEI 2019
Millcreek Power Generation | 56253_G_MC2 | 56253 | G | MC2 | 90575 | Combustion Turbine | WECC_UT | Utah | Washington | 36.8 | 2010 | 9999 | 2019 | 1.5667 | 39203 | 0.07993 | NEI 2019
Empire Generating Co LLC | 56259_G_CT11 | 56259 | G | CT11 | 89574 | Combined Cycle | NY_Z_F | New York | Rensselaer | 155 | 2010 | 9999 | 2019 | 17.7261 | 2463914 | 0.01439 | NEI 2019
Empire Generating Co LLC | 56259_G_CT12 | 56259 | G | CT12 | 89575 | Combined Cycle | NY_Z_F | New York | Rensselaer | 155 | 2010 | 9999 |  |  |  | 0.01439 | NEI 2019
Empire Generating Co LLC | 56259_G_ST13 | 56259 | G | ST13 | 89574 | Combined Cycle | NY_Z_F | New York | Rensselaer | 270 | 2010 | 9999 |  |  |  | 0.01439 | NEI 2019
High Point, Pump Station Rd | 56260_G_Unit1 | 56260 | G | Unit1 |  | Combustion Turbine | S_VACA | North Carolina | Guilford | 1.8 | 2005 | 9999 |  |  |  | 0.86775 | Default Emission Factor
High Point, Pump Station Rd | 56260_G_Unit2 | 56260 | G | Unit2 |  | Combustion Turbine | S_VACA | North Carolina | Guilford | 1.8 | 2005 | 9999 |  |  |  | 0.86775 | Default Emission Factor
Lexington | 56261_G_Unit1 | 56261 | G | Unit1 |  | Combustion Turbine | S_VACA | North Carolina | Davidson | 1.8 | 2005 | 9999 |  |  |  | 0.86775 | Default Emission Factor
Lexington | 56261_G_Unit2 | 56261 | G | Unit2 |  | Combustion Turbine | S_VACA | North Carolina | Davidson | 1.8 | 2005 | 9999 |  |  |  | 0.86775 | Default Emission Factor
Gastonia, Tulip Drive | 56262_G_DG3 | 56262 | G | DG3 |  | Combustion Turbine | S_VACA | North Carolina | Gaston | 1.8 | 2005 | 9999 |  |  |  | 0.86775 | Default Emission Factor
Gastonia, Tulip Drive | 56262_G_Unit1 | 56262 | G | Unit1 |  | Combustion Turbine | S_VACA | North Carolina | Gaston | 1.8 | 2005 | 9999 |  |  |  | 0.86775 | Default Emission Factor
Gastonia, Tulip Drive | 56262_G_Unit2 | 56262 | G | Unit2 |  | Combustion Turbine | S_VACA | North Carolina | Gaston | 1.8 | 2005 | 9999 |  |  |  | 0.86775 | Default Emission Factor
Albemarle Prime Power Park | 56263_G_Unit1 | 56263 | G | Unit1 |  | Combustion Turbine | S_VACA | North Carolina | Stanly | 1.8 | 2006 | 9999 |  |  |  | 0.86775 | Default Emission Factor
Albemarle Prime Power Park | 56263_G_Unit2 | 56263 | G | Unit2 |  | Combustion Turbine | S_VACA | North Carolina | Stanly | 1.8 | 2006 | 9999 |  |  |  | 0.86775 | Default Emission Factor
IBM West | 56269_G_1 | 56269 | G | 1 |  | Combustion Turbine | MIS_MNWI | Minnesota | Olmsted | 1.8 | 2005 | 9999 |  |  |  | 0.86775 | Default Emission Factor
IBM West | 56269_G_2 | 56269 | G | 2 |  | Combustion Turbine | MIS_MNWI | Minnesota | Olmsted | 1.8 | 2005 | 9999 |  |  |  | 0.86775 | Default Emission Factor
Valley Queen Cheese | 56274_G_1 | 56274 | G | 1 |  | Combustion Turbine | MIS_MAPP | South Dakota | Grant | 0.5 | 2002 | 9999 |  |  |  | 0.86775 | Default Emission Factor
Valley Queen Cheese | 56274_G_2 | 56274 | G | 2 |  | Combustion Turbine | MIS_MAPP | South Dakota | Grant | 0.5 | 2002 | 9999 |  |  |  | 0.86775 | Default Emission Factor
Valley Queen Cheese | 56274_G_3 | 56274 | G | 3 |  | Combustion Turbine | MIS_MAPP | South Dakota | Grant | 0.5 | 2004 | 9999 |  |  |  | 0.86775 | Default Emission Factor
Bavarian LFGTE | 56277_G_1 | 56277 | G | 1 |  | Landfill Gas | PJM_West | Kentucky | Boone | 0.8 | 2003 | 9999 |  |  |  | 0.61247 | Default Emission Factor
Bavarian LFGTE | 56277_G_2 | 56277 | G | 2 |  | Landfill Gas | PJM_West | Kentucky | Boone | 0.8 | 2003 | 9999 |  |  |  | 0.61247 | Default Emission Factor
Bavarian LFGTE | 56277_G_3 | 56277 | G | 3 |  | Landfill Gas | PJM_West | Kentucky | Boone | 0.8 | 2003 | 9999 |  |  |  | 0.61247 | Default Emission Factor
Bavarian LFGTE | 56277_G_4 | 56277 | G | 4 |  | Landfill Gas | PJM_West | Kentucky | Boone | 0.8 | 2003 | 9999 |  |  |  | 0.61247 | Default Emission Factor
Bavarian LFGTE | 56277_G_5 | 56277 | G | 5 |  | Landfill Gas | PJM_West | Kentucky | Boone | 1.5 | 2016 | 9999 |  |  |  | 0.61247 | Default Emission Factor
Green Valley LFGTE | 56278_G_1 | 56278 | G | 1 |  | Landfill Gas | PJM_West | Kentucky | Greenup | 0.8 | 2003 | 9999 |  |  |  | 0.61247 | Default Emission Factor
Green Valley LFGTE | 56278_G_2 | 56278 | G | 2 |  | Landfill Gas | PJM_West | Kentucky | Greenup | 0.8 | 2003 | 9999 |  |  |  | 0.61247 | Default Emission Factor
Green Valley LFGTE | 56278_G_3 | 56278 | G | 3 |  | Landfill Gas | PJM_West | Kentucky | Greenup | 0.8 | 2003 | 9999 |  |  |  | 0.61247 | Default Emission Factor
Laurel Ridge LFGTE | 56279_G_1 | 56279 | G | 1 |  | Landfill Gas | PJM_West | Kentucky | Laurel | 0.8 | 2003 | 9999 |  |  |  | 0.61247 | Default Emission Factor
Laurel Ridge LFGTE | 56279_G_2 | 56279 | G | 2 |  | Landfill Gas | PJM_West | Kentucky | Laurel | 0.8 | 2003 | 9999 |  |  |  | 0.61247 | Default Emission Factor
Laurel Ridge LFGTE | 56279_G_3 | 56279 | G | 3 |  | Landfill Gas | PJM_West | Kentucky | Laurel | 0.8 | 2003 | 9999 |  |  |  | 0.61247 | Default Emission Factor
Laurel Ridge LFGTE | 56279_G_4 | 56279 | G | 4 |  | Landfill Gas | PJM_West | Kentucky | Laurel | 0.8 | 2003 | 9999 |  |  |  | 0.61247 | Default Emission Factor
Laurel Ridge LFGTE | 56279_G_5 | 56279 | G | 5 |  | Landfill Gas | PJM_West | Kentucky | Laurel | 0.8 | 2006 | 9999 |  |  |  | 0.61247 | Default Emission Factor
Hardin County LFGTE | 56280_G_1 | 56280 | G | 1 |  | Landfill Gas | PJM_West | Kentucky | Hardin | 0.8 | 2006 | 9999 |  |  |  | 0.61247 | Default Emission Factor
Hardin County LFGTE | 56280_G_2 | 56280 | G | 2 |  | Landfill Gas | PJM_West | Kentucky | Hardin | 0.8 | 2006 | 9999 |  |  |  | 0.61247 | Default Emission Factor
Hardin County LFGTE | 56280_G_3 | 56280 | G | 3 |  | Landfill Gas | PJM_West | Kentucky | Hardin | 0.8 | 2006 | 9999 |  |  |  | 0.61247 | Default Emission Factor
Hargis-Hebert Electric Generating | 56283_G_U-1 | 56283 | G | U-1 | 89602 | Combustion Turbine | MIS_LA | Louisiana | Lafayette | 47 | 2006 | 9999 | 2019 | 0.2286 | 10834 | 0.0422 | NEI 2019
Hargis-Hebert Electric Generating | 56283_G_U-2 | 56283 | G | U-2 | 89603 | Combustion Turbine | MIS_LA | Louisiana | Lafayette | 47 | 2006 | 9999 | 2019 | 0.1739 | 10834 | 0.0321 | NEI 2019
Salem Water Plant | 56288_G_1 | 56288 | G | 1 |  | Combustion Turbine | PJM_West | Virginia | Salem City | 2 | 2003 | 9999 | 2018 | 0.0249 | 115 | 0.43304 | Virginia State Emissions
Salem Street Dept | 56289_G_1 | 56289 | G | 1 |  | Combustion Turbine | PJM_West | Virginia | Salem City | 2 | 2005 | 9999 |  |  |  | 0.86775 | Default Emission Factor
Hamlet Generating Facility | 56292_G_ES1 | 56292 | G | ES1 | 89611 | Combustion Turbine | S_VACA | North Carolina | Richmond | 56.5 | 2007 | 9999 |  |  |  | 0.06523 | NEI 2019
Hamlet Generating Facility | 56292_G_ES2 | 56292 | G | ES2 | 89613 | Combustion Turbine | S_VACA | North Carolina | Richmond | 56.5 | 2007 | 9999 |  |  |  | 0.06523 | NEI 2019
Hamlet Generating Facility | 56292_G_ES3 | 56292 | G | ES3 | 89615 | Combustion Turbine | S_VACA | North Carolina | Richmond | 56.5 | 2007 | 9999 |  |  |  | 0.06523 | NEI 2019
Hamlet Generating Facility | 56292_G_ES4 | 56292 | G | ES4 | 89617 | Combustion Turbine | S_VACA | North Carolina | Richmond | 56.5 | 2007 | 9999 |  |  |  | 0.06523 | NEI 2019
Hamlet Generating Facility | 56292_G_ES5 | 56292 | G | ES5 | 89619 | Combustion Turbine | S_VACA | North Carolina | Richmond | 56.5 | 2007 | 9999 | 2019 | 2.44 | 74810.8333 | 0.06523 | NEI 2019
Hamlet Generating Facility | 56292_G_ES6 | 56292 | G | ES6 | 90839 | Combustion Turbine | S_VACA | North Carolina | Richmond | 56.5 | 2013 | 9999 | 2019 | 0.14 | 14962.1667 | 0.01871 | NEI 2019
Roseville Energy Park | 56298_G_0001 | 56298 | G | 0001 | 89721 | Combined Cycle | WEC_BANC | California | Placer | 38 | 2007 | 9999 |  |  |  | 0.04609 | Default Emission Factor
Roseville Energy Park | 56298_G_0002 | 56298 | G | 0002 | 89722 | Combined Cycle | WEC_BANC | California | Placer | 38 | 2007 | 9999 |  |  |  | 0.04609 | Default Emission Factor
Roseville Energy Park | 56298_G_0003 | 56298 | G | 0003 | 89722 | Combined Cycle | WEC_BANC | California | Placer | 75 | 2007 | 9999 |  |  |  | 0.04609 | Default Emission Factor
Trigen St. Louis | 56309_G_CT-1 | 56309 | G | CT-1 |  | Combined Cycle | MIS_MO | Missouri | St Louis | 5 | 1999 | 9999 |  |  |  | 0.04609 | Default Emission Factor
Trigen St. Louis | 56309_G_CT-2 | 56309 | G | CT-2 |  | Combined Cycle | MIS_MO | Missouri | St Louis | 5 | 1999 | 9999 |  |  |  | 0.04609 | Default Emission Factor
Trigen St. Louis | 56309_G_IC-1 | 56309 | G | IC-1 |  | Combustion Turbine | MIS_MO | Missouri | St Louis | 1 | 1999 | 9999 |  |  |  | 0.86775 | Default Emission Factor
Trigen St. Louis | 56309_G_ST-3 | 56309 | G | ST-3 |  | Combined Cycle | MIS_MO | Missouri | St Louis | 18 | 2000 | 9999 |  |  |  | 0.04609 | Default Emission Factor
Modern Innovative Energy LLC | 56323_G_GEN1 | 56323 | G | GEN1 |  | Landfill Gas | NY_Z_A | New York | Niagara | 1.6 | 2006 | 9999 |  |  |  | 0.61247 | Default Emission Factor
Modern Innovative Energy LLC | 56323_G_GEN2 | 56323 | G | GEN2 |  | Landfill Gas | NY_Z_A | New York | Niagara | 1.6 | 2006 | 9999 |  |  |  | 0.61247 | Default Emission Factor
Modern Innovative Energy LLC | 56323_G_GEN3 | 56323 | G | GEN3 |  | Landfill Gas | NY_Z_A | New York | Niagara | 1.6 | 2006 | 9999 |  |  |  | 0.61247 | Default Emission Factor
Modern Innovative Energy LLC | 56323_G_GEN4 | 56323 | G | GEN4 |  | Landfill Gas | NY_Z_A | New York | Niagara | 1.6 | 2006 | 9999 |  |  |  | 0.61247 | Default Emission Factor
Colonie LFGTE Facility | 56324_G_GEN1 | 56324 | G | GEN1 |  | Landfill Gas | NY_Z_F | New York | Albany | 1.6 | 2006 | 9999 |  |  |  | 0.61247 | Default Emission Factor
Colonie LFGTE Facility | 56324_G_GEN2 | 56324 | G | GEN2 |  | Landfill Gas | NY_Z_F | New York | Albany | 1.6 | 2006 | 9999 |  |  |  | 0.61247 | Default Emission Factor
Colonie LFGTE Facility | 56324_G_GEN3 | 56324 | G | GEN3 |  | Landfill Gas | NY_Z_F | New York | Albany | 1.6 | 2006 | 9999 |  |  |  | 0.61247 | Default Emission Factor
Colonie LFGTE Facility | 56324_G_GEN4 | 56324 | G | GEN4 |  | Landfill Gas | NY_Z_F | New York | Albany | 1.6 | 2016 | 9999 |  |  |  | 0.61247 | Default Emission Factor
Mustang Station Unit 4 | 56326_G_GEN1 | 56326 | G | GEN1 | 89654 | Combustion Turbine | SPP_SPS | Texas | Yoakum | 153 | 2006 | 9999 | 2019 | 25.7166 | 582010.6753 | 0.08837 | NEI 2019
Mustang Station Unit 4 | 56326_G_GEN2 | 56326 | G | GEN2 | 89751 | Combustion Turbine | SPP_SPS | Texas | Yoakum | 153 | 2007 | 9999 | 2019 | 26.769 | 582010.6753 | 0.09199 | NEI 2019
Mustang Station Unit 4 | 56326_G_GEN3 | 56326 | G | GEN3 | 90776 | Combustion Turbine | SPP_SPS | Texas | Yoakum | 156 | 2013 | 9999 | 2019 | 12.3238 | 593422.6494 | 0.04154 | NEI 2019
Pendleton County LFGTE | 56327_G_1 | 56327 | G | 1 |  | Landfill Gas | PJM_West | Kentucky | Pendleton | 0.8 | 2007 | 9999 |  |  |  | 0.61247 | Default Emission Factor
Pendleton County LFGTE | 56327_G_2 | 56327 | G | 2 |  | Landfill Gas | PJM_West | Kentucky | Pendleton | 0.8 | 2007 | 9999 |  |  |  | 0.61247 | Default Emission Factor
Pendleton County LFGTE | 56327_G_3 | 56327 | G | 3 |  | Landfill Gas | PJM_West | Kentucky | Pendleton | 0.8 | 2007 | 9999 |  |  |  | 0.61247 | Default Emission Factor
Pendleton County LFGTE | 56327_G_4 | 56327 | G | 4 |  | Landfill Gas | PJM_West | Kentucky | Pendleton | 0.8 | 2007 | 9999 |  |  |  | 0.61247 | Default Emission Factor
Harry D Mattison Gas Plant | 56328_G_1 | 56328 | G | 1 | 89740 | Combustion Turbine | SPP_WEST | Arkansas | Washington | 75 | 2007 | 9999 | 2019 | 0.28616 | 39792.0918 | 0.01438 | NEI 2019
Harry D Mattison Gas Plant | 56328_G_2 | 56328 | G | 2 | 89741 | Combustion Turbine | SPP_WEST | Arkansas | Washington | 75 | 2007 | 9999 | 2017 | 0.34631 | 11043.1122 | 0.06272 | NEI 2019
Harry D Mattison Gas Plant | 56328_G_3 | 56328 | G | 3 | 91249 | Combustion Turbine | SPP_WEST | Arkansas | Washington | 72 | 2007 | 9999 | 2017 | 0.54326 | 10601.3878 | 0.10249 | NEI 2019
Harry D Mattison Gas Plant | 56328_G_4 | 56328 | G | 4 | 91250 | Combustion Turbine | SPP_WEST | Arkansas | Washington | 72 | 2007 | 9999 | 2017 | 0.95728 | 10601.3878 | 0.1806 | NEI 2019
Albemarle Hospital Unit | 56339_G_1 | 56339 | G | 1 |  | Combustion Turbine | S_VACA | North Carolina | Stanly | 1.8 | 2006 | 9999 |  |  |  | 0.86775 | Default Emission Factor
Cherryville City Hall | 56340_G_1 | 56340 | G | 1 |  | Combustion Turbine | S_VACA | North Carolina | Gaston | 1.8 | 2006 | 9999 |  |  |  | 0.86775 | Default Emission Factor
Lincolnton High School | 56341_G_1 | 56341 | G | 1 |  | Combustion Turbine | S_VACA | North Carolina | Lincoln | 1.8 | 2006 | 9999 |  |  |  | 0.86775 | Default Emission Factor
Maiden Community Center | 56342_G_1 | 56342 | G | 1 |  | Combustion Turbine | S_VACA | North Carolina | Catawba | 1.8 | 2006 | 9999 |  |  |  | 0.86775 | Default Emission Factor
Monroe Middle School | 56343_G_1 | 56343 | G | 1 |  | Combustion Turbine | S_VACA | North Carolina | Union | 1.8 | 2006 | 9999 |  |  |  | 0.86775 | Default Emission Factor
Morganton Station 5 | 56344_G_1 | 56344 | G | 1 |  | Combustion Turbine | S_VACA | North Carolina | Burke | 1.8 | 2006 | 9999 |  |  |  | 0.86775 | Default Emission Factor
Pineville Delivery 2 | 56345_G_1 | 56345 | G | 1 |  | Combustion Turbine | S_VACA | North Carolina | Mecklenburg | 1.8 | 2006 | 9999 |  |  |  | 0.86775 | Default Emission Factor
Bear Valley Power Plant | 56346_G_ICE1 | 56346 | G | ICE1 |  | Combustion Turbine | WECC_SCE | California | San Bernardino | 1.2 | 2005 | 9999 |  |  |  | 0.86775 | Default Emission Factor
Bear Valley Power Plant | 56346_G_ICE2 | 56346 | G | ICE2 |  | Combustion Turbine | WECC_SCE | California | San Bernardino | 1.2 | 2005 | 9999 |  |  |  | 0.86775 | Default Emission Factor
Bear Valley Power Plant | 56346_G_ICE3 | 56346 | G | ICE3 |  | Combustion Turbine | WECC_SCE | California | San Bernardino | 1.2 | 2005 | 9999 |  |  |  | 0.86775 | Default Emission Factor
Bear Valley Power Plant | 56346_G_ICE4 | 56346 | G | ICE4 |  | Combustion Turbine | WECC_SCE | California | San Bernardino | 1.2 | 2005 | 9999 |  |  |  | 0.86775 | Default Emission Factor
Bear Valley Power Plant | 56346_G_ICE5 | 56346 | G | ICE5 |  | Combustion Turbine | WECC_SCE | California | San Bernardino | 1.2 | 2005 | 9999 |  |  |  | 0.86775 | Default Emission Factor
Bear Valley Power Plant | 56346_G_ICE6 | 56346 | G | ICE6 |  | Combustion Turbine | WECC_SCE | California | San Bernardino | 1.2 | 2005 | 9999 |  |  |  | 0.86775 | Default Emission Factor
Bear Valley Power Plant | 56346_G_ICE7 | 56346 | G | ICE7 |  | Combustion Turbine | WECC_SCE | California | San Bernardino | 1.2 | 2005 | 9999 |  |  |  | 0.86775 | Default Emission Factor
Laverne Diesel Generating Plant | 56348_G_1 | 56348 | G | 1 |  | Combustion Turbine | SPP_WEST | Oklahoma | Harper | 2 | 2006 | 9999 | 2018 | 0.019 | 14.5 | 2.6207 | Oklahoma Annual Point Source Emissions
Laverne Diesel Generating Plant | 56348_G_2 | 56348 | G | 2 |  | Combustion Turbine | SPP_WEST | Oklahoma | Harper | 2 | 2006 | 9999 | 2018 | 0.019 | 14.5 | 2.6207 | Oklahoma Annual Point Source Emissions
Quail Run Energy Center | 56349_G_CT1A | 56349 | G | CT1A | 89698 | Combined Cycle | ERC_WEST | Texas | Ector | 70 | 2007 | 9999 | 2019 | 14.9112 | 336140 | 0.05516 | NEI 2019
Quail Run Energy Center | 56349_G_CT1B | 56349 | G | CT1B | 89699 | Combined Cycle | ERC_WEST | Texas | Ector | 70 | 2007 | 9999 | 2019 | 13.9756 | 319515 | 0.05516 | NEI 2019
Quail Run Energy Center | 56349_G_CT2A | 56349 | G | CT2A | 91262 | Combined Cycle | ERC_WEST | Texas | Ector | 68 | 2002 | 9999 | 2019 | 17.4471 | 368818 | 0.05837 | NEI 2019
Quail Run Energy Center | 56349_G_CT2B | 56349 | G | CT2B | 91263 | Combined Cycle | ERC_WEST | Texas | Ector | 68 | 2002 | 9999 | 2019 | 16.2489 | 346523 | 0.05837 | NEI 2019
Quail Run Energy Center | 56349_G_ST1 | 56349 | G | ST1 | 89698 | Combined Cycle | ERC_WEST | Texas | Ector | 98.1 | 2007 | 9999 |  |  |  | 0.05516 | NEI 2019
Quail Run Energy Center | 56349_G_ST2 | 56349 | G | ST2 | 91262 | Combined Cycle | ERC_WEST | Texas | Ector | 98.1 | 2008 | 9999 |  |  |  | 0.05837 | NEI 2019
Colorado Bend Energy Center | 56350_G_CT1A | 56350 | G | CT1A | 91260 | Combined Cycle | ERC_REST | Texas | Wharton | 70 | 2002 | 9999 | 2019 | 11.6376 | 257805 | 0.05647 | NEI 2019
Colorado Bend Energy Center | 56350_G_CT1B | 56350 | G | CT1B | 91261 | Combined Cycle | ERC_REST | Texas | Wharton | 62 | 2002 | 9999 | 2019 | 11.4267 | 227499 | 0.05647 | NEI 2019
Colorado Bend Energy Center | 56350_G_CT2A | 56350 | G | CT2A | 91264 | Combined Cycle | ERC_REST | Texas | Wharton | 69 | 2002 | 9999 | 2019 | 17.5362 | 401062 | 0.05402 | NEI 2019
Colorado Bend Energy Center | 56350_G_CT2B | 56350 | G | CT2B | 91265 | Combined Cycle | ERC_REST | Texas | Wharton | 63 | 2002 | 9999 | 2019 | 17.4009 | 356790 | 0.05402 | NEI 2019
Colorado Bend Energy Center | 56350_G_ST1 | 56350 | G | ST1 | 91260 | Combined Cycle | ERC_REST | Texas | Wharton | 101 | 2007 | 9999 |  |  |  | 0.05647 | NEI 2019
Colorado Bend Energy Center | 56350_G_ST2 | 56350 | G | ST2 | 91264 | Combined Cycle | ERC_REST | Texas | Wharton | 103 | 2008 | 9999 |  |  |  | 0.05402 | NEI 2019
Clearwater Power Plant | 56356_G_CT1 | 56356 | G | CT1 |  | Combined Cycle | WECC_SCE | California | Riverside | 21 | 2005 | 9999 | 2018 | 0.066355 | 11465 | 0.01185 | California Air Resources Board
Clearwater Power Plant | 56356_G_ST1 | 56356 | G | ST1 |  | Combined Cycle | WECC_SCE | California | Riverside | 7 | 2005 | 9999 | 2018 | 0.022118 | 3467 | 0.01185 | California Air Resources Board
Danville New Design Plant | 56363_G_GEN 1 | 56363 | G | GEN 1 |  | Combustion Turbine | PJM_Dom | Virginia | Danville City | 1.2 | 2005 | 9999 |  |  |  | 0.86775 | Default Emission Factor
Danville Kentuck Road Plant | 56364_G_GEN 1 | 56364 | G | GEN 1 |  | Combustion Turbine | PJM_Dom | Virginia | Pittsylvania | 1.2 | 2005 | 9999 |  |  |  | 0.86775 | Default Emission Factor
Electric Avenue Facility | 56367_G_1 | 56367 | G | 1 |  | Combustion Turbine | PJM_Dom | Virginia | Culpeper | 1.8 | 2004 | 9999 |  |  |  | 0.86775 | Default Emission Factor
Electric Avenue Facility | 56367_G_2 | 56367 | G | 2 |  | Combustion Turbine | PJM_Dom | Virginia | Culpeper | 1.8 | 2004 | 9999 |  |  |  | 0.86775 | Default Emission Factor
Electric Avenue Facility | 56367_G_3 | 56367 | G | 3 |  | Combustion Turbine | PJM_Dom | Virginia | Culpeper | 1.8 | 2004 | 9999 |  |  |  | 0.86775 | Default Emission Factor
Electric Avenue Facility | 56367_G_4 | 56367 | G | 4 |  | Combustion Turbine | PJM_Dom | Virginia | Culpeper | 1.5 | 1997 | 9999 |  |  |  | 0.86775 | Default Emission Factor
Water Treatment Plant Generators | 56368_G_WP1 | 56368 | G | WP1 |  | Combustion Turbine | PJM_Dom | Virginia | Prince William | 1.7 | 2007 | 9999 |  |  |  | 0.86775 | Default Emission Factor
Robert Mueller Energy Center | 56374_G_CT1 | 56374 | G | CT1 |  | Combustion Turbine | ERC_REST | Texas | Travis | 3.7 | 2006 | 9999 |  |  |  | 0.155 | Default Emission Factor
Robert Mueller Energy Center | 56374_G_DG1 | 56374 | G | DG1 |  | Combustion Turbine | ERC_REST | Texas | Travis | 1.5 | 2006 | 9999 |  |  |  | 0.86775 | Default Emission Factor
Hunlock Unit 4 | 56397_G_4 | 56397 | G | 4 | 2176 | Combustion Turbine | PJM_WMAC | Pennsylvania | Luzerne | 45.9 | 2000 | 9999 |  |  |  | 0.155 | Default Emission Factor
Stanton Energy Center | 564_G_B | 564 | G | B | 90549 | Combined Cycle | FRCC | Florida | Orange | 128 | 2010 | 9999 | 2019 | 39.5014 | 1639575 | 0.04819 | NEI 2019
Stanton Energy Center | 564_G_B1 | 564 | G | B1 | 90549 | Combined Cycle | FRCC | Florida | Orange | 167 | 2010 | 9999 |  |  |  | 0.04819 | NEI 2019
Treasure Coast Energy Center | 56400_G_CT1 | 56400 | G | CT1 | 89720 | Combined Cycle | FRCC | Florida | St Lucie | 158.8 | 2008 | 9999 | 2019 | 43.0834 | 1787745 | 0.0482 | NEI 2019
Treasure Coast Energy Center | 56400_G_ST1 | 56400 | G | ST1 | 89720 | Combined Cycle | FRCC | Florida | St Lucie | 159.2 | 2008 | 9999 |  |  |  | 0.0482 | NEI 2019
Noble Hill Landfill | 56404_G_NHLC | 56404 | G | NHLC |  | Landfill Gas | SPP_N | Missouri | Greene | 3 | 2006 | 9999 |  |  |  | 0.61247 | Default Emission Factor
West County Energy Center | 56407_G_1A | 56407 | G | 1A | 89726 | Combined Cycle | FRCC | Florida | Palm Beach | 257.6 | 2009 | 9999 | 2017 | 51.6866 | 3876456 | 0.04534 | NEI 2019
West County Energy Center | 56407_G_1B | 56407 | G | 1B | 89727 | Combined Cycle | FRCC | Florida | Palm Beach | 257.6 | 2009 | 9999 | 2019 | 53.107 | 1557251 | 0.04534 | NEI 2019
West County Energy Center | 56407_G_1C | 56407 | G | 1C | 89728 | Combined Cycle | FRCC | Florida | Palm Beach | 257.6 | 2009 | 9999 | 2017 | 53.7798 | 1368713 | 0.04534 | NEI 2019
West County Energy Center | 56407_G_1ST | 56407 | G | 1ST | 89726 | Combined Cycle | FRCC | Florida | Palm Beach | 486.2 | 2009 | 9999 |  |  |  | 0.04534 | NEI 2019
West County Energy Center | 56407_G_2A | 56407 | G | 2A | 89729 | Combined Cycle | FRCC | Florida | Palm Beach | 257.7 | 2009 | 9999 | 2019 | 48.4975 | 3905141 | 0.0427 | NEI 2019
West County Energy Center | 56407_G_2B | 56407 | G | 2B | 89730 | Combined Cycle | FRCC | Florida | Palm Beach | 257.7 | 2009 | 9999 | 2019 | 52.3171 | 1551938 | 0.0427 | NEI 2019
West County Energy Center | 56407_G_2C | 56407 | G | 2C | 89731 | Combined Cycle | FRCC | Florida | Palm Beach | 257.7 | 2009 | 9999 | 2017 | 48.1123 | 1518672 | 0.0427 | NEI 2019
West County Energy Center | 56407_G_2ST | 56407 | G | 2ST | 89729 | Combined Cycle | FRCC | Florida | Palm Beach | 485.9 | 2009 | 9999 |  |  |  | 0.0427 | NEI 2019
West County Energy Center | 56407_G_3A | 56407 | G | 3A | 90654 | Combined Cycle | FRCC | Florida | Palm Beach | 257.7 | 2011 | 9999 | 2019 | 51.7498 | 4165760 | 0.04343 | NEI 2019
West County Energy Center | 56407_G_3B | 56407 | G | 3B | 90655 | Combined Cycle | FRCC | Florida | Palm Beach | 257.7 | 2011 | 9999 | 2019 | 52.7282 | 1526379 | 0.04343 | NEI 2019
West County Energy Center | 56407_G_3C | 56407 | G | 3C | 90656 | Combined Cycle | FRCC | Florida | Palm Beach | 257.7 | 2011 | 9999 | 2019 | 55.756 | 1686541 | 0.04343 | NEI 2019
West County Energy Center | 56407_G_3ST | 56407 | G | 3ST | 90654 | Combined Cycle | FRCC | Florida | Palm Beach | 485.9 | 2011 | 9999 |  |  |  | 0.04343 | NEI 2019
Beecher Gas Recovery | 56419_G_B1 | 56419 | G | B1 |  | Landfill Gas | PJM_COMD | Illinois | Will | 1.1 | 2006 | 9999 |  |  |  | 0.61247 | Default Emission Factor
Beecher Gas Recovery | 56419_G_B2 | 56419 | G | B2 |  | Landfill Gas | PJM_COMD | Illinois | Will | 1.1 | 2006 | 9999 |  |  |  | 0.61247 | Default Emission Factor
Beecher Gas Recovery | 56419_G_B3 | 56419 | G | B3 |  | Landfill Gas | PJM_COMD | Illinois | Will | 1.1 | 2008 | 9999 |  |  |  | 0.61247 | Default Emission Factor
Renick Run Pumping Station 03-04 | 56420_G_0003 | 56420 | G | 0003 |  | Combustion Turbine | PJM_West | Ohio | Franklin | 1.1 | 2006 | 9999 |  |  |  | 0.86775 | Default Emission Factor
Renick Run Pumping Station 03-04 | 56420_G_0004 | 56420 | G | 0004 |  | Combustion Turbine | PJM_West | Ohio | Franklin | 1.1 | 2006 | 9999 |  |  |  | 0.86775 | Default Emission Factor
PS ST-8 Engine No 1 | 56421_G_0005 | 56421 | G | 0005 |  | Combustion Turbine | PJM_West | Ohio | Franklin | 1.8 | 2008 | 9999 |  |  |  | 0.86775 | Default Emission Factor
ST-1/1A Engine No 1 | 56422_G_0006 | 56422 | G | 0006 |  | Combustion Turbine | PJM_West | Ohio | Franklin | 1.1 | 2008 | 9999 |  |  |  | 0.86775 | Default Emission Factor
Dodge Park Engine No 1 | 56423_G_0007 | 56423 | G | 0007 |  | Combustion Turbine | PJM_West | Ohio | Franklin | 1.8 | 2008 | 9999 |  |  |  | 0.86775 | Default Emission Factor
Ameresco Chicopee Energy | 56426_G_Unit1 | 56426 | G | Unit1 |  | Landfill Gas | NENGREST | Massachusetts | Hampden | 1.9 | 2004 | 9999 | 2019 | 7.3346 | 10174.8701 | 1.4417 | NEI 2019
Ameresco Chicopee Energy | 56426_G_Unit2 | 56426 | G | Unit2 |  | Landfill Gas | NENGREST | Massachusetts | Hampden | 1.9 | 2004 | 9999 | 2019 | 6.9706 | 10174.8701 | 1.3702 | NEI 2019
Ameresco Chicopee Energy | 56426_G_Unit3 | 56426 | G | Unit3 |  | Landfill Gas | NENGREST | Massachusetts | Hampden | 1.9 | 2004 | 9999 | 2019 | 5.2598 | 10174.8701 | 1.0339 | NEI 2019
Ameresco Chicopee Energy | 56426_G_UNIT4 | 56426 | G | UNIT4 |  | Landfill Gas | NENGREST | Massachusetts | Hampden | 2 | 2010 | 9999 | 2019 | 8.2264 | 10710.3896 | 1.5361 | NEI 2019
Ameresco Janesville | 56427_G_Unit1 | 56427 | G | Unit1 |  | Landfill Gas | MIS_WUMS | Wisconsin | Rock | 1 | 2004 | 9999 |  |  |  | 0.49305 | NEI 2019
Ameresco Janesville | 56427_G_Unit2 | 56427 | G | Unit2 |  | Landfill Gas | MIS_WUMS | Wisconsin | Rock | 1 | 2004 | 9999 |  |  |  | 0.49305 | NEI 2019
Ameresco Janesville | 56427_G_Unit3 | 56427 | G | Unit3 |  | Landfill Gas | MIS_WUMS | Wisconsin | Rock | 1 | 2004 | 9999 | 2019 | 2.8298 | 11479 | 0.49305 | NEI 2019
Ameresco Santa Cruz Energy | 56428_G_Unit1 | 56428 | G | Unit1 |  | Landfill Gas | WEC_CALN | California | Santa Cruz | 1 | 2006 | 9999 | 2018 | 2.0583 | 6308.3333 | 0.65256 | California Air Resources Board
Ameresco Santa Cruz Energy | 56428_G_Unit2 | 56428 | G | Unit2 |  | Landfill Gas | WEC_CALN | California | Santa Cruz | 1 | 2006 | 9999 | 2018 | 2.0583 | 6308.3333 | 0.65256 | California Air Resources Board
Ameresco Santa Cruz Energy | 56428_G_Unit3 | 56428 | G | Unit3 |  | Landfill Gas | WEC_CALN | California | Santa Cruz | 1 | 2006 | 9999 | 2018 | 2.0583 | 6308.3333 | 0.65256 | California Air Resources Board
Ameresco Delaware South | 56429_G_1 | 56429 | G | 1 |  | Landfill Gas | PJM_EMAC | Delaware | Sussex | 1 | 2006 | 9999 | 2019 | 1.79 | 5771.2 | 0.62032 | NEI 2019
Ameresco Delaware South | 56429_G_2 | 56429 | G | 2 |  | Landfill Gas | PJM_EMAC | Delaware | Sussex | 1 | 2006 | 9999 | 2019 | 1.5 | 5771.2 | 0.51982 | NEI 2019
Ameresco Delaware South | 56429_G_3 | 56429 | G | 3 |  | Landfill Gas | PJM_EMAC | Delaware | Sussex | 1 | 2006 | 9999 | 2019 | 1.89 | 5771.2 | 0.65498 | NEI 2019
Ameresco Delaware South | 56429_G_4 | 56429 | G | 4 |  | Landfill Gas | PJM_EMAC | Delaware | Sussex | 1 | 2006 | 9999 | 2019 | 1.86 | 5771.2 | 0.64458 | NEI 2019
Ameresco Delaware South | 56429_G_5 | 56429 | G | 5 |  | Landfill Gas | PJM_EMAC | Delaware | Sussex | 1 | 2010 | 9999 | 2019 | 1.76 | 5771.2 | 0.60993 | NEI 2019
Ameresco Delaware Central | 56430_G_1C | 56430 | G | 1C |  | Landfill Gas | PJM_EMAC | Delaware | Kent | 1 | 2006 | 9999 | 2019 | 1.35 | 4544.2 | 0.59416 | NEI 2019
Ameresco Delaware Central | 56430_G_2C | 56430 | G | 2C |  | Landfill Gas | PJM_EMAC | Delaware | Kent | 1 | 2006 | 9999 | 2019 | 1.12 | 4544.2 | 0.49294 | NEI 2019
Ameresco Delaware Central | 56430_G_3C | 56430 | G | 3C |  | Landfill Gas | PJM_EMAC | Delaware | Kent | 1 | 2006 | 9999 | 2019 | 1.89 | 4544.2 | 0.83183 | NEI 2019
Ameresco Delaware Central | 56430_G_4C | 56430 | G | 4C |  | Landfill Gas | PJM_EMAC | Delaware | Kent | 1 | 2014 | 9999 | 2019 | 1.51 | 4544.2 | 0.66458 | NEI 2019
Ameresco Delaware Central | 56430_G_5C | 56430 | G | 5C |  | Landfill Gas | PJM_EMAC | Delaware | Kent | 1 | 2014 | 9999 | 2019 | 1.86 | 4544.2 | 0.81863 | NEI 2019
Spindle Hill Energy Center | 56445_G_GEN1 | 56445 | G | GEN1 | 89736 | Combustion Turbine | WECC_CO | Colorado | Weld | 135 | 2007 | 9999 | 2019 | 1.13 | 135092 | 0.01673 | NEI 2019
Spindle Hill Energy Center | 56445_G_GEN2 | 56445 | G | GEN2 | 89737 | Combustion Turbine | WECC_CO | Colorado | Weld | 135 | 2007 | 9999 | 2017 | 1.79 | 61093 | 0.0586 | NEI 2019
Hobbs Generating Station | 56458_G_CHW-T | 56458 | G | CHW-T |  | Combined Cycle | SPP_SPS | New Mexico | Lea | 4.3 | 2008 | 9999 |  |  |  | 0.02278 | NEI 2019
Hobbs Generating Station | 56458_G_GT1 | 56458 | G | GT1 | 89738 | Combined Cycle | SPP_SPS | New Mexico | Lea | 164.5 | 2008 | 9999 | 2019 | 29.7 | 978950 | 0.02278 | NEI 2019
Hobbs Generating Station | 56458_G_GT2 | 56458 | G | GT2 | 89739 | Combined Cycle | SPP_SPS | New Mexico | Lea | 164.9 | 2008 | 9999 | 2019 | 31.5 | 1031269 | 0.02278 | NEI 2019
Hobbs Generating Station | 56458_G_ST3 | 56458 | G | ST3 | 89738 | Combined Cycle | SPP_SPS | New Mexico | Lea | 251.3 | 2008 | 9999 |  |  |  | 0.02278 | NEI 2019
Dry Creek LFG to Energy Project | 56461_G_DC1 | 56461 | G | DC1 |  | Landfill Gas | WECC_PNW | Oregon | Jackson | 1.5 | 2007 | 9999 |  |  |  | 0.61247 | Default Emission Factor
Dry Creek LFG to Energy Project | 56461_G_DC2 | 56461 | G | DC2 |  | Landfill Gas | WECC_PNW | Oregon | Jackson | 1.5 | 2007 | 9999 |  |  |  | 0.61247 | Default Emission Factor
Geneva Generation Facility | 56462_G_GEN 1 | 56462 | G | GEN 1 |  | Combustion Turbine | PJM_COMD | Illinois | Kane | 5.4 | 2005 | 2045 | 2019 | 0.03645 | 828 | 0.08804 | NEI 2019
Geneva Generation Facility | 56462_G_GEN 2 | 56462 | G | GEN 2 |  | Combustion Turbine | PJM_COMD | Illinois | Kane | 5.4 | 2005 | 2045 | 2019 | 0.03725 | 828 | 0.08998 | NEI 2019
Geneva Generation Facility | 56462_G_GEN 3 | 56462 | G | GEN 3 |  | Combustion Turbine | PJM_COMD | Illinois | Kane | 5.4 | 2005 | 2045 | 2017 | 0.03577 | 699.8 | 0.10223 | NEI 2019
Geneva Generation Facility | 56462_G_GEN 4 | 56462 | G | GEN 4 |  | Combustion Turbine | PJM_COMD | Illinois | Kane | 5.4 | 2005 | 2045 | 2019 | 0.03725 | 828 | 0.08998 | NEI 2019
Geneva Generation Facility | 56462_G_GEN 5 | 56462 | G | GEN 5 |  | Combustion Turbine | PJM_COMD | Illinois | Kane | 5.4 | 2005 | 2045 | 2019 | 0.03626 | 828 | 0.08759 | NEI 2019
Oak Ridge LFGTE | 56463_G_1 | 56463 | G | 1 |  | Landfill Gas | MIS_INKY | Indiana | Cass | 0.8 | 2003 | 9999 |  |  |  | 0.61247 | Default Emission Factor
Oak Ridge LFGTE | 56463_G_2 | 56463 | G | 2 |  | Landfill Gas | MIS_INKY | Indiana | Cass | 0.8 | 2003 | 9999 |  |  |  | 0.61247 | Default Emission Factor
Oak Ridge LFGTE | 56463_G_3 | 56463 | G | 3 |  | Landfill Gas | MIS_INKY | Indiana | Cass | 0.8 | 2003 | 9999 |  |  |  | 0.61247 | Default Emission Factor
Oak Ridge LFGTE | 56463_G_4 | 56463 | G | 4 |  | Landfill Gas | MIS_INKY | Indiana | Cass | 0.8 | 2003 | 9999 |  |  |  | 0.61247 | Default Emission Factor
Jay County LFGTE | 56464_G_1 | 56464 | G | 1 |  | Landfill Gas | MIS_INKY | Indiana | Jay | 0.8 | 2005 | 9999 |  |  |  | 0.61247 | Default Emission Factor
Jay County LFGTE | 56464_G_2 | 56464 | G | 2 |  | Landfill Gas | MIS_INKY | Indiana | Jay | 0.8 | 2005 | 9999 |  |  |  | 0.61247 | Default Emission Factor
Jay County LFGTE | 56464_G_3 | 56464 | G | 3 |  | Landfill Gas | MIS_INKY | Indiana | Jay | 0.8 | 2005 | 9999 |  |  |  | 0.61247 | Default Emission Factor
Jay County LFGTE | 56464_G_4 | 56464 | G | 4 |  | Landfill Gas | MIS_INKY | Indiana | Jay | 0.8 | 2005 | 9999 |  |  |  | 0.61247 | Default Emission Factor
Liberty I & II LFGTE | 56465_G_1 | 56465 | G | 1 |  | Landfill Gas | MIS_INKY | Indiana | White | 0.8 | 2005 | 9999 |  |  |  | 0.61247 | Default Emission Factor
Liberty I & II LFGTE | 56465_G_1-II | 56465 | G | 1-II |  | Landfill Gas | MIS_INKY | Indiana | White | 0.8 | 2010 | 9999 |  |  |  | 0.61247 | Default Emission Factor
Liberty I & II LFGTE | 56465_G_1-III | 56465 | G | 1-III |  | Landfill Gas | MIS_INKY | Indiana | White | 1.6 | 2017 | 9999 |  |  |  | 0.61247 | Default Emission Factor
Liberty I & II LFGTE | 56465_G_2 | 56465 | G | 2 |  | Landfill Gas | MIS_INKY | Indiana | White | 0.8 | 2005 | 9999 |  |  |  | 0.61247 | Default Emission Factor
Liberty I & II LFGTE | 56465_G_2-II | 56465 | G | 2-II |  | Landfill Gas | MIS_INKY | Indiana | White | 0.8 | 2010 | 9999 |  |  |  | 0.61247 | Default Emission Factor
Liberty I & II LFGTE | 56465_G_2-III | 56465 | G | 2-III |  | Landfill Gas | MIS_INKY | Indiana | White | 1.6 | 2017 | 9999 |  |  |  | 0.61247 | Default Emission Factor
Liberty I & II LFGTE | 56465_G_3 | 56465 | G | 3 |  | Landfill Gas | MIS_INKY | Indiana | White | 0.8 | 2005 | 9999 |  |  |  | 0.61247 | Default Emission Factor
Liberty I & II LFGTE | 56465_G_3-II | 56465 | G | 3-II |  | Landfill Gas | MIS_INKY | Indiana | White | 0.8 | 2010 | 9999 |  |  |  | 0.61247 | Default Emission Factor
Liberty I & II LFGTE | 56465_G_3-III | 56465 | G | 3-III |  | Landfill Gas | MIS_INKY | Indiana | White | 1.6 | 2017 | 9999 |  |  |  | 0.61247 | Default Emission Factor
Liberty I & II LFGTE | 56465_G_4 | 56465 | G | 4 |  | Landfill Gas | MIS_INKY | Indiana | White | 0.8 | 2005 | 9999 |  |  |  | 0.61247 | Default Emission Factor
Liberty I & II LFGTE | 56465_G_4-II | 56465 | G | 4-II |  | Landfill Gas | MIS_INKY | Indiana | White | 0.8 | 2010 | 9999 |  |  |  | 0.61247 | Default Emission Factor
Liberty I & II LFGTE | 56465_G_4-III | 56465 | G | 4-III |  | Landfill Gas | MIS_INKY | Indiana | White | 1.6 | 2017 | 9999 |  |  |  | 0.61247 | Default Emission Factor
Russell City Energy Center | 56467_G_CTG1 | 56467 | G | CTG1 | 89932 | Combined Cycle | WEC_CALN | California | Alameda | 185 | 2013 | 9999 | 2017 | 1.8757 | 272123 | 0.00737 | NEI 2019
Russell City Energy Center | 56467_G_CTG2 | 56467 | G | CTG2 | 89933 | Combined Cycle | WEC_CALN | California | Alameda | 185 | 2013 | 9999 | 2019 | 1.3183 | 271079 | 0.00737 | NEI 2019
Russell City Energy Center | 56467_G_STG1 | 56467 | G | STG1 | 89932 | Combined Cycle | WEC_CALN | California | Alameda | 245 | 2013 | 9999 |  |  |  | 0.00737 | NEI 2019
McGrath Peaker | 56471_G_1 | 56471 | G | 1 | 90074 | Combustion Turbine | WECC_SCE | California | Ventura | 49 | 2012 | 9999 | 2018 | 1.2085 | 23962 | 0.10087 | California Air Resources Board
Grapeland Hybrid | 56472_G_1 | 56472 | G | 1 | 90070 | Combustion Turbine | WECC_SCE | California | San Bernardino | 46 | 2007 | 9999 |  |  |  | 0.155 | Default Emission Factor
Mira Loma Peaker | 56473_G_1 | 56473 | G | 1 | 90071 | Combustion Turbine | WECC_SCE | California | San Bernardino | 49 | 2007 | 9999 | 2018 | 1.3039 | 24008 | 0.10862 | California Air Resources Board
Barre Peaker | 56474_G_1 | 56474 | G | 1 | 90072 | Combustion Turbine | WECC_SCE | California | Orange | 49 | 2007 | 9999 | 2018 | 1.7363 | 33130 | 0.10482 | California Air Resources Board
Center Hybrid | 56475_G_1 | 56475 | G | 1 | 90073 | Combustion Turbine | WECC_SCE | California | Los Angeles | 47 | 2007 | 9999 |  |  |  | 0.155 | Default Emission Factor
Gateway Generating Station | 56476_G_A | 56476 | G | A | 89759 | Combined Cycle | WEC_CALN | California | Contra Costa | 177 | 2009 | 9999 | 2017 | 7.7005 | 1913381 | 0.01217 | NEI 2019
Gateway Generating Station | 56476_G_B | 56476 | G | B | 89760 | Combined Cycle | WEC_CALN | California | Contra Costa | 177 | 2009 | 9999 | 2017 | 9.2125 | 866417 | 0.01217 | NEI 2019
Gateway Generating Station | 56476_G_C | 56476 | G | C | 89759 | Combined Cycle | WEC_CALN | California | Contra Costa | 209.4 | 2009 | 9999 |  |  |  | 0.01217 | NEI 2019
MJMEUC Generating Station #1 | 56478_G_0001 | 56478 | G | 0001 |  | Combustion Turbine | MIS_MO | Missouri | Audrain | 11.3 | 2007 | 9999 |  |  |  | 0.155 | Default Emission Factor
Marshfield Utilities Gas Plant | 56480_G_M1 | 56480 | G | M1 | 89761 | Combustion Turbine | MIS_WUMS | Wisconsin | Wood | 53.3 | 2011 | 9999 |  |  |  | 0.155 | Default Emission Factor
Black Mountain Generating Station | 56482_G_1 | 56482 | G | 1 | 89755 | Combustion Turbine | WECC_AZ | Arizona | Mohave | 45 | 2008 | 9999 | 2019 | 0.84526 | 49004.5 | 0.0345 | NEI 2019
Black Mountain Generating Station | 56482_G_2 | 56482 | G | 2 | 89756 | Combustion Turbine | WECC_AZ | Arizona | Mohave | 45 | 2008 | 9999 | 2019 | 2.4847 | 49004.5 | 0.10141 | NEI 2019
Elkins Generating Center | 56489_G_A | 56489 | G | A |  | Combustion Turbine | SPP_WEST | Arkansas | Washington | 20 | 2010 | 9999 |  |  |  | 0.155 | Default Emission Factor
Elkins Generating Center | 56489_G_B | 56489 | G | B |  | Combustion Turbine | SPP_WEST | Arkansas | Washington | 20 | 2010 | 9999 |  |  |  | 0.155 | Default Emission Factor
Elkins Generating Center | 56489_G_C | 56489 | G | C |  | Combustion Turbine | SPP_WEST | Arkansas | Washington | 20 | 2013 | 9999 |  |  |  | 0.155 | Default Emission Factor
Phillips 66 Billings Refinery | 56496_G_3701 | 56496 | G | 3701 |  | Fossil Waste | WECC_MT | Montana | Yellowstone | 1.5 | 2007 | 9999 |  |  |  | 0.6381 | Default Emission Factor
Goodman Energy Center | 56497_G_1 | 56497 | G | 1 |  | Combustion Turbine | SPP_WEST | Kansas | Ellis | 8.2 | 2008 | 9999 | 2019 | 0.41395 | 8351.142 | 0.09914 | NEI 2019
Goodman Energy Center | 56497_G_10 | 56497 | G | 10 |  | Combustion Turbine | SPP_WEST | Kansas | Ellis | 9.2 | 2016 | 9999 |  |  |  | 0.86775 | Default Emission Factor
Goodman Energy Center | 56497_G_11 | 56497 | G | 11 |  | Combustion Turbine | SPP_WEST | Kansas | Ellis | 9.2 | 2016 | 9999 |  |  |  | 0.86775 | Default Emission Factor
Goodman Energy Center | 56497_G_12 | 56497 | G | 12 |  | Combustion Turbine | SPP_WEST | Kansas | Ellis | 9.2 | 2016 | 9999 |  |  |  | 0.86775 | Default Emission Factor
Goodman Energy Center | 56497_G_2 | 56497 | G | 2 |  | Combustion Turbine | SPP_WEST | Kansas | Ellis | 8.2 | 2008 | 9999 | 2019 | 0.38731 | 8351.142 | 0.09276 | NEI 2019
Goodman Energy Center | 56497_G_3 | 56497 | G | 3 |  | Combustion Turbine | SPP_WEST | Kansas | Ellis | 8.2 | 2008 | 9999 | 2019 | 0.38969 | 8351.142 | 0.09333 | NEI 2019
Goodman Energy Center | 56497_G_4 | 56497 | G | 4 |  | Combustion Turbine | SPP_WEST | Kansas | Ellis | 8.2 | 2008 | 9999 | 2019 | 0.34888 | 8351.142 | 0.08355 | NEI 2019
Goodman Energy Center | 56497_G_5 | 56497 | G | 5 |  | Combustion Turbine | SPP_WEST | Kansas | Ellis | 8.2 | 2008 | 9999 | 2019 | 0.28191 | 8351.142 | 0.06752 | NEI 2019
Goodman Energy Center | 56497_G_6 | 56497 | G | 6 |  | Combustion Turbine | SPP_WEST | Kansas | Ellis | 8.2 | 2008 | 9999 | 2019 | 0.2475 | 8351.142 | 0.05927 | NEI 2019
Goodman Energy Center | 56497_G_7 | 56497 | G | 7 |  | Combustion Turbine | SPP_WEST | Kansas | Ellis | 8.2 | 2008 | 9999 | 2019 | 0.27969 | 8351.142 | 0.06698 | NEI 2019
Goodman Energy Center | 56497_G_8 | 56497 | G | 8 |  | Combustion Turbine | SPP_WEST | Kansas | Ellis | 8.2 | 2008 | 9999 | 2019 | 0.30617 | 8351.142 | 0.07333 | NEI 2019
Goodman Energy Center | 56497_G_9 | 56497 | G | 9 |  | Combustion Turbine | SPP_WEST | Kansas | Ellis | 8.2 | 2008 | 9999 | 2019 | 0.43677 | 8351.142 | 0.1046 | NEI 2019
Torrington Terminal | 565_G_UN10 | 565 | G | UN10 | 370 | Combustion Turbine | NENG_CT | Connecticut | Litchfield | 17.4 | 1967 | 9999 |  |  |  | 0.155 | Default Emission Factor
Western 102 Power Plant | 56500_G_A101 | 56500 | G | A101 |  | Combustion Turbine | WECC_NNV | Nevada | Storey | 7.9 | 2005 | 9999 | 2019 | 5.822 | 22128.0714 | 0.52621 | NEI 2019
Western 102 Power Plant | 56500_G_B102 | 56500 | G | B102 |  | Combustion Turbine | WECC_NNV | Nevada | Storey | 7.9 | 2005 | 9999 |  |  |  | 0.86775 | Default Emission Factor
Western 102 Power Plant | 56500_G_B202 | 56500 | G | B202 |  | Combustion Turbine | WECC_NNV | Nevada | Storey | 7.9 | 2005 | 9999 |  |  |  | 0.86775 | Default Emission Factor
Western 102 Power Plant | 56500_G_C102 | 56500 | G | C102 |  | Combustion Turbine | WECC_NNV | Nevada | Storey | 7.9 | 2005 | 9999 |  |  |  | 0.86775 | Default Emission Factor
Western 102 Power Plant | 56500_G_C202 | 56500 | G | C202 |  | Combustion Turbine | WECC_NNV | Nevada | Storey | 7.9 | 2005 | 9999 |  |  |  | 0.86775 | Default Emission Factor
Western 102 Power Plant | 56500_G_D101 | 56500 | G | D101 |  | Combustion Turbine | WECC_NNV | Nevada | Storey | 7.9 | 2005 | 9999 |  |  |  | 0.86775 | Default Emission Factor
Western 102 Power Plant | 56500_G_E102 | 56500 | G | E102 |  | Combustion Turbine | WECC_NNV | Nevada | Storey | 7.9 | 2005 | 9999 |  |  |  | 0.86775 | Default Emission Factor
Western 102 Power Plant | 56500_G_E202 | 56500 | G | E202 |  | Combustion Turbine | WECC_NNV | Nevada | Storey | 7.9 | 2005 | 9999 |  |  |  | 0.86775 | Default Emission Factor
Western 102 Power Plant | 56500_G_F102 | 56500 | G | F102 |  | Combustion Turbine | WECC_NNV | Nevada | Storey | 7.9 | 2005 | 9999 |  |  |  | 0.86775 | Default Emission Factor
Western 102 Power Plant | 56500_G_F202 | 56500 | G | F202 |  | Combustion Turbine | WECC_NNV | Nevada | Storey | 7.9 | 2005 | 9999 |  |  |  | 0.86775 | Default Emission Factor
Western 102 Power Plant | 56500_G_G102 | 56500 | G | G102 |  | Combustion Turbine | WECC_NNV | Nevada | Storey | 7.9 | 2005 | 9999 |  |  |  | 0.86775 | Default Emission Factor
Western 102 Power Plant | 56500_G_G202 | 56500 | G | G202 |  | Combustion Turbine | WECC_NNV | Nevada | Storey | 7.9 | 2005 | 9999 |  |  |  | 0.86775 | Default Emission Factor
Western 102 Power Plant | 56500_G_H102 | 56500 | G | H102 |  | Combustion Turbine | WECC_NNV | Nevada | Storey | 7.9 | 2005 | 9999 |  |  |  | 0.86775 | Default Emission Factor
Western 102 Power Plant | 56500_G_H202 | 56500 | G | H202 |  | Combustion Turbine | WECC_NNV | Nevada | Storey | 7.9 | 2005 | 9999 |  |  |  | 0.86775 | Default Emission Factor
Emporia Energy Center | 56502_G_1 | 56502 | G | 1 | 89850 | Combustion Turbine | SPP_N | Kansas | Lyon | 45 | 2008 | 9999 | 2019 | 3.7638 | 48858.9241 | 0.15407 | NEI 2019
Emporia Energy Center | 56502_G_2 | 56502 | G | 2 | 89851 | Combustion Turbine | SPP_N | Kansas | Lyon | 44 | 2008 | 9999 | 2019 | 0.70745 | 47773.1703 | 0.02962 | NEI 2019
Emporia Energy Center | 56502_G_3 | 56502 | G | 3 | 89852 | Combustion Turbine | SPP_N | Kansas | Lyon | 43 | 2008 | 9999 | 2019 | 2.6656 | 46687.4164 | 0.11419 | NEI 2019
Emporia Energy Center | 56502_G_4 | 56502 | G | 4 | 89853 | Combustion Turbine | SPP_N | Kansas | Lyon | 44 | 2008 | 9999 | 2019 | 1.8768 | 47773.1703 | 0.07857 | NEI 2019
Emporia Energy Center | 56502_G_5 | 56502 | G | 5 | 89854 | Combustion Turbine | SPP_N | Kansas | Lyon | 158 | 2008 | 9999 | 2019 | 7.0944 | 171549.1115 | 0.08271 | NEI 2019
Emporia Energy Center | 56502_G_6 | 56502 | G | 6 | 89855 | Combustion Turbine | SPP_N | Kansas | Lyon | 155 | 2009 | 9999 | 2019 | 5.0519 | 168291.8498 | 0.06004 | NEI 2019
Emporia Energy Center | 56502_G_7 | 56502 | G | 7 | 89856 | Combustion Turbine | SPP_N | Kansas | Lyon | 157 | 2009 | 9999 | 2019 | 5.97 | 170463.3576 | 0.07004 | NEI 2019
Riley Generating Station | 56503_G_1 | 56503 | G | 1 |  | Combustion Turbine | MIS_LMI | Michigan | Ottawa | 2 | 2006 | 9999 |  |  |  | 0.86775 | Default Emission Factor
Riley Generating Station | 56503_G_2 | 56503 | G | 2 |  | Combustion Turbine | MIS_LMI | Michigan | Ottawa | 2 | 2006 | 9999 |  |  |  | 0.86775 | Default Emission Factor
Riley Generating Station | 56503_G_3 | 56503 | G | 3 |  | Combustion Turbine | MIS_LMI | Michigan | Ottawa | 2 | 2006 | 9999 |  |  |  | 0.86775 | Default Emission Factor
Riley Generating Station | 56503_G_4 | 56503 | G | 4 |  | Combustion Turbine | MIS_LMI | Michigan | Ottawa | 2 | 2006 | 9999 |  |  |  | 0.86775 | Default Emission Factor
Riley Generating Station | 56503_G_5 | 56503 | G | 5 |  | Combustion Turbine | MIS_LMI | Michigan | Ottawa | 2 | 2006 | 9999 |  |  |  | 0.86775 | Default Emission Factor
Municipal Power Plant | 56504_G_1 | 56504 | G | 1 |  | Combustion Turbine | MIS_LMI | Michigan | Ottawa | 1 | 2002 | 9999 |  |  |  | 0.86775 | Default Emission Factor
Municipal Power Plant | 56504_G_2 | 56504 | G | 2 |  | Combustion Turbine | MIS_LMI | Michigan | Ottawa | 1 | 2002 | 9999 |  |  |  | 0.86775 | Default Emission Factor
Jonesboro City Water & Light Plant | 56505_G_SN01 | 56505 | G | SN01 |  | Combustion Turbine | MIS_AR | Arkansas | Craighead | 20 | 1999 | 9999 | 2017 | 0.70646 | 5831.5254 | 0.24229 | NEI 2019
Jonesboro City Water & Light Plant | 56505_G_SN02 | 56505 | G | SN02 |  | Combustion Turbine | MIS_AR | Arkansas | Craighead | 19 | 1999 | 9999 | 2017 | 0.64715 | 5539.9492 | 0.23363 | NEI 2019
Jonesboro City Water & Light Plant | 56505_G_SN04 | 56505 | G | SN04 | 89827 | Combustion Turbine | MIS_AR | Arkansas | Craighead | 46 | 2000 | 9999 | 2017 | 1.7264 | 13412.5085 | 0.25743 | NEI 2019
Jonesboro City Water & Light Plant | 56505_G_SN06 | 56505 | G | SN06 | 89828 | Combustion Turbine | MIS_AR | Arkansas | Craighead | 46 | 2003 | 9999 | 2017 | 1.335 | 13412.5085 | 0.19906 | NEI 2019
Jonesboro City Water & Light Plant | 56505_G_SN07 | 56505 | G | SN07 | 89829 | Combustion Turbine | MIS_AR | Arkansas | Craighead | 46 | 2007 | 9999 |  |  |  | 0.155 | Default Emission Factor
Tesoro SLC Cogeneration Plant | 56509_G_1 | 56509 | G | 1 |  | Combustion Turbine | WECC_UT | Utah | Salt Lake | 11.6 | 2004 | 9999 |  |  |  | 0.155 | Default Emission Factor
Tesoro SLC Cogeneration Plant | 56509_G_2 | 56509 | G | 2 |  | Combustion Turbine | WECC_UT | Utah | Salt Lake | 11.6 | 2004 | 9999 |  |  |  | 0.155 | Default Emission Factor
Frey Farm Landfill | 56510_G_GEN2 | 56510 | G | GEN2 |  | Landfill Gas | PJM_EMAC | Pennsylvania | Lancaster | 1.6 | 2006 | 9999 |  |  |  | 0.61247 | Default Emission Factor
Pennsauken Landfill | 56511_G_GEN1 | 56511 | G | GEN1 |  | Landfill Gas | PJM_EMAC | New Jersey | Camden | 0.9 | 2004 | 9999 |  |  |  | 0.61247 | Default Emission Factor
Pennsauken Landfill | 56511_G_GEN2 | 56511 | G | GEN2 |  | Landfill Gas | PJM_EMAC | New Jersey | Camden | 0.9 | 2004 | 9999 |  |  |  | 0.61247 | Default Emission Factor
GLRA Landfill | 56512_G_GEN1 | 56512 | G | GEN1 |  | Landfill Gas | PJM_WMAC | Pennsylvania | Lebanon | 1.6 | 2007 | 9999 |  |  |  | 0.61247 | Default Emission Factor
GLRA Landfill | 56512_G_GEN2 | 56512 | G | GEN2 |  | Landfill Gas | PJM_WMAC | Pennsylvania | Lebanon | 1.6 | 2007 | 9999 |  |  |  | 0.61247 | Default Emission Factor
Whitemarsh Central Utility Plant | 56513_G_CGE | 56513 | G | CGE |  | Combustion Turbine | PJM_EMAC | Pennsylvania | Montgomery | 1.6 | 2007 | 9999 |  |  |  | 0.86775 | Default Emission Factor
Plains End II LLC | 56516_G_2G01 | 56516 | G | 2G01 |  | Combustion Turbine | WECC_CO | Colorado | Jefferson | 8.3 | 2008 | 9999 |  |  |  | 3.2673 | NEI 2019
Plains End II LLC | 56516_G_2G02 | 56516 | G | 2G02 |  | Combustion Turbine | WECC_CO | Colorado | Jefferson | 8.3 | 2008 | 9999 |  |  |  | 3.2673 | NEI 2019
Plains End II LLC | 56516_G_2G03 | 56516 | G | 2G03 |  | Combustion Turbine | WECC_CO | Colorado | Jefferson | 8.3 | 2008 | 9999 |  |  |  | 3.2673 | NEI 2019
Plains End II LLC | 56516_G_2G04 | 56516 | G | 2G04 |  | Combustion Turbine | WECC_CO | Colorado | Jefferson | 8.3 | 2008 | 9999 |  |  |  | 3.2673 | NEI 2019
Plains End II LLC | 56516_G_2G05 | 56516 | G | 2G05 |  | Combustion Turbine | WECC_CO | Colorado | Jefferson | 8.3 | 2008 | 9999 |  |  |  | 3.2673 | NEI 2019
Plains End II LLC | 56516_G_2G06 | 56516 | G | 2G06 |  | Combustion Turbine | WECC_CO | Colorado | Jefferson | 8.3 | 2008 | 9999 |  |  |  | 3.2673 | NEI 2019
Plains End II LLC | 56516_G_2G07 | 56516 | G | 2G07 |  | Combustion Turbine | WECC_CO | Colorado | Jefferson | 8.3 | 2008 | 9999 |  |  |  | 3.2673 | NEI 2019
Plains End II LLC | 56516_G_2G08 | 56516 | G | 2G08 |  | Combustion Turbine | WECC_CO | Colorado | Jefferson | 8.3 | 2008 | 9999 |  |  |  | 3.2673 | NEI 2019
Plains End II LLC | 56516_G_2G09 | 56516 | G | 2G09 |  | Combustion Turbine | WECC_CO | Colorado | Jefferson | 8.3 | 2008 | 9999 |  |  |  | 3.2673 | NEI 2019
Plains End II LLC | 56516_G_2G10 | 56516 | G | 2G10 |  | Combustion Turbine | WECC_CO | Colorado | Jefferson | 8.3 | 2008 | 9999 |  |  |  | 3.2673 | NEI 2019
Plains End II LLC | 56516_G_2G11 | 56516 | G | 2G11 |  | Combustion Turbine | WECC_CO | Colorado | Jefferson | 8.3 | 2008 | 9999 |  |  |  | 3.2673 | NEI 2019
Plains End II LLC | 56516_G_2G12 | 56516 | G | 2G12 |  | Combustion Turbine | WECC_CO | Colorado | Jefferson | 8.3 | 2008 | 9999 |  |  |  | 3.2673 | NEI 2019
Plains End II LLC | 56516_G_2G13 | 56516 | G | 2G13 |  | Combustion Turbine | WECC_CO | Colorado | Jefferson | 8.3 | 2008 | 9999 |  |  |  | 3.2673 | NEI 2019
Plains End II LLC | 56516_G_2G14 | 56516 | G | 2G14 |  | Combustion Turbine | WECC_CO | Colorado | Jefferson | 8.3 | 2008 | 9999 | 2017 | 15.76 | 9647 | 3.2673 | NEI 2019
West Diesel Generation Unit | 56517_G_East | 56517 | G | East |  | Combustion Turbine | MIS_MIDA | Iowa | Pocahontas | 1.9 | 2006 | 9999 |  |  |  | 0.86775 | Default Emission Factor
West Diesel Generation Unit | 56517_G_West | 56517 | G | West |  | Combustion Turbine | MIS_MIDA | Iowa | Pocahontas | 1.9 | 2006 | 9999 |  |  |  | 0.86775 | Default Emission Factor
South Energy Center | 56518_G_GT1 | 56518 | G | GT1 |  | Combustion Turbine | FRCC | Florida | Alachua | 4.3 | 2009 | 9999 |  |  |  | 0.155 | Default Emission Factor
South Energy Center | 56518_G_REG1 | 56518 | G | REG1 |  | Combustion Turbine | FRCC | Florida | Alachua | 7.4 | 2017 | 9999 |  |  |  | 0.86775 | Default Emission Factor
Salem Electric Department | 56519_G_1 | 56519 | G | 1 |  | Combustion Turbine | PJM_West | Virginia | Salem City | 1.3 | 2007 | 9999 |  |  |  | 0.86775 | Default Emission Factor
Deertrack Park Gas Recovery | 56520_G_GEN1 | 56520 | G | GEN1 |  | Landfill Gas | MIS_WUMS | Wisconsin | Jefferson | 0.8 | 2006 | 9999 |  |  |  | 0.61247 | Default Emission Factor
Deertrack Park Gas Recovery | 56520_G_GEN2 | 56520 | G | GEN2 |  | Landfill Gas | MIS_WUMS | Wisconsin | Jefferson | 0.8 | 2006 | 9999 |  |  |  | 0.61247 | Default Emission Factor
Deertrack Park Gas Recovery | 56520_G_GEN3 | 56520 | G | GEN3 |  | Landfill Gas | MIS_WUMS | Wisconsin | Jefferson | 0.8 | 2006 | 9999 |  |  |  | 0.61247 | Default Emission Factor
Deertrack Park Gas Recovery | 56520_G_GEN4 | 56520 | G | GEN4 |  | Landfill Gas | MIS_WUMS | Wisconsin | Jefferson | 0.8 | 2006 | 9999 |  |  |  | 0.61247 | Default Emission Factor
Deertrack Park Gas Recovery | 56520_G_GEN5 | 56520 | G | GEN5 |  | Landfill Gas | MIS_WUMS | Wisconsin | Jefferson | 0.8 | 2007 | 9999 |  |  |  | 0.61247 | Default Emission Factor
Deertrack Park Gas Recovery | 56520_G_GEN6 | 56520 | G | GEN6 |  | Landfill Gas | MIS_WUMS | Wisconsin | Jefferson | 0.8 | 2007 | 9999 |  |  |  | 0.61247 | Default Emission Factor
Deertrack Park Gas Recovery | 56520_G_GEN7 | 56520 | G | GEN7 |  | Landfill Gas | MIS_WUMS | Wisconsin | Jefferson | 0.8 | 2007 | 9999 |  |  |  | 0.61247 | Default Emission Factor
Deertrack Park Gas Recovery | 56520_G_GEN8 | 56520 | G | GEN8 |  | Landfill Gas | MIS_WUMS | Wisconsin | Jefferson | 0.8 | 2007 | 9999 |  |  |  | 0.61247 | Default Emission Factor
Lake Mills Gas Recovery | 56521_G_GEN1 | 56521 | G | GEN1 |  | Landfill Gas | MIS_IA | Iowa | Winnebago | 0.8 | 2006 | 9999 |  |  |  | 0.61247 | Default Emission Factor
Lake Mills Gas Recovery | 56521_G_GEN2 | 56521 | G | GEN2 |  | Landfill Gas | MIS_IA | Iowa | Winnebago | 0.8 | 2006 | 9999 |  |  |  | 0.61247 | Default Emission Factor
Lake Mills Gas Recovery | 56521_G_GEN3 | 56521 | G | GEN3 |  | Landfill Gas | MIS_IA | Iowa | Winnebago | 0.8 | 2006 | 9999 |  |  |  | 0.61247 | Default Emission Factor
Lake Mills Gas Recovery | 56521_G_GEN4 | 56521 | G | GEN4 |  | Landfill Gas | MIS_IA | Iowa | Winnebago | 0.8 | 2006 | 9999 |  |  |  | 0.61247 | Default Emission Factor
Lake Mills Gas Recovery | 56521_G_GEN5 | 56521 | G | GEN5 |  | Landfill Gas | MIS_IA | Iowa | Winnebago | 0.8 | 2006 | 9999 |  |  |  | 0.61247 | Default Emission Factor
Springhill Gas Recovery Plant | 56522_G_GEN1 | 56522 | G | GEN1 |  | Landfill Gas | S_SOU | Florida | Jackson | 0.8 | 2006 | 9999 | 2018 | 4.4 | 5881.8333 | 1.4961 | Florida State Emissions Inventory
Springhill Gas Recovery Plant | 56522_G_GEN2 | 56522 | G | GEN2 |  | Landfill Gas | S_SOU | Florida | Jackson | 0.8 | 2006 | 9999 | 2018 | 4.4 | 5881.8333 | 1.4961 | Florida State Emissions Inventory
Springhill Gas Recovery Plant | 56522_G_GEN3 | 56522 | G | GEN3 |  | Landfill Gas | S_SOU | Florida | Jackson | 0.8 | 2006 | 9999 | 2018 | 4.4 | 5881.8333 | 1.4961 | Florida State Emissions Inventory
Springhill Gas Recovery Plant | 56522_G_GEN4 | 56522 | G | GEN4 |  | Landfill Gas | S_SOU | Florida | Jackson | 0.8 | 2006 | 9999 | 2018 | 4.4 | 5881.8333 | 1.4961 | Florida State Emissions Inventory
Springhill Gas Recovery Plant | 56522_G_GEN5 | 56522 | G | GEN5 |  | Landfill Gas | S_SOU | Florida | Jackson | 0.8 | 2006 | 9999 | 2018 | 4.4 | 5881.8333 | 1.4961 | Florida State Emissions Inventory
Springhill Gas Recovery Plant | 56522_G_GEN6 | 56522 | G | GEN6 |  | Landfill Gas | S_SOU | Florida | Jackson | 0.8 | 2006 | 9999 | 2018 | 4.4 | 5881.8333 | 1.4961 | Florida State Emissions Inventory
Two Pine Landfill Gas Recovery | 56523_G_GEN1 | 56523 | G | GEN1 |  | Landfill Gas | MIS_AR | Arkansas | Pulaski | 0.8 | 2006 | 9999 | 2017 | 10.2379 | 33520 | 0.61086 | NEI 2019
Two Pine Landfill Gas Recovery | 56523_G_GEN2 | 56523 | G | GEN2 |  | Landfill Gas | MIS_AR | Arkansas | Pulaski | 0.8 | 2006 | 9999 |  |  |  | 0.61086 | NEI 2019
Two Pine Landfill Gas Recovery | 56523_G_GEN3 | 56523 | G | GEN3 |  | Landfill Gas | MIS_AR | Arkansas | Pulaski | 0.8 | 2006 | 9999 |  |  |  | 0.61086 | NEI 2019
Two Pine Landfill Gas Recovery | 56523_G_GEN4 | 56523 | G | GEN4 |  | Landfill Gas | MIS_AR | Arkansas | Pulaski | 0.8 | 2006 | 9999 |  |  |  | 0.61086 | NEI 2019
Two Pine Landfill Gas Recovery | 56523_G_GEN5 | 56523 | G | GEN5 |  | Landfill Gas | MIS_AR | Arkansas | Pulaski | 0.8 | 2006 | 9999 |  |  |  | 0.61086 | NEI 2019
Austin Gas Recovery | 56524_G_GEN1 | 56524 | G | GEN1 |  | Landfill Gas | ERC_REST | Texas | Travis | 1.6 | 2007 | 9999 |  |  |  | 0.61247 | Default Emission Factor
Austin Gas Recovery | 56524_G_GEN2 | 56524 | G | GEN2 |  | Landfill Gas | ERC_REST | Texas | Travis | 1.6 | 2007 | 9999 |  |  |  | 0.61247 | Default Emission Factor
Austin Gas Recovery | 56524_G_GEN3 | 56524 | G | GEN3 |  | Landfill Gas | ERC_REST | Texas | Travis | 1.6 | 2007 | 9999 |  |  |  | 0.61247 | Default Emission Factor
Timberline Trail Gas Recovery | 56525_G_GEN1 | 56525 | G | GEN1 |  | Landfill Gas | MIS_MNWI | Wisconsin | Rusk | 0.8 | 2006 | 9999 |  |  |  | 0.61247 | Default Emission Factor
Timberline Trail Gas Recovery | 56525_G_GEN2 | 56525 | G | GEN2 |  | Landfill Gas | MIS_MNWI | Wisconsin | Rusk | 0.8 | 2006 | 9999 |  |  |  | 0.61247 | Default Emission Factor
Timberline Trail Gas Recovery | 56525_G_GEN3 | 56525 | G | GEN3 |  | Landfill Gas | MIS_MNWI | Wisconsin | Rusk | 0.8 | 2006 | 9999 |  |  |  | 0.61247 | Default Emission Factor
Timberline Trail Gas Recovery | 56525_G_GEN4 | 56525 | G | GEN4 |  | Landfill Gas | MIS_MNWI | Wisconsin | Rusk | 0.8 | 2006 | 9999 |  |  |  | 0.61247 | Default Emission Factor
Timberline Trail Gas Recovery | 56525_G_GEN5 | 56525 | G | GEN5 |  | Landfill Gas | MIS_MNWI | Wisconsin | Rusk | 0.8 | 2007 | 9999 |  |  |  | 0.61247 | Default Emission Factor
Chaffee Gas Recovery | 56526_G_GEN1 | 56526 | G | GEN1 |  | Landfill Gas | NY_Z_A | New York | Erie | 0.8 | 2007 | 9999 |  |  |  | 0.61247 | Default Emission Factor
Chaffee Gas Recovery | 56526_G_GEN2 | 56526 | G | GEN2 |  | Landfill Gas | NY_Z_A | New York | Erie | 0.8 | 2007 | 9999 |  |  |  | 0.61247 | Default Emission Factor
Chaffee Gas Recovery | 56526_G_GEN3 | 56526 | G | GEN3 |  | Landfill Gas | NY_Z_A | New York | Erie | 0.8 | 2007 | 9999 |  |  |  | 0.61247 | Default Emission Factor
Chaffee Gas Recovery | 56526_G_GEN4 | 56526 | G | GEN4 |  | Landfill Gas | NY_Z_A | New York | Erie | 0.8 | 2007 | 9999 |  |  |  | 0.61247 | Default Emission Factor
Chaffee Gas Recovery | 56526_G_GEN5 | 56526 | G | GEN5 |  | Landfill Gas | NY_Z_A | New York | Erie | 0.8 | 2007 | 9999 |  |  |  | 0.61247 | Default Emission Factor
Chaffee Gas Recovery | 56526_G_GEN6 | 56526 | G | GEN6 |  | Landfill Gas | NY_Z_A | New York | Erie | 0.8 | 2007 | 9999 |  |  |  | 0.61247 | Default Emission Factor
Chaffee Gas Recovery | 56526_G_GEN7 | 56526 | G | GEN7 |  | Landfill Gas | NY_Z_A | New York | Erie | 0.8 | 2009 | 9999 |  |  |  | 0.61247 | Default Emission Factor
Chaffee Gas Recovery | 56526_G_GEN8 | 56526 | G | GEN8 |  | Landfill Gas | NY_Z_A | New York | Erie | 0.8 | 2009 | 9999 |  |  |  | 0.61247 | Default Emission Factor
Fitchburg Gas Recovery | 56527_G_GEN1 | 56527 | G | GEN1 |  | Landfill Gas | NENGREST | Massachusetts | Worcester | 1.6 | 2007 | 9999 | 2019 | 1.8928 | 12547 | 0.30171 | NEI 2019
Fitchburg Gas Recovery | 56527_G_GEN2 | 56527 | G | GEN2 |  | Landfill Gas | NENGREST | Massachusetts | Worcester | 1.6 | 2007 | 9999 | 2019 | 1.7472 | 12547 | 0.27851 | NEI 2019
Fitchburg Gas Recovery | 56527_G_GEN3 | 56527 | G | GEN3 |  | Landfill Gas | NENGREST | Massachusetts | Worcester | 1.6 | 2009 | 9999 | 2019 | 1.8746 | 12547 | 0.29881 | NEI 2019
Five Oaks Gas Recovery | 56529_G_GEN1 | 56529 | G | GEN1 |  | Landfill Gas | MIS_IL | Illinois | Christian | 0.8 | 2008 | 9999 |  |  |  | 0.61247 | Default Emission Factor
Five Oaks Gas Recovery | 56529_G_GEN2 | 56529 | G | GEN2 |  | Landfill Gas | MIS_IL | Illinois | Christian | 0.8 | 2008 | 9999 |  |  |  | 0.61247 | Default Emission Factor
Five Oaks Gas Recovery | 56529_G_GEN3 | 56529 | G | GEN3 |  | Landfill Gas | MIS_IL | Illinois | Christian | 0.8 | 2008 | 9999 |  |  |  | 0.61247 | Default Emission Factor
Five Oaks Gas Recovery | 56529_G_GEN4 | 56529 | G | GEN4 |  | Landfill Gas | MIS_IL | Illinois | Christian | 0.8 | 2008 | 9999 |  |  |  | 0.61247 | Default Emission Factor
DADS Gas Recovery | 56530_G_GEN1 | 56530 | G | GEN1 |  | Landfill Gas | WECC_CO | Colorado | Arapahoe | 0.8 | 2008 | 9999 |  |  |  | 0.61247 | Default Emission Factor
DADS Gas Recovery | 56530_G_GEN2 | 56530 | G | GEN2 |  | Landfill Gas | WECC_CO | Colorado | Arapahoe | 0.8 | 2008 | 9999 |  |  |  | 0.61247 | Default Emission Factor
DADS Gas Recovery | 56530_G_GEN3 | 56530 | G | GEN3 |  | Landfill Gas | WECC_CO | Colorado | Arapahoe | 0.8 | 2008 | 9999 |  |  |  | 0.61247 | Default Emission Factor
DADS Gas Recovery | 56530_G_GEN4 | 56530 | G | GEN4 |  | Landfill Gas | WECC_CO | Colorado | Arapahoe | 0.8 | 2008 | 9999 |  |  |  | 0.61247 | Default Emission Factor
Waste Management Bethel LFGTE | 56531_G_GEN1 | 56531 | G | GEN1 |  | Landfill Gas | PJM_Dom | Virginia | Hampton City | 0.8 | 2008 | 9999 | 2019 | 0.65377 | 36945 | 0.03539 | NEI 2019
Waste Management Bethel LFGTE | 56531_G_GEN2 | 56531 | G | GEN2 |  | Landfill Gas | PJM_Dom | Virginia | Hampton City | 0.8 | 2008 | 9999 |  |  |  | 0.03539 | NEI 2019
Waste Management Bethel LFGTE | 56531_G_GEN3 | 56531 | G | GEN3 |  | Landfill Gas | PJM_Dom | Virginia | Hampton City | 0.8 | 2008 | 9999 |  |  |  | 0.03539 | NEI 2019
Waste Management Bethel LFGTE | 56531_G_GEN4 | 56531 | G | GEN4 |  | Landfill Gas | PJM_Dom | Virginia | Hampton City | 0.8 | 2008 | 9999 |  |  |  | 0.03539 | NEI 2019
Waste Management Bethel LFGTE | 56531_G_GEN5 | 56531 | G | GEN5 |  | Landfill Gas | PJM_Dom | Virginia | Hampton City | 0.8 | 2008 | 9999 |  |  |  | 0.03539 | NEI 2019
Waste Management Bethel LFGTE | 56531_G_GEN6 | 56531 | G | GEN6 |  | Landfill Gas | PJM_Dom | Virginia | Hampton City | 0.8 | 2008 | 9999 |  |  |  | 0.03539 | NEI 2019
Colusa Generating Station | 56532_G_A | 56532 | G | A | 90561 | Combined Cycle | WEC_CALN | California | Colusa | 167 | 2010 | 9999 | 2017 | 11.16 | 1782282 | 0.01841 | NEI 2019
Colusa Generating Station | 56532_G_B | 56532 | G | B | 90562 | Combined Cycle | WEC_CALN | California | Colusa | 167 | 2010 | 9999 | 2017 | 11.76 | 708343 | 0.01841 | NEI 2019
Colusa Generating Station | 56532_G_C | 56532 | G | C | 90561 | Combined Cycle | WEC_CALN | California | Colusa | 306 | 2010 | 9999 |  |  |  | 0.01841 | NEI 2019
Seneca City of | 56545_G_PPG1 | 56545 | G | PPG1 |  | Combustion Turbine | S_VACA | South Carolina | Oconee | 1.8 | 2004 | 9999 |  |  |  | 0.86775 | Default Emission Factor
Seneca City of | 56545_G_PPG2 | 56545 | G | PPG2 |  | Combustion Turbine | S_VACA | South Carolina | Oconee | 1.8 | 2004 | 9999 |  |  |  | 0.86775 | Default Emission Factor
Seneca City of | 56545_G_PPG3 | 56545 | G | PPG3 |  | Combustion Turbine | S_VACA | South Carolina | Oconee | 1.8 | 2004 | 9999 |  |  |  | 0.86775 | Default Emission Factor
Seneca City of | 56545_G_WPG1 | 56545 | G | WPG1 |  | Combustion Turbine | S_VACA | South Carolina | Oconee | 1.8 | 2004 | 9999 |  |  |  | 0.86775 | Default Emission Factor
Seneca City of | 56545_G_WPG2 | 56545 | G | WPG2 |  | Combustion Turbine | S_VACA | South Carolina | Oconee | 1.8 | 2004 | 9999 |  |  |  | 0.86775 | Default Emission Factor
Cornelius Delivery No 1 | 56546_G_1 | 56546 | G | 1 |  | Combustion Turbine | S_VACA | North Carolina | Mecklenburg | 2 | 2007 | 9999 |  |  |  | 0.86775 | Default Emission Factor
Bostic Delivery No 2 | 56547_G_1 | 56547 | G | 1 |  | Combustion Turbine | S_VACA | North Carolina | Rutherford | 1 | 2007 | 9999 |  |  |  | 0.86775 | Default Emission Factor
Drexel Operations Center | 56548_G_1 | 56548 | G | 1 |  | Combustion Turbine | S_VACA | North Carolina | Burke | 2 | 2007 | 9999 |  |  |  | 0.86775 | Default Emission Factor
Granite Falls Walmart | 56549_G_1 | 56549 | G | 1 |  | Combustion Turbine | S_VACA | North Carolina | Caldwell | 2 | 2007 | 9999 |  |  |  | 0.86775 | Default Emission Factor
Huntersville Delivery No 2 | 56550_G_1 | 56550 | G | 1 |  | Combustion Turbine | S_VACA | North Carolina | Mecklenburg | 2 | 2007 | 9999 |  |  |  | 0.86775 | Default Emission Factor
Landis Delivery No 2 | 56551_G_1 | 56551 | G | 1 |  | Combustion Turbine | S_VACA | North Carolina | Rowan | 2 | 2007 | 9999 |  |  |  | 0.86775 | Default Emission Factor
Statesville Delivery No 3 | 56552_G_1 | 56552 | G | 1 |  | Combustion Turbine | S_VACA | North Carolina | Iredell | 2 | 2007 | 9999 |  |  |  | 0.86775 | Default Emission Factor
Catawba River Pollution Control | 56553_G_1234 | 56553 | G | 1234 |  | Combustion Turbine | S_VACA | North Carolina | Burke | 1.1 | 2009 | 9999 |  |  |  | 0.86775 | Default Emission Factor
Salt Lake Energy Systems | 56554_G_Unit1 | 56554 | G | Unit1 |  | Landfill Gas | WECC_UT | Utah | Salt Lake | 0.8 | 2006 | 9999 |  |  |  | 0.61247 | Default Emission Factor
Salt Lake Energy Systems | 56554_G_Unit2 | 56554 | G | Unit2 |  | Landfill Gas | WECC_UT | Utah | Salt Lake | 0.8 | 2006 | 9999 |  |  |  | 0.61247 | Default Emission Factor
Salt Lake Energy Systems | 56554_G_Unit3 | 56554 | G | Unit3 |  | Landfill Gas | WECC_UT | Utah | Salt Lake | 1.5 | 2006 | 9999 |  |  |  | 0.61247 | Default Emission Factor
PPS Power Plant No 1 | 56556_G_1 | 56556 | G | 1 | 90590 | Combustion Turbine | S_C_KY | Kentucky | McCracken | 55 | 2010 | 9999 |  |  |  | 0.25512 | NEI 2019
PPS Power Plant No 1 | 56556_G_2 | 56556 | G | 2 | 90592 | Combustion Turbine | S_C_KY | Kentucky | McCracken | 55 | 2010 | 9999 | 2017 | 4.6787 | 36679 | 0.25512 | NEI 2019
J Lamar Stall Unit | 56565_G_6A | 56565 | G | 6A | 90566 | Combined Cycle | SPP_WEST | Louisiana | Caddo | 160 | 2010 | 9999 | 2019 | 43.7 | 790083 | 0.06879 | NEI 2019
J Lamar Stall Unit | 56565_G_6B | 56565 | G | 6B | 90567 | Combined Cycle | SPP_WEST | Louisiana | Caddo | 160 | 2010 | 9999 | 2019 | 43.3 | 781624 | 0.06879 | NEI 2019
J Lamar Stall Unit | 56565_G_6STG | 56565 | G | 6STG | 90566 | Combined Cycle | SPP_WEST | Louisiana | Caddo | 187 | 2010 | 9999 |  |  |  | 0.06879 | NEI 2019
Niland Gas Turbine Plant | 56569_G_1 | 56569 | G | 1 | 90279 | Combustion Turbine | WECC_IID | California | Imperial | 47.5 | 2008 | 9999 | 2019 | 0.60836 | 42703 | 0.02849 | NEI 2019
Niland Gas Turbine Plant | 56569_G_2 | 56569 | G | 2 | 90280 | Combustion Turbine | WECC_IID | California | Imperial | 47.5 | 2008 | 9999 | 2017 | 0.30413 | 36962 | 0.01646 | NEI 2019
Eastern Landfill Gas LLC | 56571_G_1 | 56571 | G | 1 |  | Landfill Gas | PJM_SMAC | Maryland | Baltimore | 1.3 | 2006 | 9999 |  |  |  | 0.61247 | Default Emission Factor
Eastern Landfill Gas LLC | 56571_G_2 | 56571 | G | 2 |  | Landfill Gas | PJM_SMAC | Maryland | Baltimore | 1.3 | 2006 | 9999 |  |  |  | 0.61247 | Default Emission Factor
Eastern Landfill Gas LLC | 56571_G_3 | 56571 | G | 3 |  | Landfill Gas | PJM_SMAC | Maryland | Baltimore | 1.3 | 2006 | 9999 |  |  |  | 0.61247 | Default Emission Factor
Elm Street Substation Generators | 56597_G_EP01 | 56597 | G | EP01 |  | Combustion Turbine | MIS_MO | Missouri | St Francois | 1.3 | 2002 | 9999 |  |  |  | 0.86775 | Default Emission Factor
Elm Street Substation Generators | 56597_G_EP02 | 56597 | G | EP02 |  | Combustion Turbine | MIS_MO | Missouri | St Francois | 1.3 | 2002 | 9999 |  |  |  | 0.86775 | Default Emission Factor
Elm Street Substation Generators | 56597_G_EP03 | 56597 | G | EP03 |  | Combustion Turbine | MIS_MO | Missouri | St Francois | 1.3 | 2002 | 9999 |  |  |  | 0.86775 | Default Emission Factor
Walton Street Substation | 56598_G_EP07 | 56598 | G | EP07 |  | Combustion Turbine | MIS_MO | Missouri | St Francois | 1.3 | 2003 | 9999 |  |  |  | 0.86775 | Default Emission Factor
Overall Road Station | 56600_G_EP11 | 56600 | G | EP11 |  | Combustion Turbine | MIS_MO | Missouri | St Francois | 1.3 | 2003 | 9999 |  |  |  | 0.86775 | Default Emission Factor
Overall Road Station | 56600_G_EP12 | 56600 | G | EP12 |  | Combustion Turbine | MIS_MO | Missouri | St Francois | 1.3 | 2003 | 9999 |  |  |  | 0.86775 | Default Emission Factor
Overall Road Station | 56600_G_EP13 | 56600 | G | EP13 |  | Combustion Turbine | MIS_MO | Missouri | St Francois | 1.3 | 2003 | 9999 |  |  |  | 0.86775 | Default Emission Factor
Overall Road Station | 56600_G_EP14 | 56600 | G | EP14 |  | Combustion Turbine | MIS_MO | Missouri | St Francois | 1.3 | 2003 | 9999 |  |  |  | 0.86775 | Default Emission Factor
San Jacinto County Peaking Facility | 56603_G_SJC1 | 56603 | G | SJC1 | 91257 | Combustion Turbine | MIS_WOTA | Texas | San Jacinto | 73 | 2001 | 9999 | 2019 | 4.5875 | 77771.5 | 0.11797 | NEI 2019
San Jacinto County Peaking Facility | 56603_G_SJC2 | 56603 | G | SJC2 | 91258 | Combustion Turbine | MIS_WOTA | Texas | San Jacinto | 73 | 2001 | 9999 | 2019 | 8.3 | 77771.5 | 0.21345 | NEI 2019
Hardin County Peaking Facility | 56604_G_HC1 | 56604 | G | HC1 | 91256 | Combustion Turbine | MIS_WOTA | Texas | Hardin | 73 | 2001 | 9999 | 2019 | 1.845 | 19420.5 | 0.19001 | NEI 2019
Hardin County Peaking Facility | 56604_G_HC2 | 56604 | G | HC2 | 91259 | Combustion Turbine | MIS_WOTA | Texas | Hardin | 73 | 2001 | 9999 | 2019 | 1.433 | 19420.5 | 0.14758 | NEI 2019
Culbertson Generation Station | 56606_G_01 | 56606 | G | 01 | 90550 | Combustion Turbine | SPP_WAUE | Montana | Roosevelt | 90.8 | 2010 | 9999 | 2019 | 8.325 | 116337 | 0.14312 | NEI 2019
Deer Creek Station | 56610_G_01 | 56610 | G | 01 | 90691 | Combined Cycle | SPP_WAUE | South Dakota | Brookings | 150 | 2012 | 9999 | 2017 | 3.64 | 556424 | 0.01308 | NEI 2019
Deer Creek Station | 56610_G_02 | 56610 | G | 02 | 90691 | Combined Cycle | SPP_WAUE | South Dakota | Brookings | 140 | 2012 | 9999 |  |  |  | 0.01308 | NEI 2019
Waterbury Generation | 56629_G_10 | 56629 | G | 10 | 90207 | Combustion Turbine | NENG_CT | Connecticut | New Haven | 95 | 2009 | 9999 | 2019 | 1.1908 | 11393 | 0.20904 | NEI 2019
Midway Peaking LLC | 56639_G_1 | 56639 | G | 1 | 90382 | Combustion Turbine | WEC_CALN | California | Fresno | 55.6 | 2009 | 9999 |  |  |  | 0.155 | Default Emission Factor
Midway Peaking LLC | 56639_G_2 | 56639 | G | 2 | 90383 | Combustion Turbine | WEC_CALN | California | Fresno | 55.6 | 2009 | 9999 |  |  |  | 0.155 | Default Emission Factor
NIH Cogeneration Facility | 56668_G_CGT | 56668 | G | CGT |  | Combustion Turbine | PJM_SMAC | Maryland | Montgomery | 27.6 | 2018 | 9999 |  |  |  | 0.155 | Default Emission Factor
Winchester Power Park | 56674_G_CGT1 | 56674 | G | CGT1 | 90317 | Combustion Turbine | ERC_REST | Texas | Fayette | 44 | 2010 | 9999 | 2019 | 0.3757 | 11530.75 | 0.06517 | NEI 2019
Winchester Power Park | 56674_G_CGT2 | 56674 | G | CGT2 | 90318 | Combustion Turbine | ERC_REST | Texas | Fayette | 44 | 2010 | 9999 | 2019 | 0.5013 | 11530.75 | 0.08695 | NEI 2019
Winchester Power Park | 56674_G_CGT3 | 56674 | G | CGT3 | 90319 | Combustion Turbine | ERC_REST | Texas | Fayette | 44 | 2010 | 9999 | 2019 | 0.3388 | 11530.75 | 0.05877 | NEI 2019
Winchester Power Park | 56674_G_CGT4 | 56674 | G | CGT4 | 90320 | Combustion Turbine | ERC_REST | Texas | Fayette | 44 | 2010 | 9999 | 2019 | 0.3414 | 11530.75 | 0.05922 | NEI 2019
Wicomico | 56680_G_1 | 56680 | G | 1 |  | Landfill Gas | PJM_EMAC | Maryland | Wicomico | 0.3 | 2007 | 9999 | 2019 | 1.1096 | 5190 | 0.42759 | NEI 2019
Wicomico | 56680_G_10 | 56680 | G | 10 |  | Landfill Gas | PJM_EMAC | Maryland | Wicomico | 0.3 | 2007 | 9999 |  |  |  | 0.42759 | NEI 2019
Wicomico | 56680_G_11 | 56680 | G | 11 |  | Landfill Gas | PJM_EMAC | Maryland | Wicomico | 0.3 | 2007 | 9999 |  |  |  | 0.42759 | NEI 2019
Wicomico | 56680_G_12 | 56680 | G | 12 |  | Landfill Gas | PJM_EMAC | Maryland | Wicomico | 0.3 | 2007 | 9999 |  |  |  | 0.42759 | NEI 2019
Wicomico | 56680_G_13 | 56680 | G | 13 |  | Landfill Gas | PJM_EMAC | Maryland | Wicomico | 0.3 | 2007 | 9999 | 2019 | 1.1096 | 5190 | 0.42759 | NEI 2019
Wicomico | 56680_G_14 | 56680 | G | 14 |  | Landfill Gas | PJM_EMAC | Maryland | Wicomico | 0.3 | 2007 | 9999 |  |  |  | 0.42759 | NEI 2019
Wicomico | 56680_G_15 | 56680 | G | 15 |  | Landfill Gas | PJM_EMAC | Maryland | Wicomico | 0.3 | 2007 | 9999 |  |  |  | 0.42759 | NEI 2019
Wicomico | 56680_G_16 | 56680 | G | 16 |  | Landfill Gas | PJM_EMAC | Maryland | Wicomico | 0.3 | 2007 | 9999 |  |  |  | 0.42759 | NEI 2019
Wicomico | 56680_G_17 | 56680 | G | 17 |  | Landfill Gas | PJM_EMAC | Maryland | Wicomico | 0.3 | 2007 | 9999 |  |  |  | 0.42759 | NEI 2019
Wicomico | 56680_G_18 | 56680 | G | 18 |  | Landfill Gas | PJM_EMAC | Maryland | Wicomico | 0.3 | 2007 | 9999 |  |  |  | 0.42759 | NEI 2019
Wicomico | 56680_G_2 | 56680 | G | 2 |  | Landfill Gas | PJM_EMAC | Maryland | Wicomico | 0.3 | 2007 | 9999 |  |  |  | 0.42759 | NEI 2019
Wicomico | 56680_G_3 | 56680 | G | 3 |  | Landfill Gas | PJM_EMAC | Maryland | Wicomico | 0.3 | 2007 | 9999 |  |  |  | 0.42759 | NEI 2019
Wicomico | 56680_G_4 | 56680 | G | 4 |  | Landfill Gas | PJM_EMAC | Maryland | Wicomico | 0.3 | 2007 | 9999 |  |  |  | 0.42759 | NEI 2019
Wicomico | 56680_G_5 | 56680 | G | 5 |  | Landfill Gas | PJM_EMAC | Maryland | Wicomico | 0.3 | 2007 | 9999 |  |  |  | 0.42759 | NEI 2019
Wicomico | 56680_G_6 | 56680 | G | 6 |  | Landfill Gas | PJM_EMAC | Maryland | Wicomico | 0.3 | 2007 | 9999 |  |  |  | 0.42759 | NEI 2019
Wicomico | 56680_G_7 | 56680 | G | 7 |  | Landfill Gas | PJM_EMAC | Maryland | Wicomico | 0.3 | 2007 | 9999 | 2019 | 1.1096 | 5190 | 0.42759 | NEI 2019
Wicomico | 56680_G_8 | 56680 | G | 8 |  | Landfill Gas | PJM_EMAC | Maryland | Wicomico | 0.3 | 2007 | 9999 |  |  |  | 0.42759 | NEI 2019
Wicomico | 56680_G_9 | 56680 | G | 9 |  | Landfill Gas | PJM_EMAC | Maryland | Wicomico | 0.3 | 2007 | 9999 |  |  |  | 0.42759 | NEI 2019
Amelia | 56681_G_1 | 56681 | G | 1 |  | Landfill Gas | PJM_Dom | Virginia | Amelia | 0.3 | 2001 | 9999 | 2019 | 25.6718 | 45875 | 1.1192 | NEI 2019
Amelia | 56681_G_10 | 56681 | G | 10 |  | Landfill Gas | PJM_Dom | Virginia | Amelia | 0.3 | 2001 | 9999 |  |  |  | 1.1192 | NEI 2019
Amelia | 56681_G_11 | 56681 | G | 11 |  | Landfill Gas | PJM_Dom | Virginia | Amelia | 0.3 | 2001 | 9999 |  |  |  | 1.1192 | NEI 2019
Amelia | 56681_G_12 | 56681 | G | 12 |  | Landfill Gas | PJM_Dom | Virginia | Amelia | 0.3 | 2001 | 9999 |  |  |  | 1.1192 | NEI 2019
Amelia | 56681_G_13 | 56681 | G | 13 |  | Landfill Gas | PJM_Dom | Virginia | Amelia | 0.3 | 2001 | 9999 |  |  |  | 1.1192 | NEI 2019
Amelia | 56681_G_14 | 56681 | G | 14 |  | Landfill Gas | PJM_Dom | Virginia | Amelia | 0.3 | 2001 | 9999 |  |  |  | 1.1192 | NEI 2019
Amelia | 56681_G_15 | 56681 | G | 15 |  | Landfill Gas | PJM_Dom | Virginia | Amelia | 0.3 | 2001 | 9999 |  |  |  | 1.1192 | NEI 2019
Amelia | 56681_G_16 | 56681 | G | 16 |  | Landfill Gas | PJM_Dom | Virginia | Amelia | 0.3 | 2001 | 9999 |  |  |  | 1.1192 | NEI 2019
Amelia | 56681_G_17 | 56681 | G | 17 |  | Landfill Gas | PJM_Dom | Virginia | Amelia | 0.3 | 2001 | 9999 |  |  |  | 1.1192 | NEI 2019
Amelia | 56681_G_18 | 56681 | G | 18 |  | Landfill Gas | PJM_Dom | Virginia | Amelia | 0.3 | 2001 | 9999 |  |  |  | 1.1192 | NEI 2019
Amelia | 56681_G_19 | 56681 | G | 19 |  | Landfill Gas | PJM_Dom | Virginia | Amelia | 0.3 | 2001 | 9999 |  |  |  | 1.1192 | NEI 2019
Amelia | 56681_G_2 | 56681 | G | 2 |  | Landfill Gas | PJM_Dom | Virginia | Amelia | 0.3 | 2001 | 9999 |  |  |  | 1.1192 | NEI 2019
Amelia | 56681_G_20 | 56681 | G | 20 |  | Landfill Gas | PJM_Dom | Virginia | Amelia | 0.3 | 2001 | 9999 |  |  |  | 1.1192 | NEI 2019
Amelia | 56681_G_21 | 56681 | G | 21 |  | Landfill Gas | PJM_Dom | Virginia | Amelia | 0.3 | 2001 | 9999 |  |  |  | 1.1192 | NEI 2019
Amelia | 56681_G_22 | 56681 | G | 22 |  | Landfill Gas | PJM_Dom | Virginia | Amelia | 0.3 | 2001 | 9999 |  |  |  | 1.1192 | NEI 2019
Amelia | 56681_G_23 | 56681 | G | 23 |  | Landfill Gas | PJM_Dom | Virginia | Amelia | 0.3 | 2001 | 9999 |  |  |  | 1.1192 | NEI 2019
Amelia | 56681_G_24 | 56681 | G | 24 |  | Landfill Gas | PJM_Dom | Virginia | Amelia | 0.3 | 2001 | 9999 |  |  |  | 1.1192 | NEI 2019
Amelia | 56681_G_25 | 56681 | G | 25 |  | Landfill Gas | PJM_Dom | Virginia | Amelia | 0.3 | 2001 | 9999 |  |  |  | 1.1192 | NEI 2019
Amelia | 56681_G_26 | 56681 | G | 26 |  | Landfill Gas | PJM_Dom | Virginia | Amelia | 0.3 | 2001 | 9999 |  |  |  | 1.1192 | NEI 2019
Amelia | 56681_G_27 | 56681 | G | 27 |  | Landfill Gas | PJM_Dom | Virginia | Amelia | 0.3 | 2001 | 9999 |  |  |  | 1.1192 | NEI 2019
Amelia | 56681_G_28 | 56681 | G | 28 |  | Landfill Gas | PJM_Dom | Virginia | Amelia | 0.3 | 2001 | 9999 |  |  |  | 1.1192 | NEI 2019
Amelia | 56681_G_29 | 56681 | G | 29 |  | Landfill Gas | PJM_Dom | Virginia | Amelia | 0.3 | 2001 | 9999 |  |  |  | 1.1192 | NEI 2019
Amelia | 56681_G_3 | 56681 | G | 3 |  | Landfill Gas | PJM_Dom | Virginia | Amelia | 0.3 | 2001 | 9999 |  |  |  | 1.1192 | NEI 2019
Amelia | 56681_G_30 | 56681 | G | 30 |  | Landfill Gas | PJM_Dom | Virginia | Amelia | 0.3 | 2001 | 9999 |  |  |  | 1.1192 | NEI 2019
Amelia | 56681_G_31 | 56681 | G | 31 |  | Landfill Gas | PJM_Dom | Virginia | Amelia | 0.3 | 2001 | 9999 |  |  |  | 1.1192 | NEI 2019
Amelia | 56681_G_32 | 56681 | G | 32 |  | Landfill Gas | PJM_Dom | Virginia | Amelia | 0.3 | 2001 | 9999 |  |  |  | 1.1192 | NEI 2019
Amelia | 56681_G_33 | 56681 | G | 33 |  | Landfill Gas | PJM_Dom | Virginia | Amelia | 0.3 | 2001 | 9999 |  |  |  | 1.1192 | NEI 2019
Amelia | 56681_G_34 | 56681 | G | 34 |  | Landfill Gas | PJM_Dom | Virginia | Amelia | 0.3 | 2001 | 9999 |  |  |  | 1.1192 | NEI 2019
Amelia | 56681_G_35 | 56681 | G | 35 |  | Landfill Gas | PJM_Dom | Virginia | Amelia | 0.3 | 2001 | 9999 |  |  |  | 1.1192 | NEI 2019
Amelia | 56681_G_36 | 56681 | G | 36 |  | Landfill Gas | PJM_Dom | Virginia | Amelia | 0.3 | 2001 | 9999 |  |  |  | 1.1192 | NEI 2019
Amelia | 56681_G_37 | 56681 | G | 37 |  | Landfill Gas | PJM_Dom | Virginia | Amelia | 0.3 | 2001 | 9999 |  |  |  | 1.1192 | NEI 2019
Amelia | 56681_G_38 | 56681 | G | 38 |  | Landfill Gas | PJM_Dom | Virginia | Amelia | 0.3 | 2001 | 9999 |  |  |  | 1.1192 | NEI 2019
Amelia | 56681_G_39 | 56681 | G | 39 |  | Landfill Gas | PJM_Dom | Virginia | Amelia | 0.3 | 2001 | 9999 |  |  |  | 1.1192 | NEI 2019
Amelia | 56681_G_4 | 56681 | G | 4 |  | Landfill Gas | PJM_Dom | Virginia | Amelia | 0.3 | 2001 | 9999 |  |  |  | 1.1192 | NEI 2019
Amelia | 56681_G_40 | 56681 | G | 40 |  | Landfill Gas | PJM_Dom | Virginia | Amelia | 0.3 | 2001 | 9999 |  |  |  | 1.1192 | NEI 2019
Amelia | 56681_G_41 | 56681 | G | 41 |  | Landfill Gas | PJM_Dom | Virginia | Amelia | 0.3 | 2001 | 9999 |  |  |  | 1.1192 | NEI 2019
Amelia | 56681_G_42 | 56681 | G | 42 |  | Landfill Gas | PJM_Dom | Virginia | Amelia | 0.3 | 2001 | 9999 |  |  |  | 1.1192 | NEI 2019
Amelia | 56681_G_43 | 56681 | G | 43 |  | Landfill Gas | PJM_Dom | Virginia | Amelia | 0.3 | 2001 | 9999 |  |  |  | 1.1192 | NEI 2019
Amelia | 56681_G_44 | 56681 | G | 44 |  | Landfill Gas | PJM_Dom | Virginia | Amelia | 0.3 | 2001 | 9999 |  |  |  | 1.1192 | NEI 2019
Amelia | 56681_G_45 | 56681 | G | 45 |  | Landfill Gas | PJM_Dom | Virginia | Amelia | 0.3 | 2001 | 9999 |  |  |  | 1.1192 | NEI 2019
Amelia | 56681_G_46 | 56681 | G | 46 |  | Landfill Gas | PJM_Dom | Virginia | Amelia | 0.3 | 2001 | 9999 |  |  |  | 1.1192 | NEI 2019
Amelia | 56681_G_47 | 56681 | G | 47 |  | Landfill Gas | PJM_Dom | Virginia | Amelia | 0.3 | 2001 | 9999 |  |  |  | 1.1192 | NEI 2019
Amelia | 56681_G_48 | 56681 | G | 48 |  | Landfill Gas | PJM_Dom | Virginia | Amelia | 0.3 | 2001 | 9999 |  |  |  | 1.1192 | NEI 2019
Amelia | 56681_G_5 | 56681 | G | 5 |  | Landfill Gas | PJM_Dom | Virginia | Amelia | 0.3 | 2001 | 9999 |  |  |  | 1.1192 | NEI 2019
Amelia | 56681_G_6 | 56681 | G | 6 |  | Landfill Gas | PJM_Dom | Virginia | Amelia | 0.3 | 2001 | 9999 |  |  |  | 1.1192 | NEI 2019
Amelia | 56681_G_7 | 56681 | G | 7 |  | Landfill Gas | PJM_Dom | Virginia | Amelia | 0.3 | 2001 | 9999 |  |  |  | 1.1192 | NEI 2019
Amelia | 56681_G_8 | 56681 | G | 8 |  | Landfill Gas | PJM_Dom | Virginia | Amelia | 0.3 | 2001 | 9999 |  |  |  | 1.1192 | NEI 2019
Amelia | 56681_G_9 | 56681 | G | 9 |  | Landfill Gas | PJM_Dom | Virginia | Amelia | 0.3 | 2001 | 9999 |  |  |  | 1.1192 | NEI 2019
Brunswick Landfill Gas | 56682_G_10 | 56682 | G | 10 |  | Landfill Gas | PJM_Dom | Virginia | Brunswick | 0.3 | 2007 | 9999 | 2019 | 15.3235 | 46454 | 0.65973 | NEI 2019
Brunswick Landfill Gas | 56682_G_11 | 56682 | G | 11 |  | Landfill Gas | PJM_Dom | Virginia | Brunswick | 0.3 | 2007 | 9999 |  |  |  | 0.65973 | NEI 2019
Brunswick Landfill Gas | 56682_G_12 | 56682 | G | 12 |  | Landfill Gas | PJM_Dom | Virginia | Brunswick | 0.3 | 2007 | 9999 |  |  |  | 0.65973 | NEI 2019
Brunswick Landfill Gas | 56682_G_13 | 56682 | G | 13 |  | Landfill Gas | PJM_Dom | Virginia | Brunswick | 0.3 | 2007 | 9999 |  |  |  | 0.65973 | NEI 2019
Brunswick Landfill Gas | 56682_G_14 | 56682 | G | 14 |  | Landfill Gas | PJM_Dom | Virginia | Brunswick | 0.3 | 2007 | 9999 |  |  |  | 0.65973 | NEI 2019
Brunswick Landfill Gas | 56682_G_15 | 56682 | G | 15 |  | Landfill Gas | PJM_Dom | Virginia | Brunswick | 0.3 | 2007 | 9999 |  |  |  | 0.65973 | NEI 2019
Brunswick Landfill Gas | 56682_G_16 | 56682 | G | 16 |  | Landfill Gas | PJM_Dom | Virginia | Brunswick | 0.3 | 2007 | 9999 |  |  |  | 0.65973 | NEI 2019
Brunswick Landfill Gas | 56682_G_17 | 56682 | G | 17 |  | Landfill Gas | PJM_Dom | Virginia | Brunswick | 0.3 | 2007 | 9999 |  |  |  | 0.65973 | NEI 2019
Brunswick Landfill Gas | 56682_G_18 | 56682 | G | 18 |  | Landfill Gas | PJM_Dom | Virginia | Brunswick | 0.3 | 2007 | 9999 |  |  |  | 0.65973 | NEI 2019
Brunswick Landfill Gas | 56682_G_19 | 56682 | G | 19 |  | Landfill Gas | PJM_Dom | Virginia | Brunswick | 0.3 | 2007 | 9999 |  |  |  | 0.65973 | NEI 2019
Brunswick Landfill Gas | 56682_G_2 | 56682 | G | 2 |  | Landfill Gas | PJM_Dom | Virginia | Brunswick | 0.3 | 2007 | 9999 |  |  |  | 0.65973 | NEI 2019
Brunswick Landfill Gas | 56682_G_20 | 56682 | G | 20 |  | Landfill Gas | PJM_Dom | Virginia | Brunswick | 0.3 | 2007 | 9999 |  |  |  | 0.65973 | NEI 2019
Brunswick Landfill Gas | 56682_G_21 | 56682 | G | 21 |  | Landfill Gas | PJM_Dom | Virginia | Brunswick | 0.3 | 2007 | 9999 |  |  |  | 0.65973 | NEI 2019
Brunswick Landfill Gas | 56682_G_22 | 56682 | G | 22 |  | Landfill Gas | PJM_Dom | Virginia | Brunswick | 0.3 | 2007 | 9999 |  |  |  | 0.65973 | NEI 2019
Brunswick Landfill Gas | 56682_G_23 | 56682 | G | 23 |  | Landfill Gas | PJM_Dom | Virginia | Brunswick | 0.3 | 2007 | 9999 |  |  |  | 0.65973 | NEI 2019
Brunswick Landfill Gas | 56682_G_24 | 56682 | G | 24 |  | Landfill Gas | PJM_Dom | Virginia | Brunswick | 0.3 | 2007 | 9999 |  |  |  | 0.65973 | NEI 2019
Brunswick Landfill Gas | 56682_G_25 | 56682 | G | 25 |  | Landfill Gas | PJM_Dom | Virginia | Brunswick | 0.3 | 2007 | 9999 |  |  |  | 0.65973 | NEI 2019
Brunswick Landfill Gas | 56682_G_26 | 56682 | G | 26 |  | Landfill Gas | PJM_Dom | Virginia | Brunswick | 0.3 | 2007 | 9999 |  |  |  | 0.65973 | NEI 2019
Brunswick Landfill Gas | 56682_G_27 | 56682 | G | 27 |  | Landfill Gas | PJM_Dom | Virginia | Brunswick | 0.3 | 2007 | 9999 |  |  |  | 0.65973 | NEI 2019
Brunswick Landfill Gas | 56682_G_28 | 56682 | G | 28 |  | Landfill Gas | PJM_Dom | Virginia | Brunswick | 0.3 | 2007 | 9999 |  |  |  | 0.65973 | NEI 2019
Brunswick Landfill Gas | 56682_G_29 | 56682 | G | 29 |  | Landfill Gas | PJM_Dom | Virginia | Brunswick | 0.3 | 2007 | 9999 |  |  |  | 0.65973 | NEI 2019
Brunswick Landfill Gas | 56682_G_3 | 56682 | G | 3 |  | Landfill Gas | PJM_Dom | Virginia | Brunswick | 0.3 | 2007 | 9999 |  |  |  | 0.65973 | NEI 2019
Brunswick Landfill Gas | 56682_G_30 | 56682 | G | 30 |  | Landfill Gas | PJM_Dom | Virginia | Brunswick | 0.3 | 2007 | 9999 |  |  |  | 0.65973 | NEI 2019
Brunswick Landfill Gas | 56682_G_31 | 56682 | G | 31 |  | Landfill Gas | PJM_Dom | Virginia | Brunswick | 0.3 | 2007 | 9999 |  |  |  | 0.65973 | NEI 2019
Brunswick Landfill Gas | 56682_G_32 | 56682 | G | 32 |  | Landfill Gas | PJM_Dom | Virginia | Brunswick | 0.3 | 2007 | 9999 |  |  |  | 0.65973 | NEI 2019
Brunswick Landfill Gas | 56682_G_33 | 56682 | G | 33 |  | Landfill Gas | PJM_Dom | Virginia | Brunswick | 0.3 | 2007 | 9999 |  |  |  | 0.65973 | NEI 2019
Brunswick Landfill Gas | 56682_G_34 | 56682 | G | 34 |  | Landfill Gas | PJM_Dom | Virginia | Brunswick | 0.3 | 2007 | 9999 |  |  |  | 0.65973 | NEI 2019
Brunswick Landfill Gas | 56682_G_35 | 56682 | G | 35 |  | Landfill Gas | PJM_Dom | Virginia | Brunswick | 0.3 | 2007 | 9999 |  |  |  | 0.65973 | NEI 2019
Brunswick Landfill Gas | 56682_G_36 | 56682 | G | 36 |  | Landfill Gas | PJM_Dom | Virginia | Brunswick | 0.3 | 2007 | 9999 |  |  |  | 0.65973 | NEI 2019
Brunswick Landfill Gas | 56682_G_4 | 56682 | G | 4 |  | Landfill Gas | PJM_Dom | Virginia | Brunswick | 0.3 | 2007 | 9999 |  |  |  | 0.65973 | NEI 2019
Brunswick Landfill Gas | 56682_G_5 | 56682 | G | 5 |  | Landfill Gas | PJM_Dom | Virginia | Brunswick | 0.3 | 2007 | 9999 |  |  |  | 0.65973 | NEI 2019
Brunswick Landfill Gas | 56682_G_6 | 56682 | G | 6 |  | Landfill Gas | PJM_Dom | Virginia | Brunswick | 0.3 | 2007 | 9999 |  |  |  | 0.65973 | NEI 2019
Brunswick Landfill Gas | 56682_G_7 | 56682 | G | 7 |  | Landfill Gas | PJM_Dom | Virginia | Brunswick | 0.3 | 2007 | 9999 |  |  |  | 0.65973 | NEI 2019
Brunswick Landfill Gas | 56682_G_8 | 56682 | G | 8 |  | Landfill Gas | PJM_Dom | Virginia | Brunswick | 0.3 | 2007 | 9999 |  |  |  | 0.65973 | NEI 2019
Brunswick Landfill Gas | 56682_G_9 | 56682 | G | 9 |  | Landfill Gas | PJM_Dom | Virginia | Brunswick | 0.3 | 2007 | 9999 |  |  |  | 0.65973 | NEI 2019
Charles City | 56683_G_1 | 56683 | G | 1 |  | Landfill Gas | PJM_Dom | Virginia | Charles City | 0.3 | 2003 | 9999 | 2019 | 17.2372 | 61290 | 0.56248 | NEI 2019
Charles City | 56683_G_10 | 56683 | G | 10 |  | Landfill Gas | PJM_Dom | Virginia | Charles City | 0.3 | 2003 | 9999 |  |  |  | 0.56248 | NEI 2019
Charles City | 56683_G_11 | 56683 | G | 11 |  | Landfill Gas | PJM_Dom | Virginia | Charles City | 0.3 | 2003 | 9999 |  |  |  | 0.56248 | NEI 2019
Charles City | 56683_G_12 | 56683 | G | 12 |  | Landfill Gas | PJM_Dom | Virginia | Charles City | 0.3 | 2003 | 9999 |  |  |  | 0.56248 | NEI 2019
Charles City | 56683_G_13 | 56683 | G | 13 |  | Landfill Gas | PJM_Dom | Virginia | Charles City | 0.3 | 2003 | 9999 |  |  |  | 0.56248 | NEI 2019
Charles City | 56683_G_14 | 56683 | G | 14 |  | Landfill Gas | PJM_Dom | Virginia | Charles City | 0.3 | 2003 | 9999 |  |  |  | 0.56248 | NEI 2019
Charles City | 56683_G_15 | 56683 | G | 15 |  | Landfill Gas | PJM_Dom | Virginia | Charles City | 0.3 | 2003 | 9999 |  |  |  | 0.56248 | NEI 2019
Charles City | 56683_G_16 | 56683 | G | 16 |  | Landfill Gas | PJM_Dom | Virginia | Charles City | 0.3 | 2003 | 9999 |  |  |  | 0.56248 | NEI 2019
Charles City | 56683_G_17 | 56683 | G | 17 |  | Landfill Gas | PJM_Dom | Virginia | Charles City | 0.3 | 2003 | 9999 |  |  |  | 0.56248 | NEI 2019
Charles City | 56683_G_18 | 56683 | G | 18 |  | Landfill Gas | PJM_Dom | Virginia | Charles City | 0.3 | 2003 | 9999 |  |  |  | 0.56248 | NEI 2019
Charles City | 56683_G_19 | 56683 | G | 19 |  | Landfill Gas | PJM_Dom | Virginia | Charles City | 0.3 | 2003 | 9999 |  |  |  | 0.56248 | NEI 2019
Charles City | 56683_G_2 | 56683 | G | 2 |  | Landfill Gas | PJM_Dom | Virginia | Charles City | 0.3 | 2003 | 9999 |  |  |  | 0.56248 | NEI 2019
Charles City | 56683_G_20 | 56683 | G | 20 |  | Landfill Gas | PJM_Dom | Virginia | Charles City | 0.3 | 2003 | 9999 |  |  |  | 0.56248 | NEI 2019
Charles City | 56683_G_21 | 56683 | G | 21 |  | Landfill Gas | PJM_Dom | Virginia | Charles City | 0.3 | 2003 | 9999 |  |  |  | 0.56248 | NEI 2019
Charles City | 56683_G_22 | 56683 | G | 22 |  | Landfill Gas | PJM_Dom | Virginia | Charles City | 0.3 | 2003 | 9999 |  |  |  | 0.56248 | NEI 2019
Charles City | 56683_G_23 | 56683 | G | 23 |  | Landfill Gas | PJM_Dom | Virginia | Charles City | 0.3 | 2003 | 9999 |  |  |  | 0.56248 | NEI 2019
Charles City | 56683_G_24 | 56683 | G | 24 |  | Landfill Gas | PJM_Dom | Virginia | Charles City | 0.3 | 2003 | 9999 |  |  |  | 0.56248 | NEI 2019
Charles City | 56683_G_25 | 56683 | G | 25 |  | Landfill Gas | PJM_Dom | Virginia | Charles City | 0.3 | 2003 | 9999 |  |  |  | 0.56248 | NEI 2019
Charles City | 56683_G_26 | 56683 | G | 26 |  | Landfill Gas | PJM_Dom | Virginia | Charles City | 0.3 | 2003 | 9999 |  |  |  | 0.56248 | NEI 2019
Charles City | 56683_G_27 | 56683 | G | 27 |  | Landfill Gas | PJM_Dom | Virginia | Charles City | 0.3 | 2003 | 9999 |  |  |  | 0.56248 | NEI 2019
Charles City | 56683_G_28 | 56683 | G | 28 |  | Landfill Gas | PJM_Dom | Virginia | Charles City | 0.3 | 2003 | 9999 |  |  |  | 0.56248 | NEI 2019
Charles City | 56683_G_29 | 56683 | G | 29 |  | Landfill Gas | PJM_Dom | Virginia | Charles City | 0.3 | 2003 | 9999 |  |  |  | 0.56248 | NEI 2019
Charles City | 56683_G_3 | 56683 | G | 3 |  | Landfill Gas | PJM_Dom | Virginia | Charles City | 0.3 | 2003 | 9999 |  |  |  | 0.56248 | NEI 2019
Charles City | 56683_G_30 | 56683 | G | 30 |  | Landfill Gas | PJM_Dom | Virginia | Charles City | 0.3 | 2003 | 9999 |  |  |  | 0.56248 | NEI 2019
Charles City | 56683_G_31 | 56683 | G | 31 |  | Landfill Gas | PJM_Dom | Virginia | Charles City | 0.3 | 2003 | 9999 |  |  |  | 0.56248 | NEI 2019
Charles City | 56683_G_32 | 56683 | G | 32 |  | Landfill Gas | PJM_Dom | Virginia | Charles City | 0.3 | 2003 | 9999 |  |  |  | 0.56248 | NEI 2019
Charles City | 56683_G_33 | 56683 | G | 33 |  | Landfill Gas | PJM_Dom | Virginia | Charles City | 0.3 | 2003 | 9999 |  |  |  | 0.56248 | NEI 2019
Charles City | 56683_G_34 | 56683 | G | 34 |  | Landfill Gas | PJM_Dom | Virginia | Charles City | 0.3 | 2003 | 9999 |  |  |  | 0.56248 | NEI 2019
Charles City | 56683_G_35 | 56683 | G | 35 |  | Landfill Gas | PJM_Dom | Virginia | Charles City | 0.3 | 2003 | 9999 |  |  |  | 0.56248 | NEI 2019
Charles City | 56683_G_36 | 56683 | G | 36 |  | Landfill Gas | PJM_Dom | Virginia | Charles City | 0.3 | 2003 | 9999 |  |  |  | 0.56248 | NEI 2019
Charles City | 56683_G_37 | 56683 | G | 37 |  | Landfill Gas | PJM_Dom | Virginia | Charles City | 0.3 | 2003 | 9999 |  |  |  | 0.56248 | NEI 2019
Charles City | 56683_G_38 | 56683 | G | 38 |  | Landfill Gas | PJM_Dom | Virginia | Charles City | 0.3 | 2003 | 9999 |  |  |  | 0.56248 | NEI 2019
Charles City | 56683_G_39 | 56683 | G | 39 |  | Landfill Gas | PJM_Dom | Virginia | Charles City | 0.3 | 2003 | 9999 |  |  |  | 0.56248 | NEI 2019
Charles City | 56683_G_4 | 56683 | G | 4 |  | Landfill Gas | PJM_Dom | Virginia | Charles City | 0.3 | 2003 | 9999 |  |  |  | 0.56248 | NEI 2019
Charles City | 56683_G_40 | 56683 | G | 40 |  | Landfill Gas | PJM_Dom | Virginia | Charles City | 0.3 | 2003 | 9999 |  |  |  | 0.56248 | NEI 2019
Charles City | 56683_G_41 | 56683 | G | 41 |  | Landfill Gas | PJM_Dom | Virginia | Charles City | 0.3 | 2003 | 9999 |  |  |  | 0.56248 | NEI 2019
Charles City | 56683_G_42 | 56683 | G | 42 |  | Landfill Gas | PJM_Dom | Virginia | Charles City | 0.3 | 2003 | 9999 |  |  |  | 0.56248 | NEI 2019
Charles City | 56683_G_43 | 56683 | G | 43 |  | Landfill Gas | PJM_Dom | Virginia | Charles City | 0.3 | 2003 | 9999 |  |  |  | 0.56248 | NEI 2019
Charles City | 56683_G_44 | 56683 | G | 44 |  | Landfill Gas | PJM_Dom | Virginia | Charles City | 0.3 | 2003 | 9999 |  |  |  | 0.56248 | NEI 2019
Charles City | 56683_G_45 | 56683 | G | 45 |  | Landfill Gas | PJM_Dom | Virginia | Charles City | 0.3 | 2003 | 9999 |  |  |  | 0.56248 | NEI 2019
Charles City | 56683_G_46 | 56683 | G | 46 |  | Landfill Gas | PJM_Dom | Virginia | Charles City | 0.3 | 2003 | 9999 |  |  |  | 0.56248 | NEI 2019
Charles City | 56683_G_47 | 56683 | G | 47 |  | Landfill Gas | PJM_Dom | Virginia | Charles City | 0.3 | 2003 | 9999 |  |  |  | 0.56248 | NEI 2019
Charles City | 56683_G_48 | 56683 | G | 48 |  | Landfill Gas | PJM_Dom | Virginia | Charles City | 0.3 | 2003 | 9999 |  |  |  | 0.56248 | NEI 2019
Charles City | 56683_G_5 | 56683 | G | 5 |  | Landfill Gas | PJM_Dom | Virginia | Charles City | 0.3 | 2003 | 9999 |  |  |  | 0.56248 | NEI 2019
Charles City | 56683_G_6 | 56683 | G | 6 |  | Landfill Gas | PJM_Dom | Virginia | Charles City | 0.3 | 2003 | 9999 |  |  |  | 0.56248 | NEI 2019
Charles City | 56683_G_7 | 56683 | G | 7 |  | Landfill Gas | PJM_Dom | Virginia | Charles City | 0.3 | 2003 | 9999 |  |  |  | 0.56248 | NEI 2019
Charles City | 56683_G_8 | 56683 | G | 8 |  | Landfill Gas | PJM_Dom | Virginia | Charles City | 0.3 | 2003 | 9999 |  |  |  | 0.56248 | NEI 2019
Charles City | 56683_G_9 | 56683 | G | 9 |  | Landfill Gas | PJM_Dom | Virginia | Charles City | 0.3 | 2003 | 9999 |  |  |  | 0.56248 | NEI 2019
Chesterfield Landfill Gas | 56684_G_1 | 56684 | G | 1 |  | Landfill Gas | PJM_Dom | Virginia | Chesterfield | 0.3 | 2004 | 9999 | 2019 | 30.9403 | 56382 | 1.0975 | NEI 2019
Chesterfield Landfill Gas | 56684_G_10 | 56684 | G | 10 |  | Landfill Gas | PJM_Dom | Virginia | Chesterfield | 0.3 | 2004 | 9999 |  |  |  | 1.0975 | NEI 2019
Chesterfield Landfill Gas | 56684_G_11 | 56684 | G | 11 |  | Landfill Gas | PJM_Dom | Virginia | Chesterfield | 0.3 | 2004 | 9999 |  |  |  | 1.0975 | NEI 2019
Chesterfield Landfill Gas | 56684_G_12 | 56684 | G | 12 |  | Landfill Gas | PJM_Dom | Virginia | Chesterfield | 0.3 | 2004 | 9999 |  |  |  | 1.0975 | NEI 2019
Chesterfield Landfill Gas | 56684_G_13 | 56684 | G | 13 |  | Landfill Gas | PJM_Dom | Virginia | Chesterfield | 0.3 | 2004 | 9999 |  |  |  | 1.0975 | NEI 2019
Chesterfield Landfill Gas | 56684_G_14 | 56684 | G | 14 |  | Landfill Gas | PJM_Dom | Virginia | Chesterfield | 0.3 | 2004 | 9999 |  |  |  | 1.0975 | NEI 2019
Chesterfield Landfill Gas | 56684_G_15 | 56684 | G | 15 |  | Landfill Gas | PJM_Dom | Virginia | Chesterfield | 0.3 | 2004 | 9999 |  |  |  | 1.0975 | NEI 2019
Chesterfield Landfill Gas | 56684_G_16 | 56684 | G | 16 |  | Landfill Gas | PJM_Dom | Virginia | Chesterfield | 0.3 | 2004 | 9999 |  |  |  | 1.0975 | NEI 2019
Chesterfield Landfill Gas | 56684_G_17 | 56684 | G | 17 |  | Landfill Gas | PJM_Dom | Virginia | Chesterfield | 0.3 | 2004 | 9999 |  |  |  | 1.0975 | NEI 2019
Chesterfield Landfill Gas | 56684_G_18 | 56684 | G | 18 |  | Landfill Gas | PJM_Dom | Virginia | Chesterfield | 0.3 | 2004 | 9999 |  |  |  | 1.0975 | NEI 2019
Chesterfield Landfill Gas | 56684_G_19 | 56684 | G | 19 |  | Landfill Gas | PJM_Dom | Virginia | Chesterfield | 0.3 | 2004 | 9999 |  |  |  | 1.0975 | NEI 2019
Chesterfield Landfill Gas | 56684_G_2 | 56684 | G | 2 |  | Landfill Gas | PJM_Dom | Virginia | Chesterfield | 0.3 | 2004 | 9999 |  |  |  | 1.0975 | NEI 2019
Chesterfield Landfill Gas | 56684_G_20 | 56684 | G | 20 |  | Landfill Gas | PJM_Dom | Virginia | Chesterfield | 0.3 | 2004 | 9999 |  |  |  | 1.0975 | NEI 2019
Chesterfield Landfill Gas | 56684_G_21 | 56684 | G | 21 |  | Landfill Gas | PJM_Dom | Virginia | Chesterfield | 0.3 | 2004 | 9999 |  |  |  | 1.0975 | NEI 2019
Chesterfield Landfill Gas | 56684_G_22 | 56684 | G | 22 |  | Landfill Gas | PJM_Dom | Virginia | Chesterfield | 0.3 | 2004 | 9999 |  |  |  | 1.0975 | NEI 2019
Chesterfield Landfill Gas | 56684_G_23 | 56684 | G | 23 |  | Landfill Gas | PJM_Dom | Virginia | Chesterfield | 0.3 | 2004 | 9999 |  |  |  | 1.0975 | NEI 2019
Chesterfield Landfill Gas | 56684_G_24 | 56684 | G | 24 |  | Landfill Gas | PJM_Dom | Virginia | Chesterfield | 0.3 | 2004 | 9999 |  |  |  | 1.0975 | NEI 2019
Chesterfield Landfill Gas | 56684_G_25 | 56684 | G | 25 |  | Landfill Gas | PJM_Dom | Virginia | Chesterfield | 0.3 | 2004 | 9999 |  |  |  | 1.0975 | NEI 2019
Chesterfield Landfill Gas | 56684_G_26 | 56684 | G | 26 |  | Landfill Gas | PJM_Dom | Virginia | Chesterfield | 0.3 | 2004 | 9999 |  |  |  | 1.0975 | NEI 2019
Chesterfield Landfill Gas | 56684_G_27 | 56684 | G | 27 |  | Landfill Gas | PJM_Dom | Virginia | Chesterfield | 0.3 | 2004 | 9999 |  |  |  | 1.0975 | NEI 2019
Chesterfield Landfill Gas | 56684_G_28 | 56684 | G | 28 |  | Landfill Gas | PJM_Dom | Virginia | Chesterfield | 0.3 | 2004 | 9999 |  |  |  | 1.0975 | NEI 2019
Chesterfield Landfill Gas | 56684_G_29 | 56684 | G | 29 |  | Landfill Gas | PJM_Dom | Virginia | Chesterfield | 0.3 | 2004 | 9999 |  |  |  | 1.0975 | NEI 2019
Chesterfield Landfill Gas | 56684_G_3 | 56684 | G | 3 |  | Landfill Gas | PJM_Dom | Virginia | Chesterfield | 0.3 | 2004 | 9999 |  |  |  | 1.0975 | NEI 2019
Chesterfield Landfill Gas | 56684_G_30 | 56684 | G | 30 |  | Landfill Gas | PJM_Dom | Virginia | Chesterfield | 0.3 | 2004 | 9999 |  |  |  | 1.0975 | NEI 2019
Chesterfield Landfill Gas | 56684_G_31 | 56684 | G | 31 |  | Landfill Gas | PJM_Dom | Virginia | Chesterfield | 0.3 | 2004 | 9999 |  |  |  | 1.0975 | NEI 2019
Chesterfield Landfill Gas | 56684_G_32 | 56684 | G | 32 |  | Landfill Gas | PJM_Dom | Virginia | Chesterfield | 0.3 | 2004 | 9999 |  |  |  | 1.0975 | NEI 2019
Chesterfield Landfill Gas | 56684_G_33 | 56684 | G | 33 |  | Landfill Gas | PJM_Dom | Virginia | Chesterfield | 0.3 | 2004 | 9999 |  |  |  | 1.0975 | NEI 2019
Chesterfield Landfill Gas | 56684_G_34 | 56684 | G | 34 |  | Landfill Gas | PJM_Dom | Virginia | Chesterfield | 0.3 | 2004 | 9999 |  |  |  | 1.0975 | NEI 2019
Chesterfield Landfill Gas | 56684_G_35 | 56684 | G | 35 |  | Landfill Gas | PJM_Dom | Virginia | Chesterfield | 0.3 | 2004 | 9999 |  |  |  | 1.0975 | NEI 2019
Chesterfield Landfill Gas | 56684_G_36 | 56684 | G | 36 |  | Landfill Gas | PJM_Dom | Virginia | Chesterfield | 0.3 | 2004 | 9999 |  |  |  | 1.0975 | NEI 2019
Chesterfield Landfill Gas | 56684_G_37 | 56684 | G | 37 |  | Landfill Gas | PJM_Dom | Virginia | Chesterfield | 0.3 | 2004 | 9999 |  |  |  | 1.0975 | NEI 2019
Chesterfield Landfill Gas | 56684_G_38 | 56684 | G | 38 |  | Landfill Gas | PJM_Dom | Virginia | Chesterfield | 0.3 | 2004 | 9999 |  |  |  | 1.0975 | NEI 2019
Chesterfield Landfill Gas | 56684_G_39 | 56684 | G | 39 |  | Landfill Gas | PJM_Dom | Virginia | Chesterfield | 0.3 | 2004 | 9999 |  |  |  | 1.0975 | NEI 2019
Chesterfield Landfill Gas | 56684_G_4 | 56684 | G | 4 |  | Landfill Gas | PJM_Dom | Virginia | Chesterfield | 0.3 | 2004 | 9999 |  |  |  | 1.0975 | NEI 2019
Chesterfield Landfill Gas | 56684_G_40 | 56684 | G | 40 |  | Landfill Gas | PJM_Dom | Virginia | Chesterfield | 0.3 | 2004 | 9999 |  |  |  | 1.0975 | NEI 2019
Chesterfield Landfill Gas | 56684_G_41 | 56684 | G | 41 |  | Landfill Gas | PJM_Dom | Virginia | Chesterfield | 0.3 | 2004 | 9999 |  |  |  | 1.0975 | NEI 2019
Chesterfield Landfill Gas | 56684_G_42 | 56684 | G | 42 |  | Landfill Gas | PJM_Dom | Virginia | Chesterfield | 0.3 | 2004 | 9999 |  |  |  | 1.0975 | NEI 2019
Chesterfield Landfill Gas | 56684_G_43 | 56684 | G | 43 |  | Landfill Gas | PJM_Dom | Virginia | Chesterfield | 0.3 | 2004 | 9999 |  |  |  | 1.0975 | NEI 2019
Chesterfield Landfill Gas | 56684_G_44 | 56684 | G | 44 |  | Landfill Gas | PJM_Dom | Virginia | Chesterfield | 0.3 | 2004 | 9999 |  |  |  | 1.0975 | NEI 2019
Chesterfield Landfill Gas | 56684_G_45 | 56684 | G | 45 |  | Landfill Gas | PJM_Dom | Virginia | Chesterfield | 0.3 | 2004 | 9999 |  |  |  | 1.0975 | NEI 2019
Chesterfield Landfill Gas | 56684_G_46 | 56684 | G | 46 |  | Landfill Gas | PJM_Dom | Virginia | Chesterfield | 0.3 | 2004 | 9999 |  |  |  | 1.0975 | NEI 2019
Chesterfield Landfill Gas | 56684_G_47 | 56684 | G | 47 |  | Landfill Gas | PJM_Dom | Virginia | Chesterfield | 0.3 | 2004 | 9999 |  |  |  | 1.0975 | NEI 2019
Chesterfield Landfill Gas | 56684_G_48 | 56684 | G | 48 |  | Landfill Gas | PJM_Dom | Virginia | Chesterfield | 0.3 | 2004 | 9999 |  |  |  | 1.0975 | NEI 2019
Chesterfield Landfill Gas | 56684_G_5 | 56684 | G | 5 |  | Landfill Gas | PJM_Dom | Virginia | Chesterfield | 0.3 | 2004 | 9999 |  |  |  | 1.0975 | NEI 2019
Chesterfield Landfill Gas | 56684_G_6 | 56684 | G | 6 |  | Landfill Gas | PJM_Dom | Virginia | Chesterfield | 0.3 | 2004 | 9999 |  |  |  | 1.0975 | NEI 2019
Chesterfield Landfill Gas | 56684_G_7 | 56684 | G | 7 |  | Landfill Gas | PJM_Dom | Virginia | Chesterfield | 0.3 | 2004 | 9999 |  |  |  | 1.0975 | NEI 2019
Chesterfield Landfill Gas | 56684_G_8 | 56684 | G | 8 |  | Landfill Gas | PJM_Dom | Virginia | Chesterfield | 0.3 | 2004 | 9999 |  |  |  | 1.0975 | NEI 2019
Chesterfield Landfill Gas | 56684_G_9 | 56684 | G | 9 |  | Landfill Gas | PJM_Dom | Virginia | Chesterfield | 0.3 | 2004 | 9999 |  |  |  | 1.0975 | NEI 2019
King & Queen | 56686_G_1 | 56686 | G | 1 |  | Landfill Gas | PJM_Dom | Virginia | King and Queen | 0.3 | 2008 | 9999 | 2017 | 15.9928 | 64400 | 0.49667 | NEI 2019
King & Queen | 56686_G_10 | 56686 | G | 10 |  | Landfill Gas | PJM_Dom | Virginia | King and Queen | 0.3 | 2008 | 9999 |  |  |  | 0.49667 | NEI 2019
King & Queen | 56686_G_11 | 56686 | G | 11 |  | Landfill Gas | PJM_Dom | Virginia | King and Queen | 0.3 | 2008 | 9999 |  |  |  | 0.49667 | NEI 2019
King & Queen | 56686_G_12 | 56686 | G | 12 |  | Landfill Gas | PJM_Dom | Virginia | King and Queen | 0.3 | 2008 | 9999 |  |  |  | 0.49667 | NEI 2019
King & Queen | 56686_G_13 | 56686 | G | 13 |  | Landfill Gas | PJM_Dom | Virginia | King and Queen | 0.3 | 2008 | 9999 |  |  |  | 0.49667 | NEI 2019
King & Queen | 56686_G_14 | 56686 | G | 14 |  | Landfill Gas | PJM_Dom | Virginia | King and Queen | 0.3 | 2008 | 9999 |  |  |  | 0.49667 | NEI 2019
King & Queen | 56686_G_15 | 56686 | G | 15 |  | Landfill Gas | PJM_Dom | Virginia | King and Queen | 0.3 | 2008 | 9999 |  |  |  | 0.49667 | NEI 2019
King & Queen | 56686_G_16 | 56686 | G | 16 |  | Landfill Gas | PJM_Dom | Virginia | King and Queen | 0.3 | 2008 | 9999 |  |  |  | 0.49667 | NEI 2019
King & Queen | 56686_G_17 | 56686 | G | 17 |  | Landfill Gas | PJM_Dom | Virginia | King and Queen | 0.3 | 2008 | 9999 |  |  |  | 0.49667 | NEI 2019
King & Queen | 56686_G_18 | 56686 | G | 18 |  | Landfill Gas | PJM_Dom | Virginia | King and Queen | 0.3 | 2008 | 9999 |  |  |  | 0.49667 | NEI 2019
King & Queen | 56686_G_19 | 56686 | G | 19 |  | Landfill Gas | PJM_Dom | Virginia | King and Queen | 0.3 | 2008 | 9999 |  |  |  | 0.49667 | NEI 2019
King & Queen | 56686_G_2 | 56686 | G | 2 |  | Landfill Gas | PJM_Dom | Virginia | King and Queen | 0.3 | 2008 | 9999 |  |  |  | 0.49667 | NEI 2019
King & Queen | 56686_G_20 | 56686 | G | 20 |  | Landfill Gas | PJM_Dom | Virginia | King and Queen | 0.3 | 2008 | 9999 |  |  |  | 0.49667 | NEI 2019
King & Queen | 56686_G_21 | 56686 | G | 21 |  | Landfill Gas | PJM_Dom | Virginia | King and Queen | 0.3 | 2008 | 9999 |  |  |  | 0.49667 | NEI 2019
King & Queen | 56686_G_22 | 56686 | G | 22 |  | Landfill Gas | PJM_Dom | Virginia | King and Queen | 0.3 | 2008 | 9999 |  |  |  | 0.49667 | NEI 2019
King & Queen | 56686_G_23 | 56686 | G | 23 |  | Landfill Gas | PJM_Dom | Virginia | King and Queen | 0.3 | 2008 | 9999 |  |  |  | 0.49667 | NEI 2019
King & Queen | 56686_G_24 | 56686 | G | 24 |  | Landfill Gas | PJM_Dom | Virginia | King and Queen | 0.3 | 2008 | 9999 |  |  |  | 0.49667 | NEI 2019
King & Queen | 56686_G_25 | 56686 | G | 25 |  | Landfill Gas | PJM_Dom | Virginia | King and Queen | 0.3 | 2008 | 9999 |  |  |  | 0.49667 | NEI 2019
King & Queen | 56686_G_26 | 56686 | G | 26 |  | Landfill Gas | PJM_Dom | Virginia | King and Queen | 0.3 | 2008 | 9999 |  |  |  | 0.49667 | NEI 2019
King & Queen | 56686_G_27 | 56686 | G | 27 |  | Landfill Gas | PJM_Dom | Virginia | King and Queen | 0.3 | 2008 | 9999 |  |  |  | 0.49667 | NEI 2019
King & Queen | 56686_G_28 | 56686 | G | 28 |  | Landfill Gas | PJM_Dom | Virginia | King and Queen | 0.3 | 2008 | 9999 |  |  |  | 0.49667 | NEI 2019
King & Queen | 56686_G_29 | 56686 | G | 29 |  | Landfill Gas | PJM_Dom | Virginia | King and Queen | 0.3 | 2008 | 9999 |  |  |  | 0.49667 | NEI 2019
King & Queen | 56686_G_3 | 56686 | G | 3 |  | Landfill Gas | PJM_Dom | Virginia | King and Queen | 0.3 | 2008 | 9999 |  |  |  | 0.49667 | NEI 2019
King & Queen | 56686_G_30 | 56686 | G | 30 |  | Landfill Gas | PJM_Dom | Virginia | King and Queen | 0.3 | 2008 | 9999 |  |  |  | 0.49667 | NEI 2019
King & Queen | 56686_G_31 | 56686 | G | 31 |  | Landfill Gas | PJM_Dom | Virginia | King and Queen | 0.3 | 2008 | 9999 |  |  |  | 0.49667 | NEI 2019
King & Queen | 56686_G_32 | 56686 | G | 32 |  | Landfill Gas | PJM_Dom | Virginia | King and Queen | 0.3 | 2008 | 9999 |  |  |  | 0.49667 | NEI 2019
King & Queen | 56686_G_33 | 56686 | G | 33 |  | Landfill Gas | PJM_Dom | Virginia | King and Queen | 0.3 | 2008 | 9999 |  |  |  | 0.49667 | NEI 2019
King & Queen | 56686_G_34 | 56686 | G | 34 |  | Landfill Gas | PJM_Dom | Virginia | King and Queen | 0.3 | 2008 | 9999 |  |  |  | 0.49667 | NEI 2019
King & Queen | 56686_G_35 | 56686 | G | 35 |  | Landfill Gas | PJM_Dom | Virginia | King and Queen | 0.3 | 2008 | 9999 |  |  |  | 0.49667 | NEI 2019
King & Queen | 56686_G_36 | 56686 | G | 36 |  | Landfill Gas | PJM_Dom | Virginia | King and Queen | 0.3 | 2008 | 9999 |  |  |  | 0.49667 | NEI 2019
King & Queen | 56686_G_4 | 56686 | G | 4 |  | Landfill Gas | PJM_Dom | Virginia | King and Queen | 0.3 | 2008 | 9999 |  |  |  | 0.49667 | NEI 2019
King & Queen | 56686_G_5 | 56686 | G | 5 |  | Landfill Gas | PJM_Dom | Virginia | King and Queen | 0.3 | 2008 | 9999 |  |  |  | 0.49667 | NEI 2019
King & Queen | 56686_G_6 | 56686 | G | 6 |  | Landfill Gas | PJM_Dom | Virginia | King and Queen | 0.3 | 2008 | 9999 |  |  |  | 0.49667 | NEI 2019
King & Queen | 56686_G_7 | 56686 | G | 7 |  | Landfill Gas | PJM_Dom | Virginia | King and Queen | 0.3 | 2008 | 9999 |  |  |  | 0.49667 | NEI 2019
King & Queen | 56686_G_8 | 56686 | G | 8 |  | Landfill Gas | PJM_Dom | Virginia | King and Queen | 0.3 | 2008 | 9999 |  |  |  | 0.49667 | NEI 2019
King & Queen | 56686_G_9 | 56686 | G | 9 |  | Landfill Gas | PJM_Dom | Virginia | King and Queen | 0.3 | 2008 | 9999 |  |  |  | 0.49667 | NEI 2019
Mountain View | 56687_G_1 | 56687 | G | 1 |  | Landfill Gas | PJM_AP | Pennsylvania | Franklin | 0.3 | 2003 | 9999 |  |  |  | 0.61247 | Default Emission Factor
Mountain View | 56687_G_10 | 56687 | G | 10 |  | Landfill Gas | PJM_AP | Pennsylvania | Franklin | 0.3 | 2003 | 9999 |  |  |  | 0.61247 | Default Emission Factor
Mountain View | 56687_G_11 | 56687 | G | 11 |  | Landfill Gas | PJM_AP | Pennsylvania | Franklin | 0.3 | 2003 | 9999 |  |  |  | 0.61247 | Default Emission Factor
Mountain View | 56687_G_12 | 56687 | G | 12 |  | Landfill Gas | PJM_AP | Pennsylvania | Franklin | 0.3 | 2003 | 9999 |  |  |  | 0.61247 | Default Emission Factor
Mountain View | 56687_G_13 | 56687 | G | 13 |  | Landfill Gas | PJM_AP | Pennsylvania | Franklin | 0.3 | 2003 | 9999 |  |  |  | 0.61247 | Default Emission Factor
Mountain View | 56687_G_14 | 56687 | G | 14 |  | Landfill Gas | PJM_AP | Pennsylvania | Franklin | 0.3 | 2003 | 9999 |  |  |  | 0.61247 | Default Emission Factor
Mountain View | 56687_G_15 | 56687 | G | 15 |  | Landfill Gas | PJM_AP | Pennsylvania | Franklin | 0.3 | 2003 | 9999 |  |  |  | 0.61247 | Default Emission Factor
Mountain View | 56687_G_16 | 56687 | G | 16 |  | Landfill Gas | PJM_AP | Pennsylvania | Franklin | 0.3 | 2003 | 9999 |  |  |  | 0.61247 | Default Emission Factor
Mountain View | 56687_G_17 | 56687 | G | 17 |  | Landfill Gas | PJM_AP | Pennsylvania | Franklin | 0.3 | 2003 | 9999 |  |  |  | 0.61247 | Default Emission Factor
Mountain View | 56687_G_18 | 56687 | G | 18 |  | Landfill Gas | PJM_AP | Pennsylvania | Franklin | 0.3 | 2003 | 9999 |  |  |  | 0.61247 | Default Emission Factor
Mountain View | 56687_G_19 | 56687 | G | 19 |  | Landfill Gas | PJM_AP | Pennsylvania | Franklin | 0.3 | 2003 | 9999 |  |  |  | 0.61247 | Default Emission Factor
Mountain View | 56687_G_2 | 56687 | G | 2 |  | Landfill Gas | PJM_AP | Pennsylvania | Franklin | 0.3 | 2003 | 9999 |  |  |  | 0.61247 | Default Emission Factor
Mountain View | 56687_G_20 | 56687 | G | 20 |  | Landfill Gas | PJM_AP | Pennsylvania | Franklin | 0.3 | 2003 | 9999 |  |  |  | 0.61247 | Default Emission Factor
Mountain View | 56687_G_21 | 56687 | G | 21 |  | Landfill Gas | PJM_AP | Pennsylvania | Franklin | 0.3 | 2003 | 9999 |  |  |  | 0.61247 | Default Emission Factor
Mountain View | 56687_G_22 | 56687 | G | 22 |  | Landfill Gas | PJM_AP | Pennsylvania | Franklin | 0.3 | 2003 | 9999 |  |  |  | 0.61247 | Default Emission Factor
Mountain View | 56687_G_23 | 56687 | G | 23 |  | Landfill Gas | PJM_AP | Pennsylvania | Franklin | 0.3 | 2003 | 9999 |  |  |  | 0.61247 | Default Emission Factor
Mountain View | 56687_G_24 | 56687 | G | 24 |  | Landfill Gas | PJM_AP | Pennsylvania | Franklin | 0.3 | 2003 | 9999 |  |  |  | 0.61247 | Default Emission Factor
Mountain View | 56687_G_25 | 56687 | G | 25 |  | Landfill Gas | PJM_AP | Pennsylvania | Franklin | 0.3 | 2003 | 9999 |  |  |  | 0.61247 | Default Emission Factor
Mountain View | 56687_G_26 | 56687 | G | 26 |  | Landfill Gas | PJM_AP | Pennsylvania | Franklin | 0.3 | 2003 | 9999 |  |  |  | 0.61247 | Default Emission Factor
Mountain View | 56687_G_27 | 56687 | G | 27 |  | Landfill Gas | PJM_AP | Pennsylvania | Franklin | 0.3 | 2003 | 9999 |  |  |  | 0.61247 | Default Emission Factor
Mountain View | 56687_G_28 | 56687 | G | 28 |  | Landfill Gas | PJM_AP | Pennsylvania | Franklin | 0.3 | 2003 | 9999 |  |  |  | 0.61247 | Default Emission Factor
Mountain View | 56687_G_29 | 56687 | G | 29 |  | Landfill Gas | PJM_AP | Pennsylvania | Franklin | 0.3 | 2003 | 9999 |  |  |  | 0.61247 | Default Emission Factor
Mountain View | 56687_G_3 | 56687 | G | 3 |  | Landfill Gas | PJM_AP | Pennsylvania | Franklin | 0.3 | 2003 | 9999 |  |  |  | 0.61247 | Default Emission Factor
Mountain View | 56687_G_30 | 56687 | G | 30 |  | Landfill Gas | PJM_AP | Pennsylvania | Franklin | 0.3 | 2003 | 9999 |  |  |  | 0.61247 | Default Emission Factor
Mountain View | 56687_G_31 | 56687 | G | 31 |  | Landfill Gas | PJM_AP | Pennsylvania | Franklin | 0.3 | 2003 | 9999 |  |  |  | 0.61247 | Default Emission Factor
Mountain View | 56687_G_32 | 56687 | G | 32 |  | Landfill Gas | PJM_AP | Pennsylvania | Franklin | 0.3 | 2003 | 9999 |  |  |  | 0.61247 | Default Emission Factor
Mountain View | 56687_G_33 | 56687 | G | 33 |  | Landfill Gas | PJM_AP | Pennsylvania | Franklin | 0.3 | 2003 | 9999 |  |  |  | 0.61247 | Default Emission Factor
Mountain View | 56687_G_34 | 56687 | G | 34 |  | Landfill Gas | PJM_AP | Pennsylvania | Franklin | 0.3 | 2003 | 9999 |  |  |  | 0.61247 | Default Emission Factor
Mountain View | 56687_G_35 | 56687 | G | 35 |  | Landfill Gas | PJM_AP | Pennsylvania | Franklin | 0.3 | 2003 | 9999 |  |  |  | 0.61247 | Default Emission Factor
Mountain View | 56687_G_36 | 56687 | G | 36 |  | Landfill Gas | PJM_AP | Pennsylvania | Franklin | 0.3 | 2003 | 9999 |  |  |  | 0.61247 | Default Emission Factor
Mountain View | 56687_G_37 | 56687 | G | 37 |  | Landfill Gas | PJM_AP | Pennsylvania | Franklin | 0.3 | 2003 | 9999 |  |  |  | 0.61247 | Default Emission Factor
Mountain View | 56687_G_38 | 56687 | G | 38 |  | Landfill Gas | PJM_AP | Pennsylvania | Franklin | 0.3 | 2003 | 9999 |  |  |  | 0.61247 | Default Emission Factor
Mountain View | 56687_G_39 | 56687 | G | 39 |  | Landfill Gas | PJM_AP | Pennsylvania | Franklin | 0.3 | 2003 | 9999 |  |  |  | 0.61247 | Default Emission Factor
Mountain View | 56687_G_4 | 56687 | G | 4 |  | Landfill Gas | PJM_AP | Pennsylvania | Franklin | 0.3 | 2003 | 9999 |  |  |  | 0.61247 | Default Emission Factor
Mountain View | 56687_G_40 | 56687 | G | 40 |  | Landfill Gas | PJM_AP | Pennsylvania | Franklin | 0.3 | 2003 | 9999 |  |  |  | 0.61247 | Default Emission Factor
Mountain View | 56687_G_41 | 56687 | G | 41 |  | Landfill Gas | PJM_AP | Pennsylvania | Franklin | 0.3 | 2003 | 9999 |  |  |  | 0.61247 | Default Emission Factor
Mountain View | 56687_G_42 | 56687 | G | 42 |  | Landfill Gas | PJM_AP | Pennsylvania | Franklin | 0.3 | 2003 | 9999 |  |  |  | 0.61247 | Default Emission Factor
Mountain View | 56687_G_43 | 56687 | G | 43 |  | Landfill Gas | PJM_AP | Pennsylvania | Franklin | 0.3 | 2003 | 9999 |  |  |  | 0.61247 | Default Emission Factor
Mountain View | 56687_G_44 | 56687 | G | 44 |  | Landfill Gas | PJM_AP | Pennsylvania | Franklin | 0.3 | 2003 | 9999 |  |  |  | 0.61247 | Default Emission Factor
Mountain View | 56687_G_45 | 56687 | G | 45 |  | Landfill Gas | PJM_AP | Pennsylvania | Franklin | 0.3 | 2003 | 9999 |  |  |  | 0.61247 | Default Emission Factor
Mountain View | 56687_G_46 | 56687 | G | 46 |  | Landfill Gas | PJM_AP | Pennsylvania | Franklin | 0.3 | 2003 | 9999 |  |  |  | 0.61247 | Default Emission Factor
Mountain View | 56687_G_47 | 56687 | G | 47 |  | Landfill Gas | PJM_AP | Pennsylvania | Franklin | 0.3 | 2003 | 9999 |  |  |  | 0.61247 | Default Emission Factor
Mountain View | 56687_G_48 | 56687 | G | 48 |  | Landfill Gas | PJM_AP | Pennsylvania | Franklin | 0.3 | 2003 | 9999 |  |  |  | 0.61247 | Default Emission Factor
Mountain View | 56687_G_5 | 56687 | G | 5 |  | Landfill Gas | PJM_AP | Pennsylvania | Franklin | 0.3 | 2003 | 9999 |  |  |  | 0.61247 | Default Emission Factor
Mountain View | 56687_G_6 | 56687 | G | 6 |  | Landfill Gas | PJM_AP | Pennsylvania | Franklin | 0.3 | 2003 | 9999 |  |  |  | 0.61247 | Default Emission Factor
Mountain View | 56687_G_7 | 56687 | G | 7 |  | Landfill Gas | PJM_AP | Pennsylvania | Franklin | 0.3 | 2003 | 9999 |  |  |  | 0.61247 | Default Emission Factor
Mountain View | 56687_G_8 | 56687 | G | 8 |  | Landfill Gas | PJM_AP | Pennsylvania | Franklin | 0.3 | 2003 | 9999 |  |  |  | 0.61247 | Default Emission Factor
Mountain View | 56687_G_9 | 56687 | G | 9 |  | Landfill Gas | PJM_AP | Pennsylvania | Franklin | 0.3 | 2003 | 9999 |  |  |  | 0.61247 | Default Emission Factor
New Bern | 56688_G_1 | 56688 | G | 1 |  | Landfill Gas | S_VACA | North Carolina | Craven | 0.3 | 2007 | 9999 | 2018 | 0.14556 | 1275.8333 | 0.22817 | North Carolina State Emissions Inventory
New Bern | 56688_G_10 | 56688 | G | 10 |  | Landfill Gas | S_VACA | North Carolina | Craven | 0.3 | 2007 | 9999 | 2018 | 0.14556 | 1275.8333 | 0.22817 | North Carolina State Emissions Inventory
New Bern | 56688_G_11 | 56688 | G | 11 |  | Landfill Gas | S_VACA | North Carolina | Craven | 0.3 | 2007 | 9999 | 2018 | 0.14556 | 1275.8333 | 0.22817 | North Carolina State Emissions Inventory
New Bern | 56688_G_12 | 56688 | G | 12 |  | Landfill Gas | S_VACA | North Carolina | Craven | 0.3 | 2007 | 9999 | 2018 | 0.14556 | 1275.8333 | 0.22817 | North Carolina State Emissions Inventory
New Bern | 56688_G_13 | 56688 | G | 13 |  | Landfill Gas | S_VACA | North Carolina | Craven | 0.3 | 2011 | 9999 | 2018 | 0.14556 | 1275.8333 | 0.22817 | North Carolina State Emissions Inventory
New Bern | 56688_G_14 | 56688 | G | 14 |  | Landfill Gas | S_VACA | North Carolina | Craven | 0.3 | 2011 | 9999 | 2018 | 0.14556 | 1275.8333 | 0.22817 | North Carolina State Emissions Inventory
New Bern | 56688_G_15 | 56688 | G | 15 |  | Landfill Gas | S_VACA | North Carolina | Craven | 0.3 | 2011 | 9999 | 2018 | 0.14556 | 1275.8333 | 0.22817 | North Carolina State Emissions Inventory
New Bern | 56688_G_16 | 56688 | G | 16 |  | Landfill Gas | S_VACA | North Carolina | Craven | 0.3 | 2011 | 9999 | 2018 | 0.14556 | 1275.8333 | 0.22817 | North Carolina State Emissions Inventory
New Bern | 56688_G_17 | 56688 | G | 17 |  | Landfill Gas | S_VACA | North Carolina | Craven | 0.3 | 2011 | 9999 | 2018 | 0.14556 | 1275.8333 | 0.22817 | North Carolina State Emissions Inventory
New Bern | 56688_G_18 | 56688 | G | 18 |  | Landfill Gas | S_VACA | North Carolina | Craven | 0.3 | 2011 | 9999 | 2018 | 0.14556 | 1275.8333 | 0.22817 | North Carolina State Emissions Inventory
New Bern | 56688_G_2 | 56688 | G | 2 |  | Landfill Gas | S_VACA | North Carolina | Craven | 0.3 | 2007 | 9999 | 2018 | 0.14556 | 1275.8333 | 0.22817 | North Carolina State Emissions Inventory
New Bern | 56688_G_3 | 56688 | G | 3 |  | Landfill Gas | S_VACA | North Carolina | Craven | 0.3 | 2007 | 9999 | 2018 | 0.14556 | 1275.8333 | 0.22817 | North Carolina State Emissions Inventory
New Bern | 56688_G_4 | 56688 | G | 4 |  | Landfill Gas | S_VACA | North Carolina | Craven | 0.3 | 2007 | 9999 | 2018 | 0.14556 | 1275.8333 | 0.22817 | North Carolina State Emissions Inventory
New Bern | 56688_G_5 | 56688 | G | 5 |  | Landfill Gas | S_VACA | North Carolina | Craven | 0.3 | 2007 | 9999 | 2018 | 0.14556 | 1275.8333 | 0.22817 | North Carolina State Emissions Inventory
New Bern | 56688_G_6 | 56688 | G | 6 |  | Landfill Gas | S_VACA | North Carolina | Craven | 0.3 | 2007 | 9999 | 2018 | 0.14556 | 1275.8333 | 0.22817 | North Carolina State Emissions Inventory
New Bern | 56688_G_7 | 56688 | G | 7 |  | Landfill Gas | S_VACA | North Carolina | Craven | 0.3 | 2007 | 9999 | 2018 | 0.14556 | 1275.8333 | 0.22817 | North Carolina State Emissions Inventory
New Bern | 56688_G_8 | 56688 | G | 8 |  | Landfill Gas | S_VACA | North Carolina | Craven | 0.3 | 2007 | 9999 | 2018 | 0.14556 | 1275.8333 | 0.22817 | North Carolina State Emissions Inventory
New Bern | 56688_G_9 | 56688 | G | 9 |  | Landfill Gas | S_VACA | North Carolina | Craven | 0.3 | 2007 | 9999 | 2018 | 0.14556 | 1275.8333 | 0.22817 | North Carolina State Emissions Inventory
Pine Grove | 56690_G_1 | 56690 | G | 1 |  | Landfill Gas | PJM_WMAC | Pennsylvania | Schuylkill | 0.3 | 2008 | 9999 |  |  |  | 0.61247 | Default Emission Factor
Pine Grove | 56690_G_10 | 56690 | G | 10 |  | Landfill Gas | PJM_WMAC | Pennsylvania | Schuylkill | 0.3 | 2008 | 9999 |  |  |  | 0.61247 | Default Emission Factor
Pine Grove | 56690_G_11 | 56690 | G | 11 |  | Landfill Gas | PJM_WMAC | Pennsylvania | Schuylkill | 0.3 | 2008 | 9999 |  |  |  | 0.61247 | Default Emission Factor
Pine Grove | 56690_G_12 | 56690 | G | 12 |  | Landfill Gas | PJM_WMAC | Pennsylvania | Schuylkill | 0.3 | 2008 | 9999 |  |  |  | 0.61247 | Default Emission Factor
Pine Grove | 56690_G_13 | 56690 | G | 13 |  | Landfill Gas | PJM_WMAC | Pennsylvania | Schuylkill | 0.3 | 2008 | 9999 |  |  |  | 0.61247 | Default Emission Factor
Pine Grove | 56690_G_14 | 56690 | G | 14 |  | Landfill Gas | PJM_WMAC | Pennsylvania | Schuylkill | 0.3 | 2008 | 9999 |  |  |  | 0.61247 | Default Emission Factor
Pine Grove | 56690_G_15 | 56690 | G | 15 |  | Landfill Gas | PJM_WMAC | Pennsylvania | Schuylkill | 0.3 | 2008 | 9999 |  |  |  | 0.61247 | Default Emission Factor
Pine Grove | 56690_G_16 | 56690 | G | 16 |  | Landfill Gas | PJM_WMAC | Pennsylvania | Schuylkill | 0.3 | 2008 | 9999 |  |  |  | 0.61247 | Default Emission Factor
Pine Grove | 56690_G_17 | 56690 | G | 17 |  | Landfill Gas | PJM_WMAC | Pennsylvania | Schuylkill | 0.3 | 2008 | 9999 |  |  |  | 0.61247 | Default Emission Factor
Pine Grove | 56690_G_18 | 56690 | G | 18 |  | Landfill Gas | PJM_WMAC | Pennsylvania | Schuylkill | 0.3 | 2008 | 9999 |  |  |  | 0.61247 | Default Emission Factor
Pine Grove | 56690_G_2 | 56690 | G | 2 |  | Landfill Gas | PJM_WMAC | Pennsylvania | Schuylkill | 0.3 | 2008 | 9999 |  |  |  | 0.61247 | Default Emission Factor
Pine Grove | 56690_G_3 | 56690 | G | 3 |  | Landfill Gas | PJM_WMAC | Pennsylvania | Schuylkill | 0.3 | 2008 | 9999 |  |  |  | 0.61247 | Default Emission Factor
Pine Grove | 56690_G_4 | 56690 | G | 4 |  | Landfill Gas | PJM_WMAC | Pennsylvania | Schuylkill | 0.3 | 2008 | 9999 |  |  |  | 0.61247 | Default Emission Factor
Pine Grove | 56690_G_5 | 56690 | G | 5 |  | Landfill Gas | PJM_WMAC | Pennsylvania | Schuylkill | 0.3 | 2008 | 9999 |  |  |  | 0.61247 | Default Emission Factor
Pine Grove | 56690_G_6 | 56690 | G | 6 |  | Landfill Gas | PJM_WMAC | Pennsylvania | Schuylkill | 0.3 | 2008 | 9999 |  |  |  | 0.61247 | Default Emission Factor
Pine Grove | 56690_G_7 | 56690 | G | 7 |  | Landfill Gas | PJM_WMAC | Pennsylvania | Schuylkill | 0.3 | 2008 | 9999 |  |  |  | 0.61247 | Default Emission Factor
Pine Grove | 56690_G_8 | 56690 | G | 8 |  | Landfill Gas | PJM_WMAC | Pennsylvania | Schuylkill | 0.3 | 2008 | 9999 |  |  |  | 0.61247 | Default Emission Factor
Pine Grove | 56690_G_9 | 56690 | G | 9 |  | Landfill Gas | PJM_WMAC | Pennsylvania | Schuylkill | 0.3 | 2008 | 9999 |  |  |  | 0.61247 | Default Emission Factor
Virginia Beach | 56693_G_1 | 56693 | G | 1 |  | Landfill Gas | PJM_Dom | Virginia | Virginia Beach City | 0.3 | 2001 | 9999 |  |  |  | 0.61247 | Default Emission Factor
Virginia Beach | 56693_G_10 | 56693 | G | 10 |  | Landfill Gas | PJM_Dom | Virginia | Virginia Beach City | 0.3 | 2001 | 9999 |  |  |  | 0.61247 | Default Emission Factor
Virginia Beach | 56693_G_11 | 56693 | G | 11 |  | Landfill Gas | PJM_Dom | Virginia | Virginia Beach City | 0.3 | 2001 | 9999 |  |  |  | 0.61247 | Default Emission Factor
Virginia Beach | 56693_G_12 | 56693 | G | 12 |  | Landfill Gas | PJM_Dom | Virginia | Virginia Beach City | 0.3 | 2001 | 9999 |  |  |  | 0.61247 | Default Emission Factor
Virginia Beach | 56693_G_13 | 56693 | G | 13 |  | Landfill Gas | PJM_Dom | Virginia | Virginia Beach City | 0.3 | 2001 | 9999 |  |  |  | 0.61247 | Default Emission Factor
Virginia Beach | 56693_G_14 | 56693 | G | 14 |  | Landfill Gas | PJM_Dom | Virginia | Virginia Beach City | 0.3 | 2001 | 9999 |  |  |  | 0.61247 | Default Emission Factor
Virginia Beach | 56693_G_15 | 56693 | G | 15 |  | Landfill Gas | PJM_Dom | Virginia | Virginia Beach City | 0.3 | 2001 | 9999 |  |  |  | 0.61247 | Default Emission Factor
Virginia Beach | 56693_G_16 | 56693 | G | 16 |  | Landfill Gas | PJM_Dom | Virginia | Virginia Beach City | 0.3 | 2001 | 9999 |  |  |  | 0.61247 | Default Emission Factor
Virginia Beach | 56693_G_17 | 56693 | G | 17 |  | Landfill Gas | PJM_Dom | Virginia | Virginia Beach City | 0.3 | 2001 | 9999 |  |  |  | 0.61247 | Default Emission Factor
Virginia Beach | 56693_G_18 | 56693 | G | 18 |  | Landfill Gas | PJM_Dom | Virginia | Virginia Beach City | 0.3 | 2001 | 9999 |  |  |  | 0.61247 | Default Emission Factor
Virginia Beach | 56693_G_19 | 56693 | G | 19 |  | Landfill Gas | PJM_Dom | Virginia | Virginia Beach City | 0.3 | 2001 | 9999 |  |  |  | 0.61247 | Default Emission Factor
Virginia Beach | 56693_G_2 | 56693 | G | 2 |  | Landfill Gas | PJM_Dom | Virginia | Virginia Beach City | 0.3 | 2001 | 9999 |  |  |  | 0.61247 | Default Emission Factor
Virginia Beach | 56693_G_20 | 56693 | G | 20 |  | Landfill Gas | PJM_Dom | Virginia | Virginia Beach City | 0.3 | 2001 | 9999 |  |  |  | 0.61247 | Default Emission Factor
Virginia Beach | 56693_G_21 | 56693 | G | 21 |  | Landfill Gas | PJM_Dom | Virginia | Virginia Beach City | 0.3 | 2001 | 9999 |  |  |  | 0.61247 | Default Emission Factor
Virginia Beach | 56693_G_22 | 56693 | G | 22 |  | Landfill Gas | PJM_Dom | Virginia | Virginia Beach City | 0.3 | 2001 | 9999 |  |  |  | 0.61247 | Default Emission Factor
Virginia Beach | 56693_G_23 | 56693 | G | 23 |  | Landfill Gas | PJM_Dom | Virginia | Virginia Beach City | 0.3 | 2001 | 9999 |  |  |  | 0.61247 | Default Emission Factor
Virginia Beach | 56693_G_24 | 56693 | G | 24 |  | Landfill Gas | PJM_Dom | Virginia | Virginia Beach City | 0.3 | 2001 | 9999 |  |  |  | 0.61247 | Default Emission Factor
Virginia Beach | 56693_G_25 | 56693 | G | 25 |  | Landfill Gas | PJM_Dom | Virginia | Virginia Beach City | 0.3 | 2001 | 9999 |  |  |  | 0.61247 | Default Emission Factor
Virginia Beach | 56693_G_26 | 56693 | G | 26 |  | Landfill Gas | PJM_Dom | Virginia | Virginia Beach City | 0.3 | 2001 | 9999 |  |  |  | 0.61247 | Default Emission Factor
Virginia Beach | 56693_G_27 | 56693 | G | 27 |  | Landfill Gas | PJM_Dom | Virginia | Virginia Beach City | 0.3 | 2001 | 9999 |  |  |  | 0.61247 | Default Emission Factor
Virginia Beach | 56693_G_28 | 56693 | G | 28 |  | Landfill Gas | PJM_Dom | Virginia | Virginia Beach City | 0.3 | 2001 | 9999 |  |  |  | 0.61247 | Default Emission Factor
Virginia Beach | 56693_G_29 | 56693 | G | 29 |  | Landfill Gas | PJM_Dom | Virginia | Virginia Beach City | 0.3 | 2001 | 9999 |  |  |  | 0.61247 | Default Emission Factor
Virginia Beach | 56693_G_3 | 56693 | G | 3 |  | Landfill Gas | PJM_Dom | Virginia | Virginia Beach City | 0.3 | 2001 | 9999 |  |  |  | 0.61247 | Default Emission Factor
Virginia Beach | 56693_G_30 | 56693 | G | 30 |  | Landfill Gas | PJM_Dom | Virginia | Virginia Beach City | 0.3 | 2001 | 9999 |  |  |  | 0.61247 | Default Emission Factor
Virginia Beach | 56693_G_31 | 56693 | G | 31 |  | Landfill Gas | PJM_Dom | Virginia | Virginia Beach City | 0.3 | 2001 | 9999 |  |  |  | 0.61247 | Default Emission Factor
Virginia Beach | 56693_G_32 | 56693 | G | 32 |  | Landfill Gas | PJM_Dom | Virginia | Virginia Beach City | 0.3 | 2001 | 9999 |  |  |  | 0.61247 | Default Emission Factor
Virginia Beach | 56693_G_33 | 56693 | G | 33 |  | Landfill Gas | PJM_Dom | Virginia | Virginia Beach City | 0.3 | 2001 | 9999 |  |  |  | 0.61247 | Default Emission Factor
Virginia Beach | 56693_G_34 | 56693 | G | 34 |  | Landfill Gas | PJM_Dom | Virginia | Virginia Beach City | 0.3 | 2001 | 9999 |  |  |  | 0.61247 | Default Emission Factor
Virginia Beach | 56693_G_35 | 56693 | G | 35 |  | Landfill Gas | PJM_Dom | Virginia | Virginia Beach City | 0.3 | 2001 | 9999 |  |  |  | 0.61247 | Default Emission Factor
Virginia Beach | 56693_G_36 | 56693 | G | 36 |  | Landfill Gas | PJM_Dom | Virginia | Virginia Beach City | 0.3 | 2001 | 9999 |  |  |  | 0.61247 | Default Emission Factor
Virginia Beach | 56693_G_4 | 56693 | G | 4 |  | Landfill Gas | PJM_Dom | Virginia | Virginia Beach City | 0.3 | 2001 | 9999 |  |  |  | 0.61247 | Default Emission Factor
Virginia Beach | 56693_G_5 | 56693 | G | 5 |  | Landfill Gas | PJM_Dom | Virginia | Virginia Beach City | 0.3 | 2001 | 9999 |  |  |  | 0.61247 | Default Emission Factor
Virginia Beach | 56693_G_6 | 56693 | G | 6 |  | Landfill Gas | PJM_Dom | Virginia | Virginia Beach City | 0.3 | 2001 | 9999 |  |  |  | 0.61247 | Default Emission Factor
Virginia Beach | 56693_G_7 | 56693 | G | 7 |  | Landfill Gas | PJM_Dom | Virginia | Virginia Beach City | 0.3 | 2001 | 9999 |  |  |  | 0.61247 | Default Emission Factor
Virginia Beach | 56693_G_8 | 56693 | G | 8 |  | Landfill Gas | PJM_Dom | Virginia | Virginia Beach City | 0.3 | 2001 | 9999 |  |  |  | 0.61247 | Default Emission Factor
Virginia Beach | 56693_G_9 | 56693 | G | 9 |  | Landfill Gas | PJM_Dom | Virginia | Virginia Beach City | 0.3 | 2001 | 9999 |  |  |  | 0.61247 | Default Emission Factor
Haworth Water Treatment Plant | 56701_G_GEN1 | 56701 | G | GEN1 |  | Combustion Turbine | PJM_EMAC | New Jersey | Bergen | 2 | 2004 | 9999 |  |  |  | 0.86775 | Default Emission Factor
Haworth Water Treatment Plant | 56701_G_GEN2 | 56701 | G | GEN2 |  | Combustion Turbine | PJM_EMAC | New Jersey | Bergen | 2 | 2004 | 9999 |  |  |  | 0.86775 | Default Emission Factor
Haworth Water Treatment Plant | 56701_G_GEN3 | 56701 | G | GEN3 |  | Combustion Turbine | PJM_EMAC | New Jersey | Bergen | 2 | 2004 | 9999 |  |  |  | 0.86775 | Default Emission Factor
Haworth Water Treatment Plant | 56701_G_GEN4 | 56701 | G | GEN4 |  | Combustion Turbine | PJM_EMAC | New Jersey | Bergen | 2 | 2004 | 9999 |  |  |  | 0.86775 | Default Emission Factor
Haworth Water Treatment Plant | 56701_G_GEN5 | 56701 | G | GEN5 |  | Combustion Turbine | PJM_EMAC | New Jersey | Bergen | 3.9 | 2018 | 9999 |  |  |  | 0.86775 | Default Emission Factor
Haworth Water Treatment Plant | 56701_G_GEN6 | 56701 | G | GEN6 |  | Combustion Turbine | PJM_EMAC | New Jersey | Bergen | 3.9 | 2018 | 9999 |  |  |  | 0.86775 | Default Emission Factor
Virginia Tech Power Plant | 56785_G_WG01 | 56785 | G | WG01 |  | O/G Steam | PJM_West | Virginia | Montgomery | 2.5 | 1976 | 9999 |  |  |  | 0.15323 | Default Emission Factor
Geismar Cogen | 56787_G_GTG | 56787 | G | GTG |  | Combustion Turbine | MIS_LA | Louisiana | Ascension | 72.5 | 2000 | 2024 |  |  |  | 0.155 | Default Emission Factor
Kleen Energy Systems Project | 56798_G_ST | 56798 | G | ST | 90386 | Combined Cycle | NENG_CT | Connecticut | Middlesex | 268 | 2011 | 9999 |  |  |  | 0.00747 | NEI 2019
Kleen Energy Systems Project | 56798_G_U1 | 56798 | G | U1 | 90386 | Combined Cycle | NENG_CT | Connecticut | Middlesex | 177 | 2011 | 9999 | 2019 | 4.7762 | 1505910 | 0.00747 | NEI 2019
Kleen Energy Systems Project | 56798_G_U2 | 56798 | G | U2 | 90387 | Combined Cycle | NENG_CT | Connecticut | Middlesex | 177 | 2011 | 9999 | 2019 | 3.1209 | 609530 | 0.00747 | NEI 2019
Greenland Energy Center | 56799_G_1 | 56799 | G | 1 | 90380 | Combustion Turbine | FRCC | Florida | Duval | 148 | 2011 | 9999 | 2019 | 6.124 | 228120.0005 | 0.05369 | NEI 2019
Greenland Energy Center | 56799_G_2 | 56799 | G | 2 | 90381 | Combustion Turbine | FRCC | Florida | Duval | 148 | 2011 | 9999 | 2019 | 10.326 | 228120.0005 | 0.09053 | NEI 2019
Bridgeport Station | 568_G_4 | 568 | G | 4 |  | Combustion Turbine | NENG_CT | Connecticut | Fairfield | 17 | 1967 | 2024 | 2019 | 0.022833 | 189 | 0.24162 | NEI 2019
Bridgeport Station | 568_G_501 | 568 | G | 501 | 91155 | Combined Cycle | NENG_CT | Connecticut | Fairfield | 375.7 | 2019 | 9999 |  |  |  | 0.02972 | Default Emission Factor
Bridgeport Station | 568_G_502 | 568 | G | 502 | 91155 | Combined Cycle | NENG_CT | Connecticut | Fairfield | 200.6 | 2019 | 9999 |  |  |  | 0.02972 | Default Emission Factor
Panoche Energy Center | 56803_G_1 | 56803 | G | 1 | 90388 | Combustion Turbine | WEC_CALN | California | Fresno | 97 | 2009 | 9999 | 2017 | 1.706 | 132643.25 | 0.02572 | NEI 2019
Panoche Energy Center | 56803_G_2 | 56803 | G | 2 | 90389 | Combustion Turbine | WEC_CALN | California | Fresno | 97 | 2009 | 9999 | 2019 | 1.965 | 158208 | 0.02484 | NEI 2019
Panoche Energy Center | 56803_G_3 | 56803 | G | 3 | 90390 | Combustion Turbine | WEC_CALN | California | Fresno | 97 | 2009 | 9999 | 2017 | 1.8399 | 132643.25 | 0.02774 | NEI 2019
Panoche Energy Center | 56803_G_4 | 56803 | G | 4 | 90391 | Combustion Turbine | WEC_CALN | California | Fresno | 97 | 2009 | 9999 | 2019 | 1.2158 | 158208 | 0.01537 | NEI 2019
Cedar Bayou 4 | 56806_G_4 | 56806 | G | 4 | 90407 | Combined Cycle | ERC_REST | Texas | Chambers | 172 | 2009 | 9999 |  |  |  | 0.1002 | NEI 2019
Cedar Bayou 4 | 56806_G_41 | 56806 | G | 41 | 90407 | Combined Cycle | ERC_REST | Texas | Chambers | 165 | 2009 | 9999 | 2019 | 14.2542 | 395763 | 0.1002 | NEI 2019
Cedar Bayou 4 | 56806_G_42 | 56806 | G | 42 | 90408 | Combined Cycle | ERC_REST | Texas | Chambers | 165 | 2009 | 9999 | 2019 | 16.7391 | 222869 | 0.1002 | NEI 2019
Bear Garden | 56807_G_1A | 56807 | G | 1A | 90440 | Combined Cycle | PJM_Dom | Virginia | Buckingham | 190 | 2011 | 9999 | 2019 | 12.3717 | 3211634 | 0.01159 | NEI 2019
Bear Garden | 56807_G_1B | 56807 | G | 1B | 90441 | Combined Cycle | PJM_Dom | Virginia | Buckingham | 190 | 2011 | 9999 | 2019 | 8.2432 | 346806 | 0.01159 | NEI 2019
Bear Garden | 56807_G_1C | 56807 | G | 1C | 90440 | Combined Cycle | PJM_Dom | Virginia | Buckingham | 242 | 2011 | 9999 |  |  |  | 0.01159 | NEI 2019
OREG 1 Inc | 56833_G_CS10 | 56833 | G | CS10 |  | Non-Fossil Waste | SPP_WAUE | Montana | Roosevelt | 5 | 2006 | 9999 |  |  |  | 0.81254 | Default Emission Factor
OREG 1 Inc | 56833_G_CS11 | 56833 | G | CS11 |  | Non-Fossil Waste | SPP_WAUE | Montana | Roosevelt | 5 | 2006 | 9999 |  |  |  | 0.81254 | Default Emission Factor
OREG 1 Inc | 56833_G_CS7 | 56833 | G | CS7 |  | Non-Fossil Waste | SPP_WAUE | Montana | Roosevelt | 5 | 2006 | 9999 |  |  |  | 0.81254 | Default Emission Factor
OREG 1 Inc | 56833_G_CS9 | 56833 | G | CS9 |  | Non-Fossil Waste | SPP_WAUE | Montana | Roosevelt | 5 | 2006 | 9999 |  |  |  | 0.81254 | Default Emission Factor
CPV St Charles Energy Center | 56846_G_GTG1 | 56846 | G | GTG1 | 91104 | Combined Cycle | PJM_SMAC | Maryland | Charles | 205 | 2017 | 9999 | 2019 | 32.9174 | 1336589 | 0.02511 | NEI 2019
CPV St Charles Energy Center | 56846_G_GTG2 | 56846 | G | GTG2 | 91105 | Combined Cycle | PJM_SMAC | Maryland | Charles | 205 | 2017 | 9999 | 2019 | 19.7998 | 1329903 | 0.02511 | NEI 2019
CPV St Charles Energy Center | 56846_G_STGEN | 56846 | G | STGEN | 91104 | Combined Cycle | PJM_SMAC | Maryland | Charles | 316 | 2017 | 9999 |  |  |  | 0.02511 | NEI 2019
Lanchester Generating Station | 56850_G_1 | 56850 | G | 1 |  | Landfill Gas | PJM_EMAC | Pennsylvania | Lancaster | 1.6 | 2006 | 9999 |  |  |  | 0.61247 | Default Emission Factor
Lanchester Generating Station | 56850_G_2 | 56850 | G | 2 |  | Landfill Gas | PJM_EMAC | Pennsylvania | Lancaster | 1.6 | 2010 | 9999 |  |  |  | 0.61247 | Default Emission Factor
Bryon Center | 56851_G_1 | 56851 | G | 1 |  | Landfill Gas | MIS_LMI | Michigan | KENT | 1.5 | 2009 | 9999 |  |  |  | 0.61247 | Default Emission Factor
Bryon Center | 56851_G_2 | 56851 | G | 2 |  | Landfill Gas | MIS_LMI | Michigan | KENT | 1.5 | 2009 | 9999 |  |  |  | 0.61247 | Default Emission Factor
Pinconning White Feather | 56852_G_1 | 56852 | G | 1 |  | Landfill Gas | MIS_LMI | Michigan | BAY | 1.5 | 2009 | 9999 |  |  |  | 0.61247 | Default Emission Factor
Pinconning White Feather | 56852_G_2 | 56852 | G | 2 |  | Landfill Gas | MIS_LMI | Michigan | BAY | 1.5 | 2009 | 9999 |  |  |  | 0.61247 | Default Emission Factor
Trans-Jordan Generating Station | 56853_G_1 | 56853 | G | 1 |  | Landfill Gas | WECC_UT | Utah | Salt Lake | 1.5 | 2009 | 9999 |  |  |  | 0.61247 | Default Emission Factor
Trans-Jordan Generating Station | 56853_G_2 | 56853 | G | 2 |  | Landfill Gas | WECC_UT | Utah | Salt Lake | 1.5 | 2009 | 9999 |  |  |  | 0.61247 | Default Emission Factor
Trans-Jordan Generating Station | 56853_G_3 | 56853 | G | 3 |  | Landfill Gas | WECC_UT | Utah | Salt Lake | 1.5 | 2009 | 9999 |  |  |  | 0.61247 | Default Emission Factor
Covel Gardens Gas Recovery | 56864_G_1 | 56864 | G | 1 |  | Landfill Gas | ERC_REST | Texas | Bexar | 1.6 | 2005 | 9999 | 2018 | 2.835 | 5105.1667 | 1.1106 | Texas Emissions Inventory
Covel Gardens Gas Recovery | 56864_G_2 | 56864 | G | 2 |  | Landfill Gas | ERC_REST | Texas | Bexar | 1.6 | 2005 | 9999 | 2018 | 2.835 | 5105.1667 | 1.1106 | Texas Emissions Inventory
Covel Gardens Gas Recovery | 56864_G_3 | 56864 | G | 3 |  | Landfill Gas | ERC_REST | Texas | Bexar | 1.6 | 2005 | 9999 | 2018 | 2.835 | 5105.1667 | 1.1106 | Texas Emissions Inventory
Covel Gardens Gas Recovery | 56864_G_4 | 56864 | G | 4 |  | Landfill Gas | ERC_REST | Texas | Bexar | 1.6 | 2005 | 9999 | 2018 | 2.835 | 5105.1667 | 1.1106 | Texas Emissions Inventory
Covel Gardens Gas Recovery | 56864_G_5 | 56864 | G | 5 |  | Landfill Gas | ERC_REST | Texas | Bexar | 1.6 | 2005 | 9999 | 2018 | 2.835 | 5105.1667 | 1.1106 | Texas Emissions Inventory
Covel Gardens Gas Recovery | 56864_G_6 | 56864 | G | 6 |  | Landfill Gas | ERC_REST | Texas | Bexar | 1.6 | 2005 | 9999 | 2018 | 2.835 | 5105.1667 | 1.1106 | Texas Emissions Inventory
Loraine County Project | 56869_G_1 | 56869 | G | 1 |  | Landfill Gas | PJM_ATSI | Ohio | Lorain | 1.4 | 2001 | 9999 |  |  |  | 0.61247 | Default Emission Factor
Loraine County Project | 56869_G_10 | 56869 | G | 10 |  | Landfill Gas | PJM_ATSI | Ohio | Lorain | 1.6 | 2012 | 9999 |  |  |  | 0.61247 | Default Emission Factor
Loraine County Project | 56869_G_11 | 56869 | G | 11 |  | Landfill Gas | PJM_ATSI | Ohio | Lorain | 1.6 | 2012 | 9999 |  |  |  | 0.61247 | Default Emission Factor
Loraine County Project | 56869_G_12 | 56869 | G | 12 |  | Landfill Gas | PJM_ATSI | Ohio | Lorain | 1.6 | 2012 | 9999 |  |  |  | 0.61247 | Default Emission Factor
Loraine County Project | 56869_G_13 | 56869 | G | 13 |  | Landfill Gas | PJM_ATSI | Ohio | Lorain | 1.6 | 2012 | 9999 |  |  |  | 0.61247 | Default Emission Factor
Loraine County Project | 56869_G_14 | 56869 | G | 14 |  | Landfill Gas | PJM_ATSI | Ohio | Lorain | 1.6 | 2012 | 9999 |  |  |  | 0.61247 | Default Emission Factor
Loraine County Project | 56869_G_15 | 56869 | G | 15 |  | Landfill Gas | PJM_ATSI | Ohio | Lorain | 1.6 | 2012 | 9999 |  |  |  | 0.61247 | Default Emission Factor
Loraine County Project | 56869_G_16 | 56869 | G | 16 |  | Landfill Gas | PJM_ATSI | Ohio | Lorain | 1.6 | 2012 | 9999 |  |  |  | 0.61247 | Default Emission Factor
Loraine County Project | 56869_G_17 | 56869 | G | 17 |  | Landfill Gas | PJM_ATSI | Ohio | Lorain | 1.6 | 2012 | 9999 |  |  |  | 0.61247 | Default Emission Factor
Loraine County Project | 56869_G_18 | 56869 | G | 18 |  | Landfill Gas | PJM_ATSI | Ohio | Lorain | 1.6 | 2012 | 9999 |  |  |  | 0.61247 | Default Emission Factor
Loraine County Project | 56869_G_2 | 56869 | G | 2 |  | Landfill Gas | PJM_ATSI | Ohio | Lorain | 1.4 | 2001 | 9999 |  |  |  | 0.61247 | Default Emission Factor
Loraine County Project | 56869_G_3 | 56869 | G | 3 |  | Landfill Gas | PJM_ATSI | Ohio | Lorain | 1.4 | 2001 | 9999 |  |  |  | 0.61247 | Default Emission Factor
Loraine County Project | 56869_G_4 | 56869 | G | 4 |  | Landfill Gas | PJM_ATSI | Ohio | Lorain | 1.4 | 2001 | 9999 |  |  |  | 0.61247 | Default Emission Factor
Loraine County Project | 56869_G_5 | 56869 | G | 5 |  | Landfill Gas | PJM_ATSI | Ohio | Lorain | 1.4 | 2001 | 9999 |  |  |  | 0.61247 | Default Emission Factor
Loraine County Project | 56869_G_6 | 56869 | G | 6 |  | Landfill Gas | PJM_ATSI | Ohio | Lorain | 1.4 | 2001 | 9999 |  |  |  | 0.61247 | Default Emission Factor
Loraine County Project | 56869_G_7 | 56869 | G | 7 |  | Landfill Gas | PJM_ATSI | Ohio | Lorain | 1.4 | 2003 | 9999 |  |  |  | 0.61247 | Default Emission Factor
Loraine County Project | 56869_G_8 | 56869 | G | 8 |  | Landfill Gas | PJM_ATSI | Ohio | Lorain | 1.4 | 2003 | 9999 |  |  |  | 0.61247 | Default Emission Factor
Loraine County Project | 56869_G_9 | 56869 | G | 9 |  | Landfill Gas | PJM_ATSI | Ohio | Lorain | 1.6 | 2012 | 9999 |  |  |  | 0.61247 | Default Emission Factor
Taylor | 56870_G_1 | 56870 | G | 1 |  | Landfill Gas | S_SOU | Georgia | Taylor | 1 | 2003 | 9999 |  |  |  | 0.61247 | Default Emission Factor
Taylor | 56870_G_2 | 56870 | G | 2 |  | Landfill Gas | S_SOU | Georgia | Taylor | 1 | 2003 | 9999 |  |  |  | 0.61247 | Default Emission Factor
Taylor | 56870_G_3 | 56870 | G | 3 |  | Landfill Gas | S_SOU | Georgia | Taylor | 1 | 2003 | 9999 |  |  |  | 0.61247 | Default Emission Factor
Taylor | 56870_G_4 | 56870 | G | 4 |  | Landfill Gas | S_SOU | Georgia | Taylor | 1 | 2003 | 9999 |  |  |  | 0.61247 | Default Emission Factor
Taylor | 56870_G_5 | 56870 | G | 5 |  | Landfill Gas | S_SOU | Georgia | Taylor | 1 | 2011 | 9999 |  |  |  | 0.61247 | Default Emission Factor
Taylor | 56870_G_6 | 56870 | G | 6 |  | Landfill Gas | S_SOU | Georgia | Taylor | 1 | 2011 | 9999 |  |  |  | 0.61247 | Default Emission Factor
Taylor | 56870_G_7 | 56870 | G | 7 |  | Landfill Gas | S_SOU | Georgia | Taylor | 1 | 2011 | 9999 |  |  |  | 0.61247 | Default Emission Factor
Taylor | 56870_G_8 | 56870 | G | 8 |  | Landfill Gas | S_SOU | Georgia | Taylor | 1 | 2011 | 9999 |  |  |  | 0.61247 | Default Emission Factor
SECCRA Community Landfill | 56873_G_1 | 56873 | G | 1 |  | Landfill Gas | PJM_EMAC | Pennsylvania | Chester | 0.9 | 2007 | 9999 |  |  |  | 0.61247 | Default Emission Factor
SECCRA Community Landfill | 56873_G_3 | 56873 | G | 3 |  | Landfill Gas | PJM_EMAC | Pennsylvania | Chester | 1.6 | 2010 | 9999 |  |  |  | 0.61247 | Default Emission Factor
OREG 2 Inc | 56880_G_CS12 | 56880 | G | CS12 |  | Non-Fossil Waste | SPP_WAUE | Montana | Roosevelt | 5 | 2009 | 9999 |  |  |  | 0.81254 | Default Emission Factor
OREG 2 Inc | 56880_G_CS3 | 56880 | G | CS3 |  | Non-Fossil Waste | SPP_WAUE | Montana | Roosevelt | 5 | 2009 | 9999 |  |  |  | 0.81254 | Default Emission Factor
OREG 2 Inc | 56880_G_CS5 | 56880 | G | CS5 |  | Non-Fossil Waste | SPP_WAUE | Montana | Roosevelt | 5 | 2009 | 9999 |  |  |  | 0.81254 | Default Emission Factor
OREG 2 Inc | 56880_G_CS8 | 56880 | G | CS8 |  | Non-Fossil Waste | SPP_WAUE | Montana | Roosevelt | 5 | 2008 | 9999 |  |  |  | 0.81254 | Default Emission Factor
Cumberland County Solid Waste Complex | 56884_G_GEN 2 | 56884 | G | GEN 2 |  | Landfill Gas | PJM_EMAC | New Jersey | Cumberland | 1.6 | 2008 | 9999 |  |  |  | 0.26506 | NEI 2019
Cumberland County Solid Waste Complex | 56884_G_GEN 3 | 56884 | G | GEN 3 |  | Landfill Gas | PJM_EMAC | New Jersey | Cumberland | 1.6 | 2008 | 9999 |  |  |  | 0.26506 | NEI 2019
Cumberland County Solid Waste Complex | 56884_G_GEN1 | 56884 | G | GEN1 |  | Landfill Gas | PJM_EMAC | New Jersey | Cumberland | 1.6 | 2008 | 9999 | 2019 | 2.18 | 16449 | 0.26506 | NEI 2019
Cumberland County PA LFG Recovery | 56887_G_GEN 1 | 56887 | G | GEN 1 |  | Landfill Gas | PJM_PENE | Pennsylvania | Cumberland | 1.6 | 2009 | 9999 |  |  |  | 0.61247 | Default Emission Factor
Cumberland County PA LFG Recovery | 56887_G_GEN 2 | 56887 | G | GEN 2 |  | Landfill Gas | PJM_PENE | Pennsylvania | Cumberland | 1.6 | 2009 | 9999 |  |  |  | 0.61247 | Default Emission Factor
Cumberland County PA LFG Recovery | 56887_G_GEN 3 | 56887 | G | GEN 3 |  | Landfill Gas | PJM_PENE | Pennsylvania | Cumberland | 1.6 | 2009 | 9999 |  |  |  | 0.61247 | Default Emission Factor
Cumberland County PA LFG Recovery | 56887_G_GEN 4 | 56887 | G | GEN 4 |  | Landfill Gas | PJM_PENE | Pennsylvania | Cumberland | 1.6 | 2009 | 9999 |  |  |  | 0.61247 | Default Emission Factor
Norther Tier Landfill | 56890_G_GEN 1 | 56890 | G | GEN 1 |  | Landfill Gas | PJM_PENE | Pennsylvania | Bradford | 1.6 | 2009 | 9999 |  |  |  | 0.61247 | Default Emission Factor
Moretown | 56891_G_GEN 2 | 56891 | G | GEN 2 |  | Landfill Gas | NENGREST | Vermont | Washington | 1.6 | 2008 | 9999 |  |  |  | 0.61247 | Default Emission Factor
Ameresco Stafford | 56894_G_1 | 56894 | G | 1 |  | Landfill Gas | PJM_Dom | Virginia | Stafford | 1 | 2009 | 9999 | 2018 | 1.2184 | 5479.5 | 0.44469 | Virginia State Emissions
Ameresco Stafford | 56894_G_2 | 56894 | G | 2 |  | Landfill Gas | PJM_Dom | Virginia | Stafford | 1 | 2009 | 9999 | 2018 | 1.2184 | 5479.5 | 0.44469 | Virginia State Emissions
Ameresco Ox Mountain | 56895_G_1 | 56895 | G | 1 |  | Landfill Gas | WEC_CALN | California | San Mateo | 1.8 | 2008 | 9999 |  |  |  | 0.61247 | Default Emission Factor
Ameresco Ox Mountain | 56895_G_2 | 56895 | G | 2 |  | Landfill Gas | WEC_CALN | California | San Mateo | 1.8 | 2008 | 9999 |  |  |  | 0.61247 | Default Emission Factor
Ameresco Ox Mountain | 56895_G_3 | 56895 | G | 3 |  | Landfill Gas | WEC_CALN | California | San Mateo | 1.8 | 2008 | 9999 |  |  |  | 0.61247 | Default Emission Factor
Ameresco Ox Mountain | 56895_G_4 | 56895 | G | 4 |  | Landfill Gas | WEC_CALN | California | San Mateo | 1.8 | 2008 | 9999 |  |  |  | 0.61247 | Default Emission Factor
Ameresco Ox Mountain | 56895_G_5 | 56895 | G | 5 |  | Landfill Gas | WEC_CALN | California | San Mateo | 1.8 | 2008 | 9999 |  |  |  | 0.61247 | Default Emission Factor
Ameresco Ox Mountain | 56895_G_6 | 56895 | G | 6 |  | Landfill Gas | WEC_CALN | California | San Mateo | 1.8 | 2008 | 9999 |  |  |  | 0.61247 | Default Emission Factor
Ameresco Jefferson City | 56896_G_1 | 56896 | G | 1 |  | Landfill Gas | MIS_MO | Missouri | Cole | 0.9 | 2009 | 9999 |  |  |  | 0.61247 | Default Emission Factor
Ameresco Jefferson City | 56896_G_2 | 56896 | G | 2 |  | Landfill Gas | MIS_MO | Missouri | Cole | 0.9 | 2009 | 9999 |  |  |  | 0.61247 | Default Emission Factor
Ameresco Jefferson City | 56896_G_3 | 56896 | G | 3 |  | Landfill Gas | MIS_MO | Missouri | Cole | 0.9 | 2009 | 9999 |  |  |  | 0.61247 | Default Emission Factor
Ameresco Keller Canyon | 56897_G_1 | 56897 | G | 1 |  | Landfill Gas | WEC_CALN | California | Contra Costa | 1.8 | 2009 | 9999 | 2017 | 2.3222 | 14463.5 | 0.32111 | NEI 2019
Ameresco Keller Canyon | 56897_G_2 | 56897 | G | 2 |  | Landfill Gas | WEC_CALN | California | Contra Costa | 1.8 | 2009 | 9999 | 2017 | 2.345 | 14463.5 | 0.32427 | NEI 2019
Ameresco Chiquita Canyon | 56898_G_1 | 56898 | G | 1 |  | Landfill Gas | WECC_SCE | California | Los Angeles | 4 | 2010 | 9999 | 2017 | 1.4811 | 24019 | 0.12332 | NEI 2019
Ameresco Chiquita Canyon | 56898_G_2 | 56898 | G | 2 |  | Landfill Gas | WECC_SCE | California | Los Angeles | 4 | 2010 | 9999 | 2019 | 0.26 | 21608 | 0.02407 | NEI 2019
IRC Generator Facility | 56899_G_290 | 56899 | G | 290 |  | Combustion Turbine | WECC_AZ | Arizona | Coconino | 1.5 | 1986 | 9999 |  |  |  | 0.86775 | Default Emission Factor
IRC Generator Facility | 56899_G_291 | 56899 | G | 291 |  | Combustion Turbine | WECC_AZ | Arizona | Coconino | 1.5 | 1986 | 9999 |  |  |  | 0.86775 | Default Emission Factor
Dave Gates Generating Station | 56908_G_1 | 56908 | G | 1 | 90619 | Combustion Turbine | WECC_MT | Montana | Deer Lodge | 44.1 | 2011 | 9999 | 2019 | 9.9555 | 75580.668 | 0.26344 | NEI 2019
Dave Gates Generating Station | 56908_G_2 | 56908 | G | 2 | 90621 | Combustion Turbine | WECC_MT | Montana | Deer Lodge | 44.1 | 2011 | 9999 | 2019 | 2.424 | 75580.668 | 0.06414 | NEI 2019
Dave Gates Generating Station | 56908_G_3 | 56908 | G | 3 | 90623 | Combustion Turbine | WECC_MT | Montana | Deer Lodge | 44.1 | 2011 | 9999 | 2019 | 6.1048 | 75580.668 | 0.16154 | NEI 2019
Broad Mountain | 56911_G_GEN1 | 56911 | G | GEN1 |  | Landfill Gas | PJM_WMAC | Pennsylvania | Schuylkill | 4.1 | 2009 | 9999 |  |  |  | 0.61247 | Default Emission Factor
Broad Mountain | 56911_G_GEN2 | 56911 | G | GEN2 |  | Landfill Gas | PJM_WMAC | Pennsylvania | Schuylkill | 4.1 | 2009 | 9999 |  |  |  | 0.61247 | Default Emission Factor
Orange Grove Peaking Facility | 56914_G_CTG1 | 56914 | G | CTG1 | 90426 | Combustion Turbine | WEC_SDGE | California | San Diego | 49.1 | 2010 | 9999 | 2019 | 0.39 | 9692.5 | 0.08048 | NEI 2019
Orange Grove Peaking Facility | 56914_G_CTG2 | 56914 | G | CTG2 | 90427 | Combustion Turbine | WEC_SDGE | California | San Diego | 49.1 | 2010 | 9999 | 2017 | 0.4 | 21650.5 | 0.03695 | NEI 2019
Fairfield University CHP Plant | 56928_G_CHP1 | 56928 | G | CHP1 |  | Combustion Turbine | NENG_CT | Connecticut | Fairfield | 4.5 | 2007 | 9999 |  |  |  | 0.155 | Default Emission Factor
Biotech LS 0836 | 56932_G_BLS1 | 56932 | G | BLS1 |  | Combustion Turbine | WECC_PNW | Washington | Whitman | 1 | 2009 | 9999 |  |  |  | 0.86775 | Default Emission Factor
Fairbanks Morse Engine | 56937_G_IPE | 56937 | G | IPE |  | Combustion Turbine | MIS_WUMS | Wisconsin | Rock | 1.5 | 1989 | 9999 |  |  |  | 0.86775 | Default Emission Factor
CPV Valley Energy Center | 56940_G_CTG1 | 56940 | G | CTG1 | 90434 | Combined Cycle | NY_Z_G-I | New York | Orange | 198.2 | 2018 | 9999 | 2019 | 14.0102 | 2812955 | 0.02255 | NEI 2019
CPV Valley Energy Center | 56940_G_CTG2 | 56940 | G | CTG2 | 90435 | Combined Cycle | NY_Z_G-I | New York | Orange | 198.2 | 2018 | 9999 | 2019 | 32.2099 | 1287322 | 0.02255 | NEI 2019
CPV Valley Energy Center | 56940_G_STG | 56940 | G | STG | 90434 | Combined Cycle | NY_Z_G-I | New York | Orange | 308.7 | 2018 | 9999 |  |  |  | 0.02255 | NEI 2019
Coolidge Generation Station | 56948_G_1 | 56948 | G | 1 | 90464 | Combustion Turbine | WECC_AZ | Arizona | Pinal | 43.4 | 2011 | 9999 |  |  |  | 0.155 | Default Emission Factor
Coolidge Generation Station | 56948_G_10 | 56948 | G | 10 | 90473 | Combustion Turbine | WECC_AZ | Arizona | Pinal | 43.4 | 2011 | 9999 |  |  |  | 0.155 | Default Emission Factor
Coolidge Generation Station | 56948_G_11 | 56948 | G | 11 | 90474 | Combustion Turbine | WECC_AZ | Arizona | Pinal | 43.4 | 2011 | 9999 |  |  |  | 0.155 | Default Emission Factor
Coolidge Generation Station | 56948_G_12 | 56948 | G | 12 | 90475 | Combustion Turbine | WECC_AZ | Arizona | Pinal | 43.4 | 2011 | 9999 |  |  |  | 0.155 | Default Emission Factor
Coolidge Generation Station | 56948_G_2 | 56948 | G | 2 | 90465 | Combustion Turbine | WECC_AZ | Arizona | Pinal | 43.4 | 2011 | 9999 |  |  |  | 0.155 | Default Emission Factor
Coolidge Generation Station | 56948_G_3 | 56948 | G | 3 | 90466 | Combustion Turbine | WECC_AZ | Arizona | Pinal | 43.4 | 2011 | 9999 |  |  |  | 0.155 | Default Emission Factor
Coolidge Generation Station | 56948_G_4 | 56948 | G | 4 | 90467 | Combustion Turbine | WECC_AZ | Arizona | Pinal | 43.4 | 2011 | 9999 |  |  |  | 0.155 | Default Emission Factor
Coolidge Generation Station | 56948_G_5 | 56948 | G | 5 | 90468 | Combustion Turbine | WECC_AZ | Arizona | Pinal | 43.4 | 2011 | 9999 |  |  |  | 0.155 | Default Emission Factor
Coolidge Generation Station | 56948_G_6 | 56948 | G | 6 | 90469 | Combustion Turbine | WECC_AZ | Arizona | Pinal | 43.4 | 2011 | 9999 |  |  |  | 0.155 | Default Emission Factor
Coolidge Generation Station | 56948_G_7 | 56948 | G | 7 | 90470 | Combustion Turbine | WECC_AZ | Arizona | Pinal | 43.4 | 2011 | 9999 |  |  |  | 0.155 | Default Emission Factor
Coolidge Generation Station | 56948_G_8 | 56948 | G | 8 | 90471 | Combustion Turbine | WECC_AZ | Arizona | Pinal | 43.4 | 2011 | 9999 |  |  |  | 0.155 | Default Emission Factor
Coolidge Generation Station | 56948_G_9 | 56948 | G | 9 | 90472 | Combustion Turbine | WECC_AZ | Arizona | Pinal | 43.4 | 2011 | 9999 |  |  |  | 0.155 | Default Emission Factor
Enoree Phase II Landfill Gas Recovery | 56951_G_1 | 56951 | G | 1 |  | Landfill Gas | S_VACA | South Carolina | Greenville | 1.5 | 2008 | 9999 |  |  |  | 0.61247 | Default Emission Factor
Enoree Phase II Landfill Gas Recovery | 56951_G_2 | 56951 | G | 2 |  | Landfill Gas | S_VACA | South Carolina | Greenville | 1.5 | 2008 | 9999 |  |  |  | 0.61247 | Default Emission Factor
Gastonia Prime Power Park | 56954_G_1 | 56954 | G | 1 |  | Combustion Turbine | S_VACA | North Carolina | Gaston | 2 | 2008 | 9999 |  |  |  | 0.86775 | Default Emission Factor
Gastonia Prime Power Park | 56954_G_2 | 56954 | G | 2 |  | Combustion Turbine | S_VACA | North Carolina | Gaston | 2 | 2008 | 9999 |  |  |  | 0.86775 | Default Emission Factor
Gastonia Prime Power Park | 56954_G_3 | 56954 | G | 3 |  | Combustion Turbine | S_VACA | North Carolina | Gaston | 1.8 | 2012 | 9999 |  |  |  | 0.86775 | Default Emission Factor
Gastonia Prime Power Park | 56954_G_4 | 56954 | G | 4 |  | Combustion Turbine | S_VACA | North Carolina | Gaston | 1.8 | 2012 | 9999 |  |  |  | 0.86775 | Default Emission Factor
Gastonia Prime Power Park | 56954_G_5 | 56954 | G | 5 |  | Combustion Turbine | S_VACA | North Carolina | Gaston | 1.8 | 2013 | 9999 |  |  |  | 0.86775 | Default Emission Factor
Gastonia Prime Power Park | 56954_G_6 | 56954 | G | 6 |  | Combustion Turbine | S_VACA | North Carolina | Gaston | 1.8 | 2013 | 9999 |  |  |  | 0.86775 | Default Emission Factor
Pioneer Crossing Energy, LLC | 56957_G_LFG1 | 56957 | G | LFG1 |  | Landfill Gas | PJM_WMAC | Pennsylvania | Berks | 1.6 | 2008 | 9999 | 2019 | 3.82 | 8216.6 | 0.92983 | NEI 2019
Pioneer Crossing Energy, LLC | 56957_G_LFG2 | 56957 | G | LFG2 |  | Landfill Gas | PJM_WMAC | Pennsylvania | Berks | 1.6 | 2008 | 9999 |  |  |  | 0.61247 | Default Emission Factor
Pioneer Crossing Energy, LLC | 56957_G_LFG3 | 56957 | G | LFG3 |  | Landfill Gas | PJM_WMAC | Pennsylvania | Berks | 1.6 | 2008 | 9999 |  |  |  | 0.61247 | Default Emission Factor
Pioneer Crossing Energy, LLC | 56957_G_LFG4 | 56957 | G | LFG4 |  | Landfill Gas | PJM_WMAC | Pennsylvania | Berks | 1.6 | 2008 | 9999 |  |  |  | 0.61247 | Default Emission Factor
Pioneer Crossing Energy, LLC | 56957_G_LFG5 | 56957 | G | LFG5 |  | Landfill Gas | PJM_WMAC | Pennsylvania | Berks | 1.6 | 2013 | 9999 |  |  |  | 0.61247 | Default Emission Factor
DANC LFGTE Facility | 56958_G_GEN1 | 56958 | G | GEN1 |  | Landfill Gas | NY_Z_C&E | New York | Jefferson | 1.6 | 2008 | 9999 | 2018 | 0.16 | 8342 | 0.03836 | New York Emission Inventory
DANC LFGTE Facility | 56958_G_GEN2 | 56958 | G | GEN2 |  | Landfill Gas | NY_Z_C&E | New York | Jefferson | 1.6 | 2008 | 9999 | 2018 | 0.16 | 8342 | 0.03836 | New York Emission Inventory
DANC LFGTE Facility | 56958_G_GEN3 | 56958 | G | GEN3 |  | Landfill Gas | NY_Z_C&E | New York | Jefferson | 1.6 | 2008 | 9999 | 2018 | 0.16 | 8342 | 0.03836 | New York Emission Inventory
DANC LFGTE Facility | 56958_G_GEN4 | 56958 | G | GEN4 |  | Landfill Gas | NY_Z_C&E | New York | Jefferson | 1.6 | 2012 | 9999 | 2018 | 0.16 | 8342 | 0.03836 | New York Emission Inventory
Iredell County LFG Facility | 56962_G_1 | 56962 | G | 1 |  | Landfill Gas | S_VACA | North Carolina | Iredell | 1.6 | 2008 | 9999 |  |  |  | 0.61247 | Default Emission Factor
Iredell County LFG Facility | 56962_G_2 | 56962 | G | 2 |  | Landfill Gas | S_VACA | North Carolina | Iredell | 1.6 | 2008 | 9999 |  |  |  | 0.61247 | Default Emission Factor
West Deptford Energy Station | 56963_G_E101 | 56963 | G | E101 | 90891 | Combined Cycle | PJM_EMAC | New Jersey | Gloucester | 216.5 | 2014 | 9999 | 2019 | 40.2 | 4682299 | 0.01717 | NEI 2019
West Deptford Energy Station | 56963_G_E102 | 56963 | G | E102 | 90892 | Combined Cycle | PJM_EMAC | New Jersey | Gloucester | 216.5 | 2014 | 9999 |  |  |  | 0.01717 | NEI 2019
West Deptford Energy Station | 56963_G_STG1 | 56963 | G | STG1 | 90891 | Combined Cycle | PJM_EMAC | New Jersey | Gloucester | 305.9 | 2014 | 9999 |  |  |  | 0.01717 | NEI 2019
Bayonne Energy Center | 56964_G_GT1 | 56964 | G | GT1 | 90481 | Combustion Turbine | NY_Z_J | New Jersey | Hudson | 56.3 | 2012 | 9999 |  |  |  | 0.07815 | NEI 2019
Bayonne Energy Center | 56964_G_GT10 | 56964 | G | GT10 | 91188 | Combustion Turbine | NY_Z_J | New Jersey | Hudson | 61.3 | 2018 | 9999 |  |  |  | 0.09398 | NEI 2019
Bayonne Energy Center | 56964_G_GT2 | 56964 | G | GT2 | 90482 | Combustion Turbine | NY_Z_J | New Jersey | Hudson | 54.7 | 2012 | 9999 |  |  |  | 0.07815 | NEI 2019
Bayonne Energy Center | 56964_G_GT3 | 56964 | G | GT3 | 90483 | Combustion Turbine | NY_Z_J | New Jersey | Hudson | 59.2 | 2012 | 9999 |  |  |  | 0.07815 | NEI 2019
Bayonne Energy Center | 56964_G_GT4 | 56964 | G | GT4 | 90484 | Combustion Turbine | NY_Z_J | New Jersey | Hudson | 58.5 | 2012 | 9999 |  |  |  | 0.07815 | NEI 2019
Bayonne Energy Center | 56964_G_GT5 | 56964 | G | GT5 | 90485 | Combustion Turbine | NY_Z_J | New Jersey | Hudson | 57.3 | 2012 | 9999 |  |  |  | 0.07815 | NEI 2019
Bayonne Energy Center | 56964_G_GT6 | 56964 | G | GT6 | 90486 | Combustion Turbine | NY_Z_J | New Jersey | Hudson | 56.9 | 2012 | 9999 |  |  |  | 0.07815 | NEI 2019
Bayonne Energy Center | 56964_G_GT7 | 56964 | G | GT7 | 90487 | Combustion Turbine | NY_Z_J | New Jersey | Hudson | 57.7 | 2012 | 9999 |  |  |  | 0.07815 | NEI 2019
Bayonne Energy Center | 56964_G_GT8 | 56964 | G | GT8 | 90488 | Combustion Turbine | NY_Z_J | New Jersey | Hudson | 57.6 | 2012 | 9999 | 2019 | 20.244 | 518111.5434 | 0.07815 | NEI 2019
Bayonne Energy Center | 56964_G_GT9 | 56964 | G | GT9 | 91187 | Combustion Turbine | NY_Z_J | New Jersey | Hudson | 61.3 | 2018 | 9999 | 2019 | 6.514 | 138630.4566 | 0.09398 | NEI 2019
Clinton LFGTE Facility | 56986_G_GEN1 | 56986 | G | GEN1 |  | Landfill Gas | NY_Z_D | New York | Clinton | 1.6 | 2008 | 9999 | 2018 | 1.9025 | 7214.25 | 0.52743 | New York Emission Inventory
Clinton LFGTE Facility | 56986_G_GEN2 | 56986 | G | GEN2 |  | Landfill Gas | NY_Z_D | New York | Clinton | 1.6 | 2008 | 9999 | 2018 | 1.9025 | 7214.25 | 0.52743 | New York Emission Inventory
Clinton LFGTE Facility | 56986_G_GEN3 | 56986 | G | GEN3 |  | Landfill Gas | NY_Z_D | New York | Clinton | 1.6 | 2008 | 9999 | 2018 | 1.9025 | 7214.25 | 0.52743 | New York Emission Inventory
Clinton LFGTE Facility | 56986_G_GEN4 | 56986 | G | GEN4 |  | Landfill Gas | NY_Z_D | New York | Clinton | 1.6 | 2009 | 9999 | 2018 | 1.9025 | 7214.25 | 0.52743 | New York Emission Inventory
Hyland LFGTE Facility | 56987_G_GEN1 | 56987 | G | GEN1 |  | Landfill Gas | NY_Z_B | New York | Allegany | 1.6 | 2008 | 9999 |  |  |  | 0.61247 | Default Emission Factor
Hyland LFGTE Facility | 56987_G_GEN2 | 56987 | G | GEN2 |  | Landfill Gas | NY_Z_B | New York | Allegany | 1.6 | 2008 | 9999 |  |  |  | 0.61247 | Default Emission Factor
Hyland LFGTE Facility | 56987_G_GEN3 | 56987 | G | GEN3 |  | Landfill Gas | NY_Z_B | New York | Allegany | 1.6 | 2008 | 9999 |  |  |  | 0.61247 | Default Emission Factor
Georgetown LFGTE | 56995_G_G1 | 56995 | G | G1 |  | Landfill Gas | S_VACA | South Carolina | Georgetown | 1 | 2010 | 9999 |  |  |  | 0.61247 | Default Emission Factor
Pueblo Airport Generating Station | 56998_G_4 | 56998 | G | 4 | 90499 | Combined Cycle | WECC_CO | Colorado | Pueblo | 37 | 2012 | 9999 | 2019 | 14.3 | 293215 | 0.11816 | NEI 2019
Pueblo Airport Generating Station | 56998_G_43 | 56998 | G | 43 | 90499 | Combined Cycle | WECC_CO | Colorado | Pueblo | 20 | 2012 | 9999 |  |  |  | 0.11816 | NEI 2019
Pueblo Airport Generating Station | 56998_G_5 | 56998 | G | 5 | 90557 | Combined Cycle | WECC_CO | Colorado | Pueblo | 37 | 2012 | 9999 | 2017 | 12.7 | 291826 | 0.11816 | NEI 2019
Pueblo Airport Generating Station | 56998_G_53 | 56998 | G | 53 | 90559 | Combined Cycle | WECC_CO | Colorado | Pueblo | 20 | 2012 | 9999 |  |  |  | 0.10058 | NEI 2019
Pueblo Airport Generating Station | 56998_G_6 | 56998 | G | 6 | 90559 | Combined Cycle | WECC_CO | Colorado | Pueblo | 37 | 2012 | 9999 | 2017 | 10.5 | 179859 | 0.10058 | NEI 2019
Pueblo Airport Generating Station | 56998_G_7 | 56998 | G | 7 | 90560 | Combined Cycle | WECC_CO | Colorado | Pueblo | 37 | 2012 | 9999 | 2017 | 13.881 | 176934 | 0.10058 | NEI 2019
Pueblo Airport Generating Station | 56998_G_CT08 | 56998 | G | CT08 | 90863 | Combustion Turbine | WECC_CO | Colorado | Pueblo | 40 | 2016 | 9999 |  |  |  | 0.155 | Default Emission Factor
Pueblo Airport Generating Station | 56998_G_GT1 | 56998 | G | GT1 | 90496 | Combustion Turbine | WECC_CO | Colorado | Pueblo | 90 | 2012 | 9999 | 2017 | 3 | 64528.3636 | 0.09298 | NEI 2019
Pueblo Airport Generating Station | 56998_G_GT2 | 56998 | G | GT2 | 90497 | Combustion Turbine | WECC_CO | Colorado | Pueblo | 90 | 2012 | 9999 | 2017 | 7.2 | 64528.3636 | 0.22316 | NEI 2019
El Cajon Energy Center | 57001_G_GEN1 | 57001 | G | GEN1 | 90510 | Combustion Turbine | WEC_SDGE | California | San Diego | 43.5 | 2010 | 9999 |  |  |  | 0.155 | Default Emission Factor
Fulton LFGTE Facility | 57003_G_GEN1 | 57003 | G | GEN1 |  | Landfill Gas | NY_Z_F | New York | Fulton | 1.6 | 2010 | 9999 | 2017 | 5.1463 | 12950 | 0.79479 | NEI 2019
Fulton LFGTE Facility | 57003_G_GEN2 | 57003 | G | GEN2 |  | Landfill Gas | NY_Z_F | New York | Fulton | 1.6 | 2010 | 9999 |  |  |  | 0.79479 | NEI 2019
Waste Management Arden LFGTE | 57014_G_GEN1 | 57014 | G | GEN1 |  | Landfill Gas | PJM_AP | Pennsylvania | Washington | 0.8 | 2009 | 9999 | 2019 | 19.53 | 38756 | 1.0078 | NEI 2019
Waste Management Arden LFGTE | 57014_G_GEN2 | 57014 | G | GEN2 |  | Landfill Gas | PJM_AP | Pennsylvania | Washington | 0.8 | 2009 | 9999 |  |  |  | 1.0078 | NEI 2019
Waste Management Arden LFGTE | 57014_G_GEN3 | 57014 | G | GEN3 |  | Landfill Gas | PJM_AP | Pennsylvania | Washington | 0.8 | 2009 | 9999 |  |  |  | 1.0078 | NEI 2019
Waste Management Arden LFGTE | 57014_G_GEN4 | 57014 | G | GEN4 |  | Landfill Gas | PJM_AP | Pennsylvania | Washington | 0.8 | 2009 | 9999 |  |  |  | 1.0078 | NEI 2019
Waste Management Arden LFGTE | 57014_G_GEN5 | 57014 | G | GEN5 |  | Landfill Gas | PJM_AP | Pennsylvania | Washington | 0.8 | 2009 | 9999 |  |  |  | 1.0078 | NEI 2019
Waste Management Arden LFGTE | 57014_G_GEN6 | 57014 | G | GEN6 |  | Landfill Gas | PJM_AP | Pennsylvania | Washington | 0.8 | 2009 | 9999 |  |  |  | 1.0078 | NEI 2019
Waste Management Columbia Ridge LFGTE | 57015_G_GEN1 | 57015 | G | GEN1 |  | Landfill Gas | WECC_PNW | Oregon | Gilliam | 0.8 | 2009 | 9999 | 2017 | 13.6 | 48078 | 0.56575 | NEI 2019
Waste Management Columbia Ridge LFGTE | 57015_G_GEN10 | 57015 | G | GEN10 |  | Landfill Gas | WECC_PNW | Oregon | Gilliam | 1.6 | 2014 | 9999 |  |  |  | 0.30783 | NEI 2019
Waste Management Columbia Ridge LFGTE | 57015_G_GEN11 | 57015 | G | GEN11 |  | Landfill Gas | WECC_PNW | Oregon | Gilliam | 1.6 | 2014 | 9999 |  |  |  | 0.30783 | NEI 2019
Waste Management Columbia Ridge LFGTE | 57015_G_GEN12 | 57015 | G | GEN12 |  | Landfill Gas | WECC_PNW | Oregon | Gilliam | 1.6 | 2014 | 9999 |  |  |  | 0.30783 | NEI 2019
Waste Management Columbia Ridge LFGTE | 57015_G_GEN2 | 57015 | G | GEN2 |  | Landfill Gas | WECC_PNW | Oregon | Gilliam | 0.8 | 2009 | 9999 |  |  |  | 0.56575 | NEI 2019
Waste Management Columbia Ridge LFGTE | 57015_G_GEN3 | 57015 | G | GEN3 |  | Landfill Gas | WECC_PNW | Oregon | Gilliam | 0.8 | 2009 | 9999 |  |  |  | 0.56575 | NEI 2019
Waste Management Columbia Ridge LFGTE | 57015_G_GEN4 | 57015 | G | GEN4 |  | Landfill Gas | WECC_PNW | Oregon | Gilliam | 0.8 | 2009 | 9999 |  |  |  | 0.56575 | NEI 2019
Waste Management Columbia Ridge LFGTE | 57015_G_GEN5 | 57015 | G | GEN5 |  | Landfill Gas | WECC_PNW | Oregon | Gilliam | 0.8 | 2009 | 9999 |  |  |  | 0.56575 | NEI 2019
Waste Management Columbia Ridge LFGTE | 57015_G_GEN6 | 57015 | G | GEN6 |  | Landfill Gas | WECC_PNW | Oregon | Gilliam | 0.8 | 2009 | 9999 |  |  |  | 0.56575 | NEI 2019
Waste Management Columbia Ridge LFGTE | 57015_G_GEN7 | 57015 | G | GEN7 |  | Landfill Gas | WECC_PNW | Oregon | Gilliam | 0.8 | 2009 | 9999 |  |  |  | 0.56575 | NEI 2019
Waste Management Columbia Ridge LFGTE | 57015_G_GEN8 | 57015 | G | GEN8 |  | Landfill Gas | WECC_PNW | Oregon | Gilliam | 0.8 | 2009 | 9999 |  |  |  | 0.56575 | NEI 2019
Waste Management Columbia Ridge LFGTE | 57015_G_GEN9 | 57015 | G | GEN9 |  | Landfill Gas | WECC_PNW | Oregon | Gilliam | 1.6 | 2014 | 9999 | 2017 | 7.4 | 48078 | 0.30783 | NEI 2019
Waste Management Crossroads LFGTE | 57016_G_GEN1 | 57016 | G | GEN1 |  | Landfill Gas | NENG_ME | Maine | Somerset | 1.6 | 2009 | 9999 |  |  |  | 0.61247 | Default Emission Factor
Waste Management Crossroads LFGTE | 57016_G_GEN2 | 57016 | G | GEN2 |  | Landfill Gas | NENG_ME | Maine | Somerset | 1.6 | 2009 | 9999 |  |  |  | 0.61247 | Default Emission Factor
Spruce Ridge Gas Recovery | 57017_G_GEN1 | 57017 | G | GEN1 |  | Landfill Gas | MIS_MNWI | Minnesota | McLeod | 0.8 | 2008 | 9999 |  |  |  | 0.61247 | Default Emission Factor
Spruce Ridge Gas Recovery | 57017_G_GEN2 | 57017 | G | GEN2 |  | Landfill Gas | MIS_MNWI | Minnesota | McLeod | 0.8 | 2008 | 9999 |  |  |  | 0.61247 | Default Emission Factor
Spruce Ridge Gas Recovery | 57017_G_GEN3 | 57017 | G | GEN3 |  | Landfill Gas | MIS_MNWI | Minnesota | McLeod | 0.8 | 2008 | 9999 |  |  |  | 0.61247 | Default Emission Factor
Spruce Ridge Gas Recovery | 57017_G_GEN4 | 57017 | G | GEN4 |  | Landfill Gas | MIS_MNWI | Minnesota | McLeod | 0.8 | 2010 | 9999 |  |  |  | 0.61247 | Default Emission Factor
Waste Management Middle Peninsula LFGTE | 57018_G_GEN1 | 57018 | G | GEN1 |  | Landfill Gas | PJM_Dom | Virginia | Middlesex | 0.8 | 2009 | 9999 | 2019 | 14.8309 | 48978 | 0.60561 | NEI 2019
Waste Management Middle Peninsula LFGTE | 57018_G_GEN2 | 57018 | G | GEN2 |  | Landfill Gas | PJM_Dom | Virginia | Middlesex | 0.8 | 2009 | 9999 |  |  |  | 0.60561 | NEI 2019
Waste Management Middle Peninsula LFGTE | 57018_G_GEN3 | 57018 | G | GEN3 |  | Landfill Gas | PJM_Dom | Virginia | Middlesex | 0.8 | 2009 | 9999 |  |  |  | 0.60561 | NEI 2019
Waste Management Middle Peninsula LFGTE | 57018_G_GEN4 | 57018 | G | GEN4 |  | Landfill Gas | PJM_Dom | Virginia | Middlesex | 0.8 | 2009 | 9999 |  |  |  | 0.60561 | NEI 2019
Waste Management Middle Peninsula LFGTE | 57018_G_GEN5 | 57018 | G | GEN5 |  | Landfill Gas | PJM_Dom | Virginia | Middlesex | 0.8 | 2009 | 9999 |  |  |  | 0.60561 | NEI 2019
Waste Management Middle Peninsula LFGTE | 57018_G_GEN6 | 57018 | G | GEN6 |  | Landfill Gas | PJM_Dom | Virginia | Middlesex | 0.8 | 2009 | 9999 |  |  |  | 0.60561 | NEI 2019
Waste Management Middle Peninsula LFGTE | 57018_G_GEN7 | 57018 | G | GEN7 |  | Landfill Gas | PJM_Dom | Virginia | Middlesex | 0.8 | 2009 | 9999 |  |  |  | 0.60561 | NEI 2019
Waste Management Middle Peninsula LFGTE | 57018_G_GEN8 | 57018 | G | GEN8 |  | Landfill Gas | PJM_Dom | Virginia | Middlesex | 0.8 | 2009 | 9999 |  |  |  | 0.60561 | NEI 2019
Riverbend Landfill | 57019_G_GEN1 | 57019 | G | GEN1 |  | Landfill Gas | WECC_PNW | Oregon | Yamhill | 0.8 | 2010 | 9999 |  |  |  | 0.61247 | Default Emission Factor
Riverbend Landfill | 57019_G_GEN2 | 57019 | G | GEN2 |  | Landfill Gas | WECC_PNW | Oregon | Yamhill | 0.8 | 2010 | 9999 |  |  |  | 0.61247 | Default Emission Factor
Riverbend Landfill | 57019_G_GEN3 | 57019 | G | GEN3 |  | Landfill Gas | WECC_PNW | Oregon | Yamhill | 0.8 | 2010 | 9999 |  |  |  | 0.61247 | Default Emission Factor
Riverbend Landfill | 57019_G_GEN4 | 57019 | G | GEN4 |  | Landfill Gas | WECC_PNW | Oregon | Yamhill | 0.8 | 2010 | 9999 |  |  |  | 0.61247 | Default Emission Factor
Riverbend Landfill | 57019_G_GEN5 | 57019 | G | GEN5 |  | Landfill Gas | WECC_PNW | Oregon | Yamhill | 0.8 | 2010 | 9999 |  |  |  | 0.61247 | Default Emission Factor
Riverbend Landfill | 57019_G_GEN6 | 57019 | G | GEN6 |  | Landfill Gas | WECC_PNW | Oregon | Yamhill | 0.8 | 2010 | 9999 |  |  |  | 0.61247 | Default Emission Factor
Westside Landfill Gas Recovery | 57020_G_GEN1 | 57020 | G | GEN1 |  | Landfill Gas | ERC_REST | Texas | Parker | 1.6 | 2010 | 9999 |  |  |  | 0.61247 | Default Emission Factor
Westside Landfill Gas Recovery | 57020_G_GEN2 | 57020 | G | GEN2 |  | Landfill Gas | ERC_REST | Texas | Parker | 1.6 | 2010 | 9999 |  |  |  | 0.61247 | Default Emission Factor
Waste Management Madison County LFGTE | 57021_G_GEN1 | 57021 | G | GEN1 |  | Landfill Gas | NY_Z_C&E | New York | Madison | 1.6 | 2009 | 9999 |  |  |  | 0.61247 | Default Emission Factor
Waste Management King George LFGTE | 57022_G_GEN1 | 57022 | G | GEN1 |  | Landfill Gas | PJM_Dom | Virginia | King George | 2.8 | 2010 | 9999 | 2019 | 3.5824 | 18374.1947 | 0.38994 | NEI 2019
Waste Management King George LFGTE | 57022_G_GEN2 | 57022 | G | GEN2 |  | Landfill Gas | PJM_Dom | Virginia | King George | 2.8 | 2010 | 9999 | 2019 | 3.6975 | 18374.1947 | 0.40246 | NEI 2019
Waste Management King George LFGTE | 57022_G_GEN3 | 57022 | G | GEN3 |  | Landfill Gas | PJM_Dom | Virginia | King George | 2.8 | 2010 | 9999 | 2019 | 3.6751 | 18374.1947 | 0.40003 | NEI 2019
Waste Management King George LFGTE | 57022_G_GEN4 | 57022 | G | GEN4 |  | Landfill Gas | PJM_Dom | Virginia | King George | 2.9 | 2011 | 9999 | 2019 | 3.6569 | 19030.4159 | 0.38432 | NEI 2019
Waste Management Rolling Meadows LFGTE | 57023_G_GEN1 | 57023 | G | GEN1 |  | Landfill Gas | SPP_N | Kansas | Shawnee | 0.8 | 2010 | 9999 |  |  |  | 0.61247 | Default Emission Factor
Waste Management Rolling Meadows LFGTE | 57023_G_GEN2 | 57023 | G | GEN2 |  | Landfill Gas | SPP_N | Kansas | Shawnee | 0.8 | 2010 | 9999 |  |  |  | 0.61247 | Default Emission Factor
Waste Management Rolling Meadows LFGTE | 57023_G_GEN3 | 57023 | G | GEN3 |  | Landfill Gas | SPP_N | Kansas | Shawnee | 0.8 | 2010 | 9999 |  |  |  | 0.61247 | Default Emission Factor
Waste Management Rolling Meadows LFGTE | 57023_G_GEN4 | 57023 | G | GEN4 |  | Landfill Gas | SPP_N | Kansas | Shawnee | 0.8 | 2010 | 9999 |  |  |  | 0.61247 | Default Emission Factor
Waste Management Rolling Meadows LFGTE | 57023_G_GEN5 | 57023 | G | GEN5 |  | Landfill Gas | SPP_N | Kansas | Shawnee | 0.8 | 2010 | 9999 |  |  |  | 0.61247 | Default Emission Factor
Waste Management Rolling Meadows LFGTE | 57023_G_GEN6 | 57023 | G | GEN6 |  | Landfill Gas | SPP_N | Kansas | Shawnee | 0.8 | 2010 | 9999 |  |  |  | 0.61247 | Default Emission Factor
Waste Management Rolling Meadows LFGTE | 57023_G_GEN7 | 57023 | G | GEN7 |  | Landfill Gas | SPP_N | Kansas | Shawnee | 0.8 | 2010 | 9999 |  |  |  | 0.61247 | Default Emission Factor
Waste Management Northern Oaks LFGTE | 57024_G_GEN1 | 57024 | G | GEN1 |  | Landfill Gas | MIS_LMI | Michigan | Clare | 1.6 | 2010 | 9999 | 2018 | 0.6541 | 9066 | 0.1443 | Michigan Point Source Emission
Waste Management Eco Vista LFGTE | 57025_G_GEN1 | 57025 | G | GEN1 |  | Landfill Gas | SPP_WEST | Arkansas | Washington | 0.8 | 2010 | 9999 |  |  |  | 0.61247 | Default Emission Factor
Waste Management Eco Vista LFGTE | 57025_G_GEN2 | 57025 | G | GEN2 |  | Landfill Gas | SPP_WEST | Arkansas | Washington | 0.8 | 2010 | 9999 |  |  |  | 0.61247 | Default Emission Factor
Waste Management Eco Vista LFGTE | 57025_G_GEN3 | 57025 | G | GEN3 |  | Landfill Gas | SPP_WEST | Arkansas | Washington | 0.8 | 2010 | 9999 |  |  |  | 0.61247 | Default Emission Factor
Waste Management Eco Vista LFGTE | 57025_G_GEN4 | 57025 | G | GEN4 |  | Landfill Gas | SPP_WEST | Arkansas | Washington | 0.8 | 2010 | 9999 |  |  |  | 0.61247 | Default Emission Factor
Waste Management Eco Vista LFGTE | 57025_G_GEN5 | 57025 | G | GEN5 |  | Landfill Gas | SPP_WEST | Arkansas | Washington | 0.8 | 2010 | 9999 |  |  |  | 0.61247 | Default Emission Factor
Superior Landfill Gas Recovery | 57026_G_GEN 5 | 57026 | G | GEN 5 |  | Landfill Gas | S_SOU | Georgia | Chatham | 0.8 | 2009 | 9999 |  |  |  | 6.1369 | NEI 2019
Superior Landfill Gas Recovery | 57026_G_GEN1 | 57026 | G | GEN1 |  | Landfill Gas | S_SOU | Georgia | Chatham | 0.8 | 2009 | 9999 | 2017 | 129.192 | 42103 | 6.1369 | NEI 2019
Superior Landfill Gas Recovery | 57026_G_GEN2 | 57026 | G | GEN2 |  | Landfill Gas | S_SOU | Georgia | Chatham | 0.8 | 2009 | 9999 |  |  |  | 6.1369 | NEI 2019
Superior Landfill Gas Recovery | 57026_G_GEN3 | 57026 | G | GEN3 |  | Landfill Gas | S_SOU | Georgia | Chatham | 0.8 | 2009 | 9999 |  |  |  | 6.1369 | NEI 2019
Superior Landfill Gas Recovery | 57026_G_GEN4 | 57026 | G | GEN4 |  | Landfill Gas | S_SOU | Georgia | Chatham | 0.8 | 2009 | 9999 |  |  |  | 6.1369 | NEI 2019
Superior Landfill Gas Recovery | 57026_G_GEN6 | 57026 | G | GEN6 |  | Landfill Gas | S_SOU | Georgia | Chatham | 0.8 | 2009 | 9999 |  |  |  | 6.1369 | NEI 2019
Superior Landfill Gas Recovery | 57026_G_GEN7 | 57026 | G | GEN7 |  | Landfill Gas | S_SOU | Georgia | Chatham | 0.8 | 2009 | 9999 |  |  |  | 6.1369 | NEI 2019
Superior Landfill Gas Recovery | 57026_G_GEN8 | 57026 | G | GEN8 |  | Landfill Gas | S_SOU | Georgia | Chatham | 0.8 | 2009 | 9999 |  |  |  | 6.1369 | NEI 2019
Canyon Power Plant | 57027_G_CPP1 | 57027 | G | CPP1 | 90584 | Combustion Turbine | WECC_SCE | California | Orange | 49.4 | 2011 | 9999 | 2017 | 0.72562 | 40396.6725 | 0.03593 | NEI 2019
Canyon Power Plant | 57027_G_CPP2 | 57027 | G | CPP2 | 90585 | Combustion Turbine | WECC_SCE | California | Orange | 48 | 2011 | 9999 | 2017 | 0.7455 | 39251.8275 | 0.03799 | NEI 2019
Canyon Power Plant | 57027_G_CPP3 | 57027 | G | CPP3 | 90586 | Combustion Turbine | WECC_SCE | California | Orange | 48 | 2011 | 9999 | 2017 | 0.61628 | 39251.8275 | 0.0314 | NEI 2019
Canyon Power Plant | 57027_G_CPP4 | 57027 | G | CPP4 | 90587 | Combustion Turbine | WECC_SCE | California | Orange | 49.4 | 2011 | 9999 | 2017 | 0.66598 | 40396.6725 | 0.03297 | NEI 2019
Langley Gulch Power Plant | 57028_G_GTG | 57028 | G | GTG | 90518 | Combined Cycle | WECC_ID | Idaho | Payette | 176.9 | 2012 | 9999 | 2019 | 30.8999 | 1501424 | 0.04116 | NEI 2019
Langley Gulch Power Plant | 57028_G_STG | 57028 | G | STG | 90518 | Combined Cycle | WECC_ID | Idaho | Payette | 122.8 | 2012 | 9999 |  |  |  | 0.04116 | NEI 2019
Cleveland Cnty Generating Facility | 57029_G_1 | 57029 | G | 1 | 90576 | Combustion Turbine | S_VACA | North Carolina | Cleveland | 185 | 2012 | 9999 | 2019 | 11.83 | 246022.1813 | 0.09617 | NEI 2019
Cleveland Cnty Generating Facility | 57029_G_2 | 57029 | G | 2 | 90577 | Combustion Turbine | S_VACA | North Carolina | Cleveland | 187 | 2012 | 9999 | 2019 | 9.6 | 248681.8806 | 0.07721 | NEI 2019
Cleveland Cnty Generating Facility | 57029_G_3 | 57029 | G | 3 | 90578 | Combustion Turbine | S_VACA | North Carolina | Cleveland | 183.2 | 2012 | 9999 | 2019 | 10.03 | 243628.452 | 0.08234 | NEI 2019
Cleveland Cnty Generating Facility | 57029_G_4 | 57029 | G | 4 | 90579 | Combustion Turbine | S_VACA | North Carolina | Cleveland | 183 | 2012 | 9999 | 2019 | 10.75 | 243362.4821 | 0.08835 | NEI 2019
Pacolet Diesel Generation Facility | 57030_G_DI 1 | 57030 | G | DI 1 |  | Combustion Turbine | S_VACA | South Carolina | Spartanburg | 1.8 | 2006 | 9999 |  |  |  | 0.86775 | Default Emission Factor
Pacolet Diesel Generation Facility | 57030_G_DI 2 | 57030 | G | DI 2 |  | Combustion Turbine | S_VACA | South Carolina | Spartanburg | 1.8 | 2006 | 9999 |  |  |  | 0.86775 | Default Emission Factor
Pacolet Diesel Generation Facility | 57030_G_DI 3 | 57030 | G | DI 3 |  | Combustion Turbine | S_VACA | South Carolina | Spartanburg | 1.8 | 2006 | 9999 |  |  |  | 0.86775 | Default Emission Factor
Willmar Municipal East Substation | 57034_G_E04 | 57034 | G | E04 |  | Combustion Turbine | MIS_MNWI | Minnesota | Kandiyohi | 2 | 2000 | 9999 |  |  |  | 0.86775 | Default Emission Factor
Willmar Municipal East Substation | 57034_G_E05 | 57034 | G | E05 |  | Combustion Turbine | MIS_MNWI | Minnesota | Kandiyohi | 2 | 2000 | 9999 |  |  |  | 0.86775 | Default Emission Factor
Willmar Municipal East Substation | 57034_G_E06 | 57034 | G | E06 |  | Combustion Turbine | MIS_MNWI | Minnesota | Kandiyohi | 2 | 2000 | 9999 |  |  |  | 0.86775 | Default Emission Factor
Willmar Municipal SW Substation | 57035_G_SW01 | 57035 | G | SW01 |  | Combustion Turbine | MIS_MNWI | Minnesota | Kandiyohi | 2 | 2000 | 9999 |  |  |  | 0.86775 | Default Emission Factor
Willmar Municipal SW Substation | 57035_G_SW02 | 57035 | G | SW02 |  | Combustion Turbine | MIS_MNWI | Minnesota | Kandiyohi | 2 | 2000 | 9999 |  |  |  | 0.86775 | Default Emission Factor
Willmar Municipal SW Substation | 57035_G_SW03 | 57035 | G | SW03 |  | Combustion Turbine | MIS_MNWI | Minnesota | Kandiyohi | 2 | 2000 | 9999 |  |  |  | 0.86775 | Default Emission Factor
Ratcliffe | 57037_G_1A | 57037 | G | 1A | 90830 | Combined Cycle | S_SOU | Mississippi | Kemper | 189.4 | 2014 | 9999 | 2019 | 35.22 | 3096419 | 0.03469 | NEI 2019
Ratcliffe | 57037_G_1B | 57037 | G | 1B | 90831 | Combined Cycle | S_SOU | Mississippi | Kemper | 189.4 | 2014 | 9999 | 2017 | 40.58 | 1274369 | 0.03469 | NEI 2019
Ratcliffe | 57037_G_1C | 57037 | G | 1C | 90830 | Combined Cycle | S_SOU | Mississippi | Kemper | 296.7 | 2014 | 9999 |  |  |  | 0.03469 | NEI 2019
GenConn Middletown LLC | 57068_G_12 | 57068 | G | 12 | 90357 | Combustion Turbine | NENG_CT | Connecticut | Middlesex | 48.5 | 2011 | 9999 |  |  |  | 0.155 | Default Emission Factor
GenConn Middletown LLC | 57068_G_13 | 57068 | G | 13 | 90358 | Combustion Turbine | NENG_CT | Connecticut | Middlesex | 48.5 | 2011 | 9999 |  |  |  | 0.155 | Default Emission Factor
GenConn Middletown LLC | 57068_G_14 | 57068 | G | 14 | 90359 | Combustion Turbine | NENG_CT | Connecticut | Middlesex | 48.5 | 2011 | 9999 |  |  |  | 0.155 | Default Emission Factor
GenConn Middletown LLC | 57068_G_15 | 57068 | G | 15 | 90476 | Combustion Turbine | NENG_CT | Connecticut | Middlesex | 48.5 | 2011 | 9999 |  |  |  | 0.155 | Default Emission Factor
GenConn Devon LLC | 57070_G_15 | 57070 | G | 15 | 90352 | Combustion Turbine | NENG_CT | Connecticut | New Haven | 46.9 | 2010 | 9999 |  |  |  | 0.155 | Default Emission Factor
GenConn Devon LLC | 57070_G_16 | 57070 | G | 16 | 90353 | Combustion Turbine | NENG_CT | Connecticut | New Haven | 46.9 | 2010 | 9999 |  |  |  | 0.155 | Default Emission Factor
GenConn Devon LLC | 57070_G_17 | 57070 | G | 17 | 90354 | Combustion Turbine | NENG_CT | Connecticut | New Haven | 46.9 | 2010 | 9999 |  |  |  | 0.155 | Default Emission Factor
GenConn Devon LLC | 57070_G_18 | 57070 | G | 18 | 90355 | Combustion Turbine | NENG_CT | Connecticut | New Haven | 46.9 | 2010 | 9999 |  |  |  | 0.155 | Default Emission Factor
Denton Power LLC | 57071_G_1 | 57071 | G | 1 |  | Landfill Gas | ERC_REST | Texas | Denton | 1.6 | 2008 | 9999 |  |  |  | 0.61247 | Default Emission Factor
South Columbus Water Resource Facility | 57076_G_GEN1 | 57076 | G | GEN1 |  | Non-Fossil Waste | S_SOU | Georgia | Muscogee | 1.8 | 2010 | 9999 |  |  |  | 0.81254 | Default Emission Factor
South Columbus Water Resource Facility | 57076_G_GEN2 | 57076 | G | GEN2 |  | Non-Fossil Waste | S_SOU | Georgia | Muscogee | 1.8 | 2010 | 9999 |  |  |  | 0.81254 | Default Emission Factor
Santa Maria LFG Power Plant | 57100_G_EN01 | 57100 | G | EN01 |  | Landfill Gas | WEC_CALN | California | Santa Barbara | 1 | 2008 | 9999 |  |  |  | 0.61247 | Default Emission Factor
J&A-Santa Maria II LLC | 57101_G_1 | 57101 | G | 1 |  | Landfill Gas | WEC_CALN | California | Santa Barbara | 1.4 | 2010 | 9999 |  |  |  | 0.61247 | Default Emission Factor
Whittier LFG Power Plant #1 | 57102_G_EN01 | 57102 | G | EN01 |  | Landfill Gas | WECC_SCE | California | Los Angeles | 1 | 2006 | 9999 |  |  |  | 0.61247 | Default Emission Factor
Whittier LFG Power Plant #1 | 57102_G_EN02 | 57102 | G | EN02 |  | Landfill Gas | WECC_SCE | California | Los Angeles | 1 | 2010 | 9999 |  |  |  | 0.61247 | Default Emission Factor
UCI Facilities Management Central Plant | 57122_G_CTG1 | 57122 | G | CTG1 |  | Combined Cycle | WECC_SCE | California | Orange | 13.5 | 2007 | 9999 |  |  |  | 0.04609 | Default Emission Factor
UCI Facilities Management Central Plant | 57122_G_STG1 | 57122 | G | STG1 |  | Combined Cycle | WECC_SCE | California | Orange | 5.5 | 2007 | 9999 |  |  |  | 0.04609 | Default Emission Factor
Trail Ridge Landfill Gas Recovery | 57123_G_1 | 57123 | G | 1 |  | Landfill Gas | FRCC | Florida | Duval | 1.5 | 2008 | 9999 | 2018 | 2.1603 | 9883.3333 | 0.43717 | Florida State Emissions Inventory
Trail Ridge Landfill Gas Recovery | 57123_G_2 | 57123 | G | 2 |  | Landfill Gas | FRCC | Florida | Duval | 1.5 | 2008 | 9999 | 2018 | 2.1603 | 9883.3333 | 0.43717 | Florida State Emissions Inventory
Trail Ridge Landfill Gas Recovery | 57123_G_3 | 57123 | G | 3 |  | Landfill Gas | FRCC | Florida | Duval | 1.5 | 2008 | 9999 | 2018 | 2.1603 | 9883.3333 | 0.43717 | Florida State Emissions Inventory
Trail Ridge Landfill Gas Recovery | 57123_G_4 | 57123 | G | 4 |  | Landfill Gas | FRCC | Florida | Duval | 1.5 | 2008 | 9999 | 2018 | 2.1603 | 9883.3333 | 0.43717 | Florida State Emissions Inventory
Trail Ridge Landfill Gas Recovery | 57123_G_5 | 57123 | G | 5 |  | Landfill Gas | FRCC | Florida | Duval | 1.5 | 2008 | 9999 | 2018 | 2.1603 | 9883.3333 | 0.43717 | Florida State Emissions Inventory
Trail Ridge Landfill Gas Recovery | 57123_G_6 | 57123 | G | 6 |  | Landfill Gas | FRCC | Florida | Duval | 1.5 | 2008 | 9999 | 2018 | 2.1603 | 9883.3333 | 0.43717 | Florida State Emissions Inventory
G2 Energy Marion LLC | 57128_G_357 | 57128 | G | 357 |  | Landfill Gas | FRCC | Florida | Marion | 1.5 | 2009 | 9999 | 2018 | 0.90789 | 10010.5263 | 0.18139 | Florida State Emissions Inventory
G2 Energy Marion LLC | 57128_G_358 | 57128 | G | 358 |  | Landfill Gas | FRCC | Florida | Marion | 1.5 | 2009 | 9999 | 2018 | 0.90789 | 10010.5263 | 0.18139 | Florida State Emissions Inventory
G2 Energy Marion LLC | 57128_G_360 | 57128 | G | 360 |  | Landfill Gas | FRCC | Florida | Marion | 0.8 | 2010 | 9999 | 2018 | 0.48421 | 5338.9474 | 0.18139 | Florida State Emissions Inventory
G2 Energy Ostrom Road LLC | 57133_G_359 | 57133 | G | 359 |  | Landfill Gas | WEC_CALN | California | Yuba | 1.8 | 2009 | 9999 | 2018 | 2.1572 | 14666.7273 | 0.29416 | California Air Resources Board
G2 Energy Ostrom Road LLC | 57133_G_361 | 57133 | G | 361 |  | Landfill Gas | WEC_CALN | California | Yuba | 1.5 | 2013 | 9999 | 2018 | 1.7976 | 12222.2727 | 0.29416 | California Air Resources Board
OREG 4 Peetz | 57134_G_1 | 57134 | G | 1 |  | Non-Fossil Waste | WECC_CO | Colorado | Logan | 3 | 2009 | 9999 |  |  |  | 0.81254 | Default Emission Factor
Calabasas Gas to Energy Facility | 57163_G_GEN1 | 57163 | G | GEN1 |  | Landfill Gas | WECC_SCE | California | Los Angeles | 3.3 | 2010 | 9999 |  |  |  | 0.61247 | Default Emission Factor
Calabasas Gas to Energy Facility | 57163_G_GEN3 | 57163 | G | GEN3 |  | Landfill Gas | WECC_SCE | California | Los Angeles | 3.3 | 2010 | 9999 |  |  |  | 0.61247 | Default Emission Factor
Farmers Branch Renewable Energy Facility | 57165_G_GEN1 | 57165 | G | GEN1 |  | Landfill Gas | ERC_REST | Texas | Denton | 1.6 | 2011 | 9999 |  |  |  | 0.61247 | Default Emission Factor
Farmers Branch Renewable Energy Facility | 57165_G_GEN2 | 57165 | G | GEN2 |  | Landfill Gas | ERC_REST | Texas | Denton | 1.6 | 2011 | 9999 |  |  |  | 0.61247 | Default Emission Factor
Waste Management Lockwood LFGTE | 57166_G_GEN1 | 57166 | G | GEN1 |  | Landfill Gas | WECC_NNV | Nevada | Washoe | 1.6 | 2012 | 9999 |  |  |  | 0.61247 | Default Emission Factor
Waste Management Lockwood LFGTE | 57166_G_GEN2 | 57166 | G | GEN2 |  | Landfill Gas | WECC_NNV | Nevada | Washoe | 1.6 | 2012 | 9999 |  |  |  | 0.61247 | Default Emission Factor
Mesquite Creek LFGTE Project | 57167_G_GEN1 | 57167 | G | GEN1 |  | Landfill Gas | ERC_REST | Texas | Comal | 1.6 | 2010 | 9999 |  |  |  | 0.61247 | Default Emission Factor
Mesquite Creek LFGTE Project | 57167_G_GEN2 | 57167 | G | GEN2 |  | Landfill Gas | ERC_REST | Texas | Comal | 1.6 | 2010 | 9999 |  |  |  | 0.61247 | Default Emission Factor
Waste Management Naples LFGTE Project | 57168_G_GEN1 | 57168 | G | GEN1 |  | Landfill Gas | FRCC | Florida | Collier | 0.8 | 2011 | 9999 |  |  |  | 0.61247 | Default Emission Factor
Waste Management Naples LFGTE Project | 57168_G_GEN2 | 57168 | G | GEN2 |  | Landfill Gas | FRCC | Florida | Collier | 0.8 | 2011 | 9999 |  |  |  | 0.61247 | Default Emission Factor
Waste Management Naples LFGTE Project | 57168_G_GEN3 | 57168 | G | GEN3 |  | Landfill Gas | FRCC | Florida | Collier | 0.8 | 2011 | 9999 |  |  |  | 0.61247 | Default Emission Factor
Waste Management Naples LFGTE Project | 57168_G_GEN4 | 57168 | G | GEN4 |  | Landfill Gas | FRCC | Florida | Collier | 0.8 | 2011 | 9999 |  |  |  | 0.61247 | Default Emission Factor
Waste Management Naples LFGTE Project | 57168_G_GEN5 | 57168 | G | GEN5 |  | Landfill Gas | FRCC | Florida | Collier | 0.8 | 2011 | 9999 |  |  |  | 0.61247 | Default Emission Factor
Waste Management Piedmont LFGTE Project | 57169_G_GEN1 | 57169 | G | GEN1 |  | Landfill Gas | S_VACA | North Carolina | Forsyth | 0.8 | 2011 | 9999 | 2018 | 1.0367 | 4625.6667 | 0.44822 | North Carolina State Emissions Inventory
Waste Management Piedmont LFGTE Project | 57169_G_GEN2 | 57169 | G | GEN2 |  | Landfill Gas | S_VACA | North Carolina | Forsyth | 0.8 | 2011 | 9999 | 2018 | 1.0367 | 4625.6667 | 0.44822 | North Carolina State Emissions Inventory
Waste Management Piedmont LFGTE Project | 57169_G_GEN3 | 57169 | G | GEN3 |  | Landfill Gas | S_VACA | North Carolina | Forsyth | 0.8 | 2011 | 9999 | 2018 | 1.0367 | 4625.6667 | 0.44822 | North Carolina State Emissions Inventory
Suburban Landfill Gas Recovery | 57170_G_GEN1 | 57170 | G | GEN1 |  | Landfill Gas | PJM_West | Ohio | Perry | 0.8 | 2011 | 9999 |  |  |  | 0.61247 | Default Emission Factor
Suburban Landfill Gas Recovery | 57170_G_GEN2 | 57170 | G | GEN2 |  | Landfill Gas | PJM_West | Ohio | Perry | 0.8 | 2011 | 9999 |  |  |  | 0.61247 | Default Emission Factor
Suburban Landfill Gas Recovery | 57170_G_GEN3 | 57170 | G | GEN3 |  | Landfill Gas | PJM_West | Ohio | Perry | 0.8 | 2011 | 9999 |  |  |  | 0.61247 | Default Emission Factor
Suburban Landfill Gas Recovery | 57170_G_GEN4 | 57170 | G | GEN4 |  | Landfill Gas | PJM_West | Ohio | Perry | 0.8 | 2011 | 9999 |  |  |  | 0.61247 | Default Emission Factor
Suburban Landfill Gas Recovery | 57170_G_GEN5 | 57170 | G | GEN5 |  | Landfill Gas | PJM_West | Ohio | Perry | 0.8 | 2011 | 9999 |  |  |  | 0.61247 | Default Emission Factor
Suburban Landfill Gas Recovery | 57170_G_GEN6 | 57170 | G | GEN6 |  | Landfill Gas | PJM_West | Ohio | Perry | 0.8 | 2011 | 9999 |  |  |  | 0.61247 | Default Emission Factor
Suburban Landfill Gas Recovery | 57170_G_GEN7 | 57170 | G | GEN7 |  | Landfill Gas | PJM_West | Ohio | Perry | 0.8 | 2011 | 9999 |  |  |  | 0.61247 | Default Emission Factor
Glen Ullin Station 6 | 57172_G_1 | 57172 | G | 1 |  | Non-Fossil Waste | MIS_MAPP | North Dakota | Morton | 5.3 | 2009 | 9999 |  |  |  | 0.81254 | Default Emission Factor
Bridgewater Dairy Anaerobic Digester | 57173_G_1 | 57173 | G | 1 |  | Non-Fossil Waste | PJM_West | Ohio | Williams | 0.6 | 2008 | 9999 |  |  |  | 0.81254 | Default Emission Factor
Bridgewater Dairy Anaerobic Digester | 57173_G_2 | 57173 | G | 2 |  | Non-Fossil Waste | PJM_West | Ohio | Williams | 0.6 | 2008 | 9999 |  |  |  | 0.81254 | Default Emission Factor
HSCo CHP | 57179_G_1 | 57179 | G | 1 |  | Combustion Turbine | NENG_CT | Connecticut | Hartford | 3.5 | 2009 | 9999 |  |  |  | 0.155 | Default Emission Factor
Cricket Valley Energy | 57185_G_U001 | 57185 | G | U001 |  | Combined Cycle | NY_Z_G-I | New York | Dutchess | 143.3 | 2020 | 9999 |  |  |  | 0.02972 | Default Emission Factor
Cricket Valley Energy | 57185_G_U002 | 57185 | G | U002 |  | Combined Cycle | NY_Z_G-I | New York | Dutchess | 143.3 | 2020 | 9999 |  |  |  | 0.02972 | Default Emission Factor
Cricket Valley Energy | 57185_G_U003 | 57185 | G | U003 |  | Combined Cycle | NY_Z_G-I | New York | Dutchess | 143.3 | 2020 | 9999 |  |  |  | 0.02972 | Default Emission Factor
Cricket Valley Energy | 57185_G_U004 | 57185 | G | U004 |  | Combined Cycle | NY_Z_G-I | New York | Dutchess | 195.4 | 2020 | 9999 |  |  |  | 0.02972 | Default Emission Factor
Cricket Valley Energy | 57185_G_U005 | 57185 | G | U005 |  | Combined Cycle | NY_Z_G-I | New York | Dutchess | 195.4 | 2020 | 9999 |  |  |  | 0.02972 | Default Emission Factor
Cricket Valley Energy | 57185_G_U006 | 57185 | G | U006 |  | Combined Cycle | NY_Z_G-I | New York | Dutchess | 195.4 | 2020 | 9999 |  |  |  | 0.02972 | Default Emission Factor
Chautauqua LFGTE Facility | 57186_G_GEN1 | 57186 | G | GEN1 |  | Landfill Gas | NY_Z_A | New York | Chautauqua | 1.6 | 2010 | 9999 | 2018 | 0.68167 | 7256.5 | 0.18788 | New York Emission Inventory
Chautauqua LFGTE Facility | 57186_G_GEN2 | 57186 | G | GEN2 |  | Landfill Gas | NY_Z_A | New York | Chautauqua | 1.6 | 2010 | 9999 | 2018 | 0.68167 | 7256.5 | 0.18788 | New York Emission Inventory
Chautauqua LFGTE Facility | 57186_G_GEN3 | 57186 | G | GEN3 |  | Landfill Gas | NY_Z_A | New York | Chautauqua | 1.6 | 2010 | 9999 | 2018 | 0.68167 | 7256.5 | 0.18788 | New York Emission Inventory
Chautauqua LFGTE Facility | 57186_G_GEN4 | 57186 | G | GEN4 |  | Landfill Gas | NY_Z_A | New York | Chautauqua | 1.6 | 2010 | 9999 | 2018 | 0.68167 | 7256.5 | 0.18788 | New York Emission Inventory
Chautauqua LFGTE Facility | 57186_G_GEN5 | 57186 | G | GEN5 |  | Landfill Gas | NY_Z_A | New York | Chautauqua | 1.6 | 2011 | 9999 | 2018 | 0.68167 | 7256.5 | 0.18788 | New York Emission Inventory
Chautauqua LFGTE Facility | 57186_G_GEN6 | 57186 | G | GEN6 |  | Landfill Gas | NY_Z_A | New York | Chautauqua | 1.6 | 2011 | 9999 | 2018 | 0.68167 | 7256.5 | 0.18788 | New York Emission Inventory
High Point, POLO | 57196_G_1 | 57196 | G | 1 |  | Combustion Turbine | S_VACA | North Carolina | Guilford | 1.8 | 2007 | 9999 |  |  |  | 0.86775 | Default Emission Factor
Thomson Reuters Data Center Bldg ES101 | 57207_G_1 | 57207 | G | 1 |  | Combustion Turbine | MIS_MNWI | Minnesota | Dakota | 0.6 | 2009 | 9999 |  |  |  | 0.86775 | Default Emission Factor
Thomson Reuters Data Center Bldg H | 57208_G_1 | 57208 | G | 1 |  | Combustion Turbine | MIS_MNWI | Minnesota | Dakota | 0.6 | 2007 | 9999 |  |  |  | 0.86775 | Default Emission Factor
Thomson Reuters Data Center Bldg H | 57208_G_2 | 57208 | G | 2 |  | Combustion Turbine | MIS_MNWI | Minnesota | Dakota | 0.6 | 2007 | 9999 |  |  |  | 0.86775 | Default Emission Factor
Thomson Reuters Data Center Bldg H | 57208_G_3 | 57208 | G | 3 |  | Combustion Turbine | MIS_MNWI | Minnesota | Dakota | 0.6 | 2007 | 9999 |  |  |  | 0.86775 | Default Emission Factor
Thomson Reuters Data Center Bldg H | 57208_G_4 | 57208 | G | 4 |  | Combustion Turbine | MIS_MNWI | Minnesota | Dakota | 0.6 | 2007 | 9999 |  |  |  | 0.86775 | Default Emission Factor
Renewable Energy Services of Ohio | 57249_G_GEN1 | 57249 | G | GEN1 |  | Landfill Gas | PJM_ATSI | Ohio | Erie | 1.6 | 2010 | 9999 |  |  |  | 0.61247 | Default Emission Factor
Renewable Energy Services of Ohio | 57249_G_GEN2 | 57249 | G | GEN2 |  | Landfill Gas | PJM_ATSI | Ohio | Erie | 0.8 | 2014 | 9999 |  |  |  | 0.61247 | Default Emission Factor
Earthmovers LFGTE | 57250_G_1 | 57250 | G | 1 |  | Landfill Gas | MIS_INKY | Indiana | Elkhart | 0.8 | 2010 | 9999 |  |  |  | 0.61247 | Default Emission Factor
Earthmovers LFGTE | 57250_G_2 | 57250 | G | 2 |  | Landfill Gas | MIS_INKY | Indiana | Elkhart | 0.8 | 2010 | 9999 |  |  |  | 0.61247 | Default Emission Factor
Earthmovers LFGTE | 57250_G_3 | 57250 | G | 3 |  | Landfill Gas | MIS_INKY | Indiana | Elkhart | 0.8 | 2010 | 9999 |  |  |  | 0.61247 | Default Emission Factor
Earthmovers LFGTE | 57250_G_4 | 57250 | G | 4 |  | Landfill Gas | MIS_INKY | Indiana | Elkhart | 0.8 | 2010 | 9999 |  |  |  | 0.61247 | Default Emission Factor
Earthmovers LFGTE | 57250_G_5 | 57250 | G | 5 |  | Landfill Gas | MIS_INKY | Indiana | Elkhart | 0.8 | 2010 | 9999 |  |  |  | 0.61247 | Default Emission Factor
Earthmovers LFGTE | 57250_G_6 | 57250 | G | 6 |  | Landfill Gas | MIS_INKY | Indiana | Elkhart | 0.8 | 2010 | 9999 |  |  |  | 0.61247 | Default Emission Factor
Marsh Landing Generating Station | 57267_G_1 | 57267 | G | 1 | 90637 | Combustion Turbine | WEC_CALN | California | Contra Costa | 191.9 | 2013 | 9999 | 2019 | 0.19138 | 15857.33 | 0.02414 | NEI 2019
Marsh Landing Generating Station | 57267_G_2 | 57267 | G | 2 | 90638 | Combustion Turbine | WEC_CALN | California | Contra Costa | 191.1 | 2013 | 9999 | 2019 | 0.088337 | 15791.2233 | 0.01119 | NEI 2019
Marsh Landing Generating Station | 57267_G_3 | 57267 | G | 3 | 90639 | Combustion Turbine | WEC_CALN | California | Contra Costa | 190.4 | 2013 | 9999 |  |  |  | 0.155 | Default Emission Factor
Marsh Landing Generating Station | 57267_G_4 | 57267 | G | 4 | 90640 | Combustion Turbine | WEC_CALN | California | Contra Costa | 191.8 | 2013 | 9999 | 2019 | 0.10969 | 15849.0666 | 0.01384 | NEI 2019
OREG 3 Inc | 57281_G_CS13 | 57281 | G | CS13 |  | Non-Fossil Waste | MIS_IA | Minnesota | Martin | 3.3 | 2010 | 9999 |  |  |  | 0.81254 | Default Emission Factor
Carleton College | 57296_G_GEN1 | 57296 | G | GEN1 |  | Combustion Turbine | MIS_MNWI | Minnesota | Rice | 2.3 | 2009 | 9999 |  |  |  | 0.86775 | Default Emission Factor
Carleton College | 57296_G_GEN2 | 57296 | G | GEN2 |  | Combustion Turbine | MIS_MNWI | Minnesota | Rice | 2.3 | 2009 | 9999 |  |  |  | 0.86775 | Default Emission Factor
Cedar Hills | 57298_G_1 | 57298 | G | 1 |  | Landfill Gas | WECC_PNW | Washington | King | 0.3 | 2009 | 9999 |  |  |  | 0.61247 | Default Emission Factor
Cedar Hills | 57298_G_10 | 57298 | G | 10 |  | Landfill Gas | WECC_PNW | Washington | King | 0.3 | 2009 | 9999 |  |  |  | 0.61247 | Default Emission Factor
Cedar Hills | 57298_G_11 | 57298 | G | 11 |  | Landfill Gas | WECC_PNW | Washington | King | 0.3 | 2009 | 9999 |  |  |  | 0.61247 | Default Emission Factor
Cedar Hills | 57298_G_12 | 57298 | G | 12 |  | Landfill Gas | WECC_PNW | Washington | King | 0.3 | 2009 | 9999 |  |  |  | 0.61247 | Default Emission Factor
Cedar Hills | 57298_G_13 | 57298 | G | 13 |  | Landfill Gas | WECC_PNW | Washington | King | 0.3 | 2009 | 9999 |  |  |  | 0.61247 | Default Emission Factor
Cedar Hills | 57298_G_14 | 57298 | G | 14 |  | Landfill Gas | WECC_PNW | Washington | King | 0.3 | 2009 | 9999 |  |  |  | 0.61247 | Default Emission Factor
Cedar Hills | 57298_G_15 | 57298 | G | 15 |  | Landfill Gas | WECC_PNW | Washington | King | 0.3 | 2009 | 9999 |  |  |  | 0.61247 | Default Emission Factor
Cedar Hills | 57298_G_16 | 57298 | G | 16 |  | Landfill Gas | WECC_PNW | Washington | King | 0.3 | 2009 | 9999 |  |  |  | 0.61247 | Default Emission Factor
Cedar Hills | 57298_G_17 | 57298 | G | 17 |  | Landfill Gas | WECC_PNW | Washington | King | 0.3 | 2009 | 9999 |  |  |  | 0.61247 | Default Emission Factor
Cedar Hills | 57298_G_18 | 57298 | G | 18 |  | Landfill Gas | WECC_PNW | Washington | King | 0.3 | 2009 | 9999 |  |  |  | 0.61247 | Default Emission Factor
Cedar Hills | 57298_G_2 | 57298 | G | 2 |  | Landfill Gas | WECC_PNW | Washington | King | 0.3 | 2009 | 9999 |  |  |  | 0.61247 | Default Emission Factor
Cedar Hills | 57298_G_3 | 57298 | G | 3 |  | Landfill Gas | WECC_PNW | Washington | King | 0.3 | 2009 | 9999 |  |  |  | 0.61247 | Default Emission Factor
Cedar Hills | 57298_G_4 | 57298 | G | 4 |  | Landfill Gas | WECC_PNW | Washington | King | 0.3 | 2009 | 9999 |  |  |  | 0.61247 | Default Emission Factor
Cedar Hills | 57298_G_5 | 57298 | G | 5 |  | Landfill Gas | WECC_PNW | Washington | King | 0.3 | 2009 | 9999 |  |  |  | 0.61247 | Default Emission Factor
Cedar Hills | 57298_G_6 | 57298 | G | 6 |  | Landfill Gas | WECC_PNW | Washington | King | 0.3 | 2009 | 9999 |  |  |  | 0.61247 | Default Emission Factor
Cedar Hills | 57298_G_7 | 57298 | G | 7 |  | Landfill Gas | WECC_PNW | Washington | King | 0.3 | 2009 | 9999 |  |  |  | 0.61247 | Default Emission Factor
Cedar Hills | 57298_G_8 | 57298 | G | 8 |  | Landfill Gas | WECC_PNW | Washington | King | 0.3 | 2009 | 9999 |  |  |  | 0.61247 | Default Emission Factor
Cedar Hills | 57298_G_9 | 57298 | G | 9 |  | Landfill Gas | WECC_PNW | Washington | King | 0.3 | 2009 | 9999 |  |  |  | 0.61247 | Default Emission Factor
Mont Belvieu Cogeneration Unit | 57322_G_GT01 | 57322 | G | GT01 |  | Combustion Turbine | ERC_REST | Texas | Chambers | 12.3 | 2009 | 9999 |  |  |  | 0.155 | Default Emission Factor
Cargill B6 Biofactory | 57343_G_1 | 57343 | G | 1 |  | Non-Fossil Waste | WECC_ID | Idaho | Gooding | 1.1 | 2009 | 9999 |  |  |  | 0.81254 | Default Emission Factor
Cargill B6 Biofactory | 57343_G_2 | 57343 | G | 2 |  | Non-Fossil Waste | WECC_ID | Idaho | Gooding | 1.1 | 2009 | 9999 |  |  |  | 0.81254 | Default Emission Factor
Kettle Butte Digester, LLC | 57345_G_1 | 57345 | G | 1 |  | Non-Fossil Waste | WECC_ID | Idaho | JEFFERSON | 0.9 | 2011 | 9999 |  |  |  | 0.81254 | Default Emission Factor
Kettle Butte Digester, LLC | 57345_G_2 | 57345 | G | 2 |  | Non-Fossil Waste | WECC_ID | Idaho | JEFFERSON | 0.9 | 2011 | 9999 |  |  |  | 0.81254 | Default Emission Factor
CityCenter Central Plant Cogen Units | 57348_G_UNITA | 57348 | G | UNITA |  | Combustion Turbine | WECC_SNV | Nevada | Clark | 4 | 2009 | 9999 |  |  |  | 0.155 | Default Emission Factor
CityCenter Central Plant Cogen Units | 57348_G_UNITB | 57348 | G | UNITB |  | Combustion Turbine | WECC_SNV | Nevada | Clark | 4 | 2009 | 9999 |  |  |  | 0.155 | Default Emission Factor
Garrison Energy Center LLC | 57349_G_CTG1 | 57349 | G | CTG1 | 90682 | Combined Cycle | PJM_EMAC | Delaware | Kent | 193 | 2015 | 9999 | 2019 | 29.8293 | 1723655 | 0.03461 | NEI 2019
Garrison Energy Center LLC | 57349_G_STG2 | 57349 | G | STG2 | 90682 | Combined Cycle | PJM_EMAC | Delaware | Kent | 123 | 2015 | 9999 |  |  |  | 0.03461 | NEI 2019
Henrico | 57356_G_1 | 57356 | G | 1 |  | Landfill Gas | PJM_Dom | Virginia | Henrico | 0.3 | 2010 | 9999 | 2018 | 0.73616 | 1346.9167 | 1.0931 | Virginia State Emissions
Henrico | 57356_G_10 | 57356 | G | 10 |  | Landfill Gas | PJM_Dom | Virginia | Henrico | 0.3 | 2010 | 9999 | 2018 | 0.73616 | 1346.9167 | 1.0931 | Virginia State Emissions
Henrico | 57356_G_11 | 57356 | G | 11 |  | Landfill Gas | PJM_Dom | Virginia | Henrico | 0.3 | 2010 | 9999 | 2018 | 0.73616 | 1346.9167 | 1.0931 | Virginia State Emissions
Henrico | 57356_G_12 | 57356 | G | 12 |  | Landfill Gas | PJM_Dom | Virginia | Henrico | 0.3 | 2010 | 9999 | 2018 | 0.73616 | 1346.9167 | 1.0931 | Virginia State Emissions
Henrico | 57356_G_2 | 57356 | G | 2 |  | Landfill Gas | PJM_Dom | Virginia | Henrico | 0.3 | 2010 | 9999 | 2018 | 0.73616 | 1346.9167 | 1.0931 | Virginia State Emissions
Henrico | 57356_G_3 | 57356 | G | 3 |  | Landfill Gas | PJM_Dom | Virginia | Henrico | 0.3 | 2010 | 9999 | 2018 | 0.73616 | 1346.9167 | 1.0931 | Virginia State Emissions
Henrico | 57356_G_4 | 57356 | G | 4 |  | Landfill Gas | PJM_Dom | Virginia | Henrico | 0.3 | 2010 | 9999 | 2018 | 0.73616 | 1346.9167 | 1.0931 | Virginia State Emissions
Henrico | 57356_G_5 | 57356 | G | 5 |  | Landfill Gas | PJM_Dom | Virginia | Henrico | 0.3 | 2010 | 9999 | 2018 | 0.73616 | 1346.9167 | 1.0931 | Virginia State Emissions
Henrico | 57356_G_6 | 57356 | G | 6 |  | Landfill Gas | PJM_Dom | Virginia | Henrico | 0.3 | 2010 | 9999 | 2018 | 0.73616 | 1346.9167 | 1.0931 | Virginia State Emissions
Henrico | 57356_G_7 | 57356 | G | 7 |  | Landfill Gas | PJM_Dom | Virginia | Henrico | 0.3 | 2010 | 9999 | 2018 | 0.73616 | 1346.9167 | 1.0931 | Virginia State Emissions
Henrico | 57356_G_8 | 57356 | G | 8 |  | Landfill Gas | PJM_Dom | Virginia | Henrico | 0.3 | 2010 | 9999 | 2018 | 0.73616 | 1346.9167 | 1.0931 | Virginia State Emissions
Henrico | 57356_G_9 | 57356 | G | 9 |  | Landfill Gas | PJM_Dom | Virginia | Henrico | 0.3 | 2010 | 9999 | 2018 | 0.73616 | 1346.9167 | 1.0931 | Virginia State Emissions
MP Durham LLC | 57365_G_1A | 57365 | G | 1A |  | Landfill Gas | S_VACA | North Carolina | Durham | 1.1 | 2010 | 9999 | 2018 | 1.75 | 7945.5 | 0.4405 | North Carolina State Emissions Inventory
MP Durham LLC | 57365_G_1B | 57365 | G | 1B |  | Landfill Gas | S_VACA | North Carolina | Durham | 1.1 | 2010 | 9999 | 2018 | 1.75 | 7945.5 | 0.4405 | North Carolina State Emissions Inventory
MP Wayne LLC | 57366_G_1A | 57366 | G | 1A |  | Landfill Gas | S_VACA | North Carolina | Wayne | 1.1 | 2010 | 9999 | 2018 | 1.2 | 5609.5 | 0.42785 | North Carolina State Emissions Inventory
MP Wayne LLC | 57366_G_1B | 57366 | G | 1B |  | Landfill Gas | S_VACA | North Carolina | Wayne | 1.1 | 2010 | 9999 | 2018 | 1.2 | 5609.5 | 0.42785 | North Carolina State Emissions Inventory
Big Sky Dairy Digester | 57393_G_GEN1 | 57393 | G | GEN1 |  | Non-Fossil Waste | WECC_ID | Idaho | Gooding | 0.7 | 2009 | 9999 |  |  |  | 0.81254 | Default Emission Factor
Big Sky Dairy Digester | 57393_G_GEN2 | 57393 | G | GEN2 |  | Non-Fossil Waste | WECC_ID | Idaho | Gooding | 0.7 | 2009 | 9999 |  |  |  | 0.81254 | Default Emission Factor
Northwest Regional | 57403_G_GEN1 | 57403 | G | GEN1 |  | Landfill Gas | WECC_AZ | Arizona | Maricopa | 1.6 | 2012 | 9999 |  |  |  | 0.61247 | Default Emission Factor
Northwest Regional | 57403_G_GEN2 | 57403 | G | GEN2 |  | Landfill Gas | WECC_AZ | Arizona | Maricopa | 1.6 | 2012 | 9999 |  |  |  | 0.61247 | Default Emission Factor
Oneida Herkimer | 57404_G_GEN1 | 57404 | G | GEN1 |  | Landfill Gas | NY_Z_C&E | New York | Oneida | 1.6 | 2012 | 9999 |  |  |  | 0.61247 | Default Emission Factor
Oneida Herkimer | 57404_G_GEN2 | 57404 | G | GEN2 |  | Landfill Gas | NY_Z_C&E | New York | Oneida | 1.6 | 2013 | 9999 |  |  |  | 0.61247 | Default Emission Factor
Eagle Valley (MI) | 57405_G_GEN1 | 57405 | G | GEN1 |  | Landfill Gas | MIS_LMI | Michigan | Oakland | 1.6 | 2011 | 9999 | 2019 | 17.5994 | 24969 | 1.4097 | NEI 2019
Eagle Valley (MI) | 57405_G_GEN2 | 57405 | G | GEN2 |  | Landfill Gas | MIS_LMI | Michigan | Oakland | 1.6 | 2011 | 9999 |  |  |  | 1.4097 | NEI 2019
Prairie View IL | 57406_G_GEN1 | 57406 | G | GEN1 |  | Landfill Gas | PJM_COMD | Illinois | Will | 1.6 | 2011 | 9999 |  |  |  | 0.61247 | Default Emission Factor
Prairie View IL | 57406_G_GEN2 | 57406 | G | GEN2 |  | Landfill Gas | PJM_COMD | Illinois | Will | 1.6 | 2011 | 9999 |  |  |  | 0.61247 | Default Emission Factor
Prairie View IL | 57406_G_GEN3 | 57406 | G | GEN3 |  | Landfill Gas | PJM_COMD | Illinois | Will | 1.6 | 2011 | 9999 |  |  |  | 0.61247 | Default Emission Factor
Prairie Bluff | 57408_G_GEN1 | 57408 | G | GEN1 |  | Landfill Gas | S_C_TVA | Mississippi | Chickasaw | 1.6 | 2012 | 9999 |  |  |  | 0.61247 | Default Emission Factor
West Camden | 57409_G_GEN1 | 57409 | G | GEN1 |  | Landfill Gas | S_C_TVA | Tennessee | Benton | 1.6 | 2012 | 9999 |  |  |  | 0.61247 | Default Emission Factor
West Camden | 57409_G_GEN2 | 57409 | G | GEN2 |  | Landfill Gas | S_C_TVA | Tennessee | Benton | 1.6 | 2012 | 9999 |  |  |  | 0.61247 | Default Emission Factor
West Camden | 57409_G_GEN3 | 57409 | G | GEN3 |  | Landfill Gas | S_C_TVA | Tennessee | Benton | 1.6 | 2012 | 9999 |  |  |  | 0.61247 | Default Emission Factor
Geneva | 57410_G_GEN1 | 57410 | G | GEN1 |  | Landfill Gas | PJM_ATSI | Ohio | Ashtabula | 0.8 | 2013 | 9999 |  |  |  | 0.61247 | Default Emission Factor
Geneva | 57410_G_GEN2 | 57410 | G | GEN2 |  | Landfill Gas | PJM_ATSI | Ohio | Ashtabula | 0.8 | 2013 | 9999 |  |  |  | 0.61247 | Default Emission Factor
Geneva | 57410_G_GEN3 | 57410 | G | GEN3 |  | Landfill Gas | PJM_ATSI | Ohio | Ashtabula | 0.8 | 2013 | 9999 |  |  |  | 0.61247 | Default Emission Factor
Geneva | 57410_G_GEN4 | 57410 | G | GEN4 |  | Landfill Gas | PJM_ATSI | Ohio | Ashtabula | 0.8 | 2013 | 9999 |  |  |  | 0.61247 | Default Emission Factor
Geneva | 57410_G_GEN5 | 57410 | G | GEN5 |  | Landfill Gas | PJM_ATSI | Ohio | Ashtabula | 0.8 | 2013 | 9999 |  |  |  | 0.61247 | Default Emission Factor
Mahoning | 57411_G_GEN1 | 57411 | G | GEN1 |  | Landfill Gas | PJM_ATSI | Ohio | Mahoning | 0.8 | 2013 | 9999 |  |  |  | 0.61247 | Default Emission Factor
Mahoning | 57411_G_GEN2 | 57411 | G | GEN2 |  | Landfill Gas | PJM_ATSI | Ohio | Mahoning | 0.8 | 2013 | 9999 |  |  |  | 0.61247 | Default Emission Factor
Mahoning | 57411_G_GEN3 | 57411 | G | GEN3 |  | Landfill Gas | PJM_ATSI | Ohio | Mahoning | 0.8 | 2013 | 9999 |  |  |  | 0.61247 | Default Emission Factor
Mahoning | 57411_G_GEN4 | 57411 | G | GEN4 |  | Landfill Gas | PJM_ATSI | Ohio | Mahoning | 0.8 | 2013 | 9999 |  |  |  | 0.61247 | Default Emission Factor
Mahoning | 57411_G_GEN5 | 57411 | G | GEN5 |  | Landfill Gas | PJM_ATSI | Ohio | Mahoning | 0.8 | 2013 | 9999 |  |  |  | 0.61247 | Default Emission Factor
Davidson Gas Producers LLC | 57436_G_1 | 57436 | G | 1 |  | Landfill Gas | S_VACA | North Carolina | Davidson | 1.6 | 2010 | 9999 |  |  |  | 0.61247 | Default Emission Factor
Pine Tree Acres WM LFGTE | 57443_G_GEN1 | 57443 | G | GEN1 |  | Landfill Gas | MIS_LMI | Michigan | Macomb | 1.6 | 2012 | 9999 | 2019 | 14.5327 | 69778 | 0.41654 | NEI 2019
Pine Tree Acres WM LFGTE | 57443_G_GEN2 | 57443 | G | GEN2 |  | Landfill Gas | MIS_LMI | Michigan | Macomb | 1.6 | 2012 | 9999 |  |  |  | 0.41654 | NEI 2019
Pine Tree Acres WM LFGTE | 57443_G_GEN3 | 57443 | G | GEN3 |  | Landfill Gas | MIS_LMI | Michigan | Macomb | 1.6 | 2012 | 9999 |  |  |  | 0.41654 | NEI 2019
Pine Tree Acres WM LFGTE | 57443_G_GEN4 | 57443 | G | GEN4 |  | Landfill Gas | MIS_LMI | Michigan | Macomb | 1.6 | 2012 | 9999 |  |  |  | 0.41654 | NEI 2019
Pine Tree Acres WM LFGTE | 57443_G_GEN5 | 57443 | G | GEN5 |  | Landfill Gas | MIS_LMI | Michigan | Macomb | 1.6 | 2012 | 9999 |  |  |  | 0.41654 | NEI 2019
Pine Tree Acres WM LFGTE | 57443_G_GEN6 | 57443 | G | GEN6 |  | Landfill Gas | MIS_LMI | Michigan | Macomb | 1.6 | 2012 | 9999 |  |  |  | 0.41654 | NEI 2019
Pine Tree Acres WM LFGTE | 57443_G_GEN7 | 57443 | G | GEN7 |  | Landfill Gas | MIS_LMI | Michigan | Macomb | 1.6 | 2012 | 9999 |  |  |  | 0.41654 | NEI 2019
Pine Tree Acres WM LFGTE | 57443_G_GEN8 | 57443 | G | GEN8 |  | Landfill Gas | MIS_LMI | Michigan | Macomb | 1.6 | 2012 | 9999 |  |  |  | 0.41654 | NEI 2019
Blue Ridge Landfill | 57466_G_GEN1 | 57466 | G | GEN1 |  | Landfill Gas | PJM_AP | Pennsylvania | Franklin | 1.6 | 2013 | 9999 |  |  |  | 0.61247 | Default Emission Factor
Blue Ridge Landfill | 57466_G_GEN2 | 57466 | G | GEN2 |  | Landfill Gas | PJM_AP | Pennsylvania | Franklin | 1.6 | 2013 | 9999 |  |  |  | 0.61247 | Default Emission Factor
Blue Ridge Landfill | 57466_G_GEN3 | 57466 | G | GEN3 |  | Landfill Gas | PJM_AP | Pennsylvania | Franklin | 1.6 | 2013 | 9999 |  |  |  | 0.61247 | Default Emission Factor
Blue Ridge Landfill | 57466_G_GEN4 | 57466 | G | GEN4 |  | Landfill Gas | PJM_AP | Pennsylvania | Franklin | 1.6 | 2013 | 9999 |  |  |  | 0.61247 | Default Emission Factor
TBE-Montgomery LLC | 57472_G_CTG | 57472 | G | CTG |  | Non-Fossil Waste | NY_Z_G-I | New York | Orange | 11.6 | 2021 | 9999 |  |  |  | 0.36193 | Default Emission Factor
TBE-Montgomery LLC | 57472_G_STG | 57472 | G | STG |  | Non-Fossil Waste | NY_Z_G-I | New York | Orange | 7.4 | 2021 | 9999 |  |  |  | 0.36193 | Default Emission Factor
Sentinel Energy Center, LLC | 57482_G_CTG1 | 57482 | G | CTG1 | 90714 | Combustion Turbine | WECC_SCE | California | Riverside | 100 | 2013 | 9999 | 2017 | 0.27832 | 61154.5 | 0.0091 | NEI 2019
Sentinel Energy Center, LLC | 57482_G_CTG2 | 57482 | G | CTG2 | 90715 | Combustion Turbine | WECC_SCE | California | Riverside | 100 | 2013 | 9999 | 2017 | 0.27832 | 61154.5 | 0.0091 | NEI 2019
Sentinel Energy Center, LLC | 57482_G_CTG3 | 57482 | G | CTG3 | 90716 | Combustion Turbine | WECC_SCE | California | Riverside | 100 | 2013 | 9999 | 2019 | 0.91448 | 72087.875 | 0.02537 | NEI 2019
Sentinel Energy Center, LLC | 57482_G_CTG4 | 57482 | G | CTG4 | 90717 | Combustion Turbine | WECC_SCE | California | Riverside | 100 | 2013 | 9999 | 2019 | 1.3021 | 72087.875 | 0.03613 | NEI 2019
Sentinel Energy Center, LLC | 57482_G_CTG5 | 57482 | G | CTG5 | 90718 | Combustion Turbine | WECC_SCE | California | Riverside | 100 | 2013 | 9999 | 2017 | 0.2982 | 61154.5 | 0.00975 | NEI 2019
Sentinel Energy Center, LLC | 57482_G_CTG6 | 57482 | G | CTG6 | 90719 | Combustion Turbine | WECC_SCE | California | Riverside | 100 | 2013 | 9999 | 2019 | 0.55664 | 72087.875 | 0.01544 | NEI 2019
Sentinel Energy Center, LLC | 57482_G_CTG7 | 57482 | G | CTG7 | 90720 | Combustion Turbine | WECC_SCE | California | Riverside | 100 | 2013 | 9999 | 2017 | 0.27832 | 61154.5 | 0.0091 | NEI 2019
Sentinel Energy Center, LLC | 57482_G_CTG8 | 57482 | G | CTG8 | 90721 | Combustion Turbine | WECC_SCE | California | Riverside | 100 | 2013 | 9999 | 2019 | 0.65604 | 72087.875 | 0.0182 | NEI 2019
Mariposa Energy Project | 57483_G_CTG1 | 57483 | G | CTG1 | 90692 | Combustion Turbine | WEC_CALN | California | Alameda | 49.9 | 2012 | 9999 | 2017 | 2.4679 | 34074.25 | 0.14486 | NEI 2019
Mariposa Energy Project | 57483_G_CTG2 | 57483 | G | CTG2 | 90693 | Combustion Turbine | WEC_CALN | California | Alameda | 49.9 | 2012 | 9999 | 2019 | 2.4996 | 22709 | 0.22014 | NEI 2019
Mariposa Energy Project | 57483_G_CTG3 | 57483 | G | CTG3 | 90694 | Combustion Turbine | WEC_CALN | California | Alameda | 49.9 | 2012 | 9999 | 2017 | 2.403 | 34074.25 | 0.14104 | NEI 2019
Mariposa Energy Project | 57483_G_CTG4 | 57483 | G | CTG4 | 90695 | Combustion Turbine | WEC_CALN | California | Alameda | 49.9 | 2012 | 9999 | 2019 | 2.4957 | 22709 | 0.2198 | NEI 2019
Oak Grove Power Producers | 57489_G_G1 | 57489 | G | G1 |  | Landfill Gas | SPP_N | Kansas | Crawford | 1.5 | 2010 | 9999 | 2019 | 2.0416 | 6533.3824 | 0.62498 | NEI 2019
Oak Grove Power Producers | 57489_G_G2 | 57489 | G | G2 |  | Landfill Gas | SPP_N | Kansas | Crawford | 1.9 | 2013 | 9999 |  |  |  | 0.61247 | Default Emission Factor
Perdido | 57502_G_1 | 57502 | G | 1 |  | Landfill Gas | S_SOU | Florida | Escambia | 1.5 | 2010 | 9999 |  |  |  | 0.61247 | Default Emission Factor
Perdido | 57502_G_2 | 57502 | G | 2 |  | Landfill Gas | S_SOU | Florida | Escambia | 1.5 | 2010 | 9999 |  |  |  | 0.61247 | Default Emission Factor
TECO CHP-1 | 57504_G_CHP1 | 57504 | G | CHP1 |  | Combustion Turbine | ERC_REST | Texas | Harris | 48 | 2010 | 9999 | 2019 | 2.4085 | 70539 | 0.06829 | NEI 2019
Monroe Generating Station | 57505_G_1 | 57505 | G | 1 |  | Combustion Turbine | S_VACA | North Carolina | Union | 12 | 2010 | 9999 | 2017 | 0.04 | 811.5 | 0.09858 | NEI 2019
Monroe Generating Station | 57505_G_2 | 57505 | G | 2 |  | Combustion Turbine | S_VACA | North Carolina | Union | 12 | 2010 | 9999 | 2017 | 0.07 | 811.5 | 0.17252 | NEI 2019
Walnut Creek Energy Park | 57515_G_GT1 | 57515 | G | GT1 | 90677 | Combustion Turbine | WEC_LADW | California | Los Angeles | 97 | 2013 | 9999 | 2019 | 0.48706 | 91247.4 | 0.01068 | NEI 2019
Walnut Creek Energy Park | 57515_G_GT2 | 57515 | G | GT2 | 90678 | Combustion Turbine | WEC_LADW | California | Los Angeles | 97 | 2013 | 9999 |  |  |  | 0.155 | Default Emission Factor
Walnut Creek Energy Park | 57515_G_GT3 | 57515 | G | GT3 | 90679 | Combustion Turbine | WEC_LADW | California | Los Angeles | 97 | 2013 | 9999 | 2017 | 0.30814 | 69432 | 0.00888 | NEI 2019
Walnut Creek Energy Park | 57515_G_GT4 | 57515 | G | GT4 | 90680 | Combustion Turbine | WEC_LADW | California | Los Angeles | 97 | 2013 | 9999 | 2017 | 0.22862 | 69432 | 0.00659 | NEI 2019
Walnut Creek Energy Park | 57515_G_GT5 | 57515 | G | GT5 | 90681 | Combustion Turbine | WEC_LADW | California | Los Angeles | 97 | 2013 | 9999 | 2017 | 0.1988 | 69432 | 0.00573 | NEI 2019
Pio Pico Energy Center | 57555_G_CTG1 | 57555 | G | CTG1 | 90696 | Combustion Turbine | WEC_SDGE | California | San Diego | 106 | 2016 | 9999 |  |  |  | 0.155 | Default Emission Factor
Pio Pico Energy Center | 57555_G_CTG2 | 57555 | G | CTG2 | 90697 | Combustion Turbine | WEC_SDGE | California | San Diego | 106 | 2016 | 9999 |  |  |  | 0.155 | Default Emission Factor
Pio Pico Energy Center | 57555_G_CTG3 | 57555 | G | CTG3 | 90698 | Combustion Turbine | WEC_SDGE | California | San Diego | 106 | 2016 | 9999 |  |  |  | 0.155 | Default Emission Factor
Sunnyvale City of WPCP | 57557_G_S-14 | 57557 | G | S-14 |  | Landfill Gas | WEC_CALN | California | Santa Clara | 0.8 | 1997 | 9999 | 2018 | 0.4508 | 4480.5 | 0.20123 | California Air Resources Board
Sunnyvale City of WPCP | 57557_G_S-15 | 57557 | G | S-15 |  | Landfill Gas | WEC_CALN | California | Santa Clara | 0.8 | 1997 | 9999 | 2018 | 0.4508 | 4480.5 | 0.20123 | California Air Resources Board
Algonquin Power Sanger LLC | 57564_G_CTG | 57564 | G | CTG | 91241 | Combined Cycle | WEC_CALN | California | Fresno | 49 | 2007 | 9999 | 2017 | 5.0085 | 71800 | 0.11303 | NEI 2019
Algonquin Power Sanger LLC | 57564_G_STG2 | 57564 | G | STG2 |  | Combined Cycle | WEC_CALN | California | Fresno | 12.5 | 2012 | 9999 |  |  |  | 0.11303 | NEI 2019
CCCSD Wastewater Treatment Plnt | 57573_G_S188 | 57573 | G | S188 |  | Combustion Turbine | WEC_CALN | California | Contra Costa | 3 | 1995 | 9999 |  |  |  | 0.155 | Default Emission Factor
Broadridge Cogen | 57580_G_CG1 | 57580 | G | CG1 |  | Combustion Turbine | WEC_CALN | California | El Dorado | 2.1 | 2008 | 9999 |  |  |  | 0.86775 | Default Emission Factor
Broadridge Cogen | 57580_G_CG2 | 57580 | G | CG2 |  | Combustion Turbine | WEC_CALN | California | El Dorado | 2.1 | 2008 | 9999 |  |  |  | 0.86775 | Default Emission Factor
Allenwood | 57581_G_1 | 57581 | G | 1 |  | Landfill Gas | PJM_WMAC | Pennsylvania | Lycoming | 1.6 | 2012 | 9999 |  |  |  | 0.61247 | Default Emission Factor
Allenwood | 57581_G_2 | 57581 | G | 2 |  | Landfill Gas | PJM_WMAC | Pennsylvania | Lycoming | 1.6 | 2012 | 9999 |  |  |  | 0.61247 | Default Emission Factor
Lycoming County | 57582_G_1 | 57582 | G | 1 |  | Landfill Gas | PJM_WMAC | Pennsylvania | Lycoming | 1.5 | 2012 | 9999 |  |  |  | 0.61247 | Default Emission Factor
Lycoming County | 57582_G_2 | 57582 | G | 2 |  | Landfill Gas | PJM_WMAC | Pennsylvania | Lycoming | 1.5 | 2012 | 9999 |  |  |  | 0.61247 | Default Emission Factor
University of California San Diego Hybrid | 57584_G_NT2 | 57584 | G | NT2 |  | Combined Cycle | WEC_SDGE | California | San Diego | 13.5 | 2001 | 9999 |  |  |  | 0.04609 | Default Emission Factor
University of California San Diego Hybrid | 57584_G_ST1 | 57584 | G | ST1 |  | Combined Cycle | WEC_SDGE | California | San Diego | 13.5 | 2001 | 9999 |  |  |  | 0.04609 | Default Emission Factor
University of California San Diego Hybrid | 57584_G_STG | 57584 | G | STG |  | Combined Cycle | WEC_SDGE | California | San Diego | 3 | 2001 | 9999 |  |  |  | 0.04609 | Default Emission Factor
Oxnard Paper Mill | 57585_G_1 | 57585 | G | 1 |  | Combustion Turbine | WECC_SCE | California | Ventura | 29 | 1986 | 9999 |  |  |  | 0.155 | Default Emission Factor
Cana Gas Processing Plant | 57597_G_3005 | 57597 | G | 3005 |  | Combustion Turbine | SPP_WEST | Oklahoma | Canadian | 2.5 | 2010 | 9999 |  |  |  | 0.86775 | Default Emission Factor
Cana Gas Processing Plant | 57597_G_3006 | 57597 | G | 3006 |  | Combustion Turbine | SPP_WEST | Oklahoma | Canadian | 2.5 | 2010 | 9999 |  |  |  | 0.86775 | Default Emission Factor
Cana Gas Processing Plant | 57597_G_6214 | 57597 | G | 6214 |  | Combustion Turbine | SPP_WEST | Oklahoma | Canadian | 2.5 | 2012 | 9999 |  |  |  | 0.86775 | Default Emission Factor
Bridge Street 1 & 2 | 57598_G_BS1 | 57598 | G | BS1 |  | Combustion Turbine | NENG_CT | Connecticut | New London | 2.5 | 2010 | 9999 |  |  |  | 0.86775 | Default Emission Factor
Bridge Street 1 & 2 | 57598_G_BS2 | 57598 | G | BS2 |  | Combustion Turbine | NENG_CT | Connecticut | New London | 2.5 | 2010 | 9999 |  |  |  | 0.86775 | Default Emission Factor
Fort Hill 1, 2, 3 & 4 | 57599_G_FH1 | 57599 | G | FH1 |  | Combustion Turbine | NENG_CT | Connecticut | New London | 2.5 | 2010 | 9999 |  |  |  | 0.86775 | Default Emission Factor
Fort Hill 1, 2, 3 & 4 | 57599_G_FH2 | 57599 | G | FH2 |  | Combustion Turbine | NENG_CT | Connecticut | New London | 2.5 | 2010 | 9999 |  |  |  | 0.86775 | Default Emission Factor
Fort Hill 1, 2, 3 & 4 | 57599_G_FH3 | 57599 | G | FH3 |  | Combustion Turbine | NENG_CT | Connecticut | New London | 2.5 | 2010 | 9999 |  |  |  | 0.86775 | Default Emission Factor
Fort Hill 1, 2, 3 & 4 | 57599_G_FH4 | 57599 | G | FH4 |  | Combustion Turbine | NENG_CT | Connecticut | New London | 2.5 | 2010 | 9999 |  |  |  | 0.86775 | Default Emission Factor
Fishers Island 1 | 57600_G_FI1 | 57600 | G | FI1 |  | Combustion Turbine | NY_Z_K | New York | Suffolk | 2.5 | 2010 | 9999 |  |  |  | 0.86775 | Default Emission Factor
Gary Court 1 & 2 | 57601_G_GC1 | 57601 | G | GC1 |  | Combustion Turbine | NENG_CT | Connecticut | New London | 2.5 | 2010 | 9999 |  |  |  | 0.86775 | Default Emission Factor
Gary Court 1 & 2 | 57601_G_GC2 | 57601 | G | GC2 |  | Combustion Turbine | NENG_CT | Connecticut | New London | 2.5 | 2010 | 9999 |  |  |  | 0.86775 | Default Emission Factor
Jewett City 1 | 57602_G_JC1 | 57602 | G | JC1 |  | Combustion Turbine | NENG_CT | Connecticut | New London | 2.5 | 2010 | 9999 |  |  |  | 0.86775 | Default Emission Factor
LNG 1 & 2 | 57603_G_LNG1 | 57603 | G | LNG1 |  | Combustion Turbine | NENG_CT | Connecticut | New London | 2.5 | 2010 | 9999 |  |  |  | 0.86775 | Default Emission Factor
LNG 1 & 2 | 57603_G_LNG2 | 57603 | G | LNG2 |  | Combustion Turbine | NENG_CT | Connecticut | New London | 2.5 | 2010 | 9999 |  |  |  | 0.86775 | Default Emission Factor
Lebanon Pines 1 & 2 | 57604_G_LP1 | 57604 | G | LP1 |  | Combustion Turbine | NENG_CT | Connecticut | New London | 2.5 | 2010 | 9999 |  |  |  | 0.86775 | Default Emission Factor
Lebanon Pines 1 & 2 | 57604_G_LP2 | 57604 | G | LP2 |  | Combustion Turbine | NENG_CT | Connecticut | New London | 2.5 | 2010 | 9999 |  |  |  | 0.86775 | Default Emission Factor
Water Treatment 1 & 2 | 57605_G_WT1 | 57605 | G | WT1 |  | Combustion Turbine | NENG_CT | Connecticut | New London | 2.5 | 2010 | 9999 |  |  |  | 0.86775 | Default Emission Factor
Water Treatment 1 & 2 | 57605_G_WT2 | 57605 | G | WT2 |  | Combustion Turbine | NENG_CT | Connecticut | New London | 2.5 | 2010 | 9999 |  |  |  | 0.86775 | Default Emission Factor
Eastside WWTP | 57606_G_1 | 57606 | G | 1 |  | Combustion Turbine | S_VACA | North Carolina | Guilford | 1.8 | 2004 | 9999 | 2018 | 0.04 | 76 | 1.0526 | North Carolina State Emissions Inventory
Eastside WWTP | 57606_G_2 | 57606 | G | 2 |  | Combustion Turbine | S_VACA | North Carolina | Guilford | 1.8 | 2004 | 9999 | 2018 | 0.04 | 76 | 1.0526 | North Carolina State Emissions Inventory
Eastside WWTP | 57606_G_3 | 57606 | G | 3 |  | Combustion Turbine | S_VACA | North Carolina | Guilford | 1.8 | 2004 | 9999 | 2018 | 0.04 | 76 | 1.0526 | North Carolina State Emissions Inventory
Ward WTP | 57607_G_1 | 57607 | G | 1 |  | Combustion Turbine | S_VACA | North Carolina | Guilford | 1 | 1999 | 9999 |  |  |  | 0.86775 | Default Emission Factor
Ward WTP | 57607_G_2 | 57607 | G | 2 |  | Combustion Turbine | S_VACA | North Carolina | Guilford | 1 | 1999 | 9999 |  |  |  | 0.86775 | Default Emission Factor
Westside WWTP | 57608_G_1 | 57608 | G | 1 |  | Combustion Turbine | S_VACA | North Carolina | Davidson | 1.8 | 2005 | 9999 |  |  |  | 0.86775 | Default Emission Factor
Norwich WWTP | 57624_G_1 | 57624 | G | 1 |  | Combustion Turbine | NENG_CT | Connecticut | New London | 2 | 2006 | 9999 |  |  |  | 0.86775 | Default Emission Factor
Gaston Memorial Hospital | 57629_G_GMH1 | 57629 | G | GMH1 |  | Combustion Turbine | S_VACA | North Carolina | Gaston | 1.8 | 2006 | 9999 |  |  |  | 0.86775 | Default Emission Factor
Long Creek Waste Water Plant | 57630_G_ES1 | 57630 | G | ES1 |  | Combustion Turbine | S_VACA | North Carolina | Gaston | 1.7 | 1995 | 9999 |  |  |  | 0.86775 | Default Emission Factor
Long Creek Waste Water Plant | 57630_G_ES2 | 57630 | G | ES2 |  | Combustion Turbine | S_VACA | North Carolina | Gaston | 1.7 | 1995 | 9999 |  |  |  | 0.86775 | Default Emission Factor
Long Creek Waste Water Plant | 57630_G_ES3 | 57630 | G | ES3 |  | Combustion Turbine | S_VACA | North Carolina | Gaston | 1.7 | 1995 | 9999 |  |  |  | 0.86775 | Default Emission Factor
Oregon State University Energy Center | 57653_G_CTG | 57653 | G | CTG |  | Combined Cycle | WECC_PNW | Oregon | Benton | 5.2 | 2010 | 9999 |  |  |  | 0.04609 | Default Emission Factor
Oregon State University Energy Center | 57653_G_STG | 57653 | G | STG |  | Combined Cycle | WECC_PNW | Oregon | Benton | 0.5 | 2010 | 9999 |  |  |  | 0.04609 | Default Emission Factor
Astoria Energy II | 57664_G_CT3 | 57664 | G | CT3 | 4583 | Combined Cycle | NY_Z_J | New York | Queens | 156 | 2011 | 9999 |  |  |  | 0.11391 | NEI 2019
Astoria Energy II | 57664_G_CT4 | 57664 | G | CT4 | 4584 | Combined Cycle | NY_Z_J | New York | Queens | 156 | 2011 | 9999 | 2019 | 158.6759 | 5989392 | 0.11391 | NEI 2019
Astoria Energy II | 57664_G_ST2 | 57664 | G | ST2 | 4583 | Combined Cycle | NY_Z_J | New York | Queens | 228 | 2011 | 9999 |  |  |  | 0.11391 | NEI 2019
Foxwoods CoGen | 57666_G_CT1 | 57666 | G | CT1 |  | Combined Cycle | NENG_CT | Connecticut | New London | 6 | 2010 | 9999 |  |  |  | 0.04609 | Default Emission Factor
Foxwoods CoGen | 57666_G_CT2 | 57666 | G | CT2 |  | Combined Cycle | NENG_CT | Connecticut | New London | 6 | 2010 | 9999 |  |  |  | 0.04609 | Default Emission Factor
Foxwoods CoGen | 57666_G_STG1 | 57666 | G | STG1 |  | Combined Cycle | NENG_CT | Connecticut | New London | 2.5 | 2016 | 9999 |  |  |  | 0.04609 | Default Emission Factor
Oakdale Renewable Energy Plant | 57672_G_GE1 | 57672 | G | GE1 |  | Combustion Turbine | MIS_IA | Iowa | Johnson | 1.4 | 2010 | 9999 |  |  |  | 0.86775 | Default Emission Factor
Oakdale Renewable Energy Plant | 57672_G_GE2 | 57672 | G | GE2 |  | Combustion Turbine | MIS_IA | Iowa | Johnson | 1.4 | 2010 | 9999 |  |  |  | 0.86775 | Default Emission Factor
Norden 1-3 | 57689_G_NORD1 | 57689 | G | NORD1 |  | Combustion Turbine | NENG_CT | Connecticut | Fairfield | 2 | 2004 | 9999 |  |  |  | 0.86775 | Default Emission Factor
Norden 1-3 | 57689_G_NORD2 | 57689 | G | NORD2 |  | Combustion Turbine | NENG_CT | Connecticut | Fairfield | 2 | 2004 | 9999 |  |  |  | 0.86775 | Default Emission Factor
Norden 1-3 | 57689_G_NORD3 | 57689 | G | NORD3 |  | Combustion Turbine | NENG_CT | Connecticut | Fairfield | 2 | 2004 | 9999 |  |  |  | 0.86775 | Default Emission Factor
Power Generation Station (PGS) 2 | 57696_G_1 | 57696 | G | 1 |  | Non-Fossil Waste | WEC_CALN | California | Alameda | 3.8 | 2011 | 9999 |  |  |  | 0.81254 | Default Emission Factor
Signal Hill West Unit | 57702_G_1 | 57702 | G | 1 |  | Fossil Waste | WECC_SCE | California | Los Angeles | 5.7 | 2004 | 9999 | 2018 | 1.4791 | 39258 | 0.07535 | California Air Resources Board
Cheyenne Prairie Generating Station | 57703_G_01A | 57703 | G | 01A | 90707 | Combined Cycle | WECC_WY | Wyoming | Laramie | 37 | 2014 | 9999 | 2019 | 3.3399 | 177278 | 0.0434 | NEI 2019
Cheyenne Prairie Generating Station | 57703_G_01B | 57703 | G | 01B | 90708 | Combined Cycle | WECC_WY | Wyoming | Laramie | 37 | 2014 | 9999 | 2019 | 3.3782 | 132347 | 0.0434 | NEI 2019
Cheyenne Prairie Generating Station | 57703_G_01C | 57703 | G | 01C | 90707 | Combined Cycle | WECC_WY | Wyoming | Laramie | 20 | 2014 | 9999 |  |  |  | 0.0434 | NEI 2019
Cheyenne Prairie Generating Station | 57703_G_02A | 57703 | G | 02A | 90709 | Combustion Turbine | WECC_WY | Wyoming | Laramie | 37 | 2014 | 9999 | 2019 | 0.24215 | 3515 | 0.13778 | NEI 2019
Blue Water Renewables Inc | 57706_G_1 | 57706 | G | 1 |  | Landfill Gas | MIS_LMI | Michigan | St Clair | 1.6 | 2011 | 9999 |  |  |  | 0.61247 | Default Emission Factor
Blue Water Renewables Inc | 57706_G_2 | 57706 | G | 2 |  | Landfill Gas | MIS_LMI | Michigan | St Clair | 1.6 | 2011 | 9999 |  |  |  | 0.61247 | Default Emission Factor
City of Palo Alto | 57714_G_GEN1 | 57714 | G | GEN1 |  | Combustion Turbine | WEC_CALN | California | Santa Clara | 1.1 | 2002 | 9999 |  |  |  | 0.86775 | Default Emission Factor
City of Palo Alto | 57714_G_GEN2 | 57714 | G | GEN2 |  | Combustion Turbine | WEC_CALN | California | Santa Clara | 1.1 | 2002 | 9999 |  |  |  | 0.86775 | Default Emission Factor
City of Palo Alto | 57714_G_GEN3 | 57714 | G | GEN3 |  | Combustion Turbine | WEC_CALN | California | Santa Clara | 1.1 | 2002 | 9999 |  |  |  | 0.86775 | Default Emission Factor
City of Palo Alto | 57714_G_GEN4 | 57714 | G | GEN4 |  | Combustion Turbine | WEC_CALN | California | Santa Clara | 1.1 | 2002 | 9999 |  |  |  | 0.86775 | Default Emission Factor
Watkins Manufacturing Co. | 57715_G_GEN1 | 57715 | G | GEN1 |  | Combustion Turbine | WEC_SDGE | California | San Diego | 1 | 2001 | 9999 |  |  |  | 0.86775 | Default Emission Factor
Watkins Manufacturing Co. | 57715_G_GEN2 | 57715 | G | GEN2 |  | Combustion Turbine | WEC_SDGE | California | San Diego | 1 | 2001 | 9999 |  |  |  | 0.86775 | Default Emission Factor
Frederick County LFGTE Facility | 57754_G_1 | 57754 | G | 1 |  | Landfill Gas | PJM_AP | Virginia | Frederick | 1 | 2010 | 9999 | 2019 | 2.7877 | 9196 | 0.6063 | NEI 2019
Frederick County LFGTE Facility | 57754_G_2 | 57754 | G | 2 |  | Landfill Gas | PJM_AP | Virginia | Frederick | 1 | 2010 | 9999 |  |  |  | 0.6063 | NEI 2019
Ameresco Butte County | 57771_G_1 | 57771 | G | 1 |  | Landfill Gas | WEC_CALN | California | Butte | 2 | 2013 | 9999 | 2018 | 5.0805 | 13521 | 0.7515 | California Air Resources Board
US GSA Heating and Transmission | 57788_G_TG1 | 57788 | G | TG1 |  | Combustion Turbine | PJM_SMAC | District of Columbia | District of Columbia | 4.5 | 2004 | 9999 |  |  |  | 0.155 | Default Emission Factor
US GSA Heating and Transmission | 57788_G_TG2 | 57788 | G | TG2 |  | Combustion Turbine | PJM_SMAC | District of Columbia | District of Columbia | 4.5 | 2004 | 9999 |  |  |  | 0.155 | Default Emission Factor
Peak Power 1 Cogen | 57789_G_GEN1 | 57789 | G | GEN1 |  | Combustion Turbine | NY_Z_J | New York | New York | 2 | 2010 | 9999 |  |  |  | 0.86775 | Default Emission Factor
Peak Power 1 Cogen | 57789_G_GEN2 | 57789 | G | GEN2 |  | Combustion Turbine | NY_Z_J | New York | New York | 2 | 2010 | 9999 |  |  |  | 0.86775 | Default Emission Factor
Peak Power 1 Cogen | 57789_G_GEN3 | 57789 | G | GEN3 |  | Combustion Turbine | NY_Z_J | New York | New York | 2 | 2010 | 9999 |  |  |  | 0.86775 | Default Emission Factor
St Joseph Energy Center | 57794_G_CT1 | 57794 | G | CT1 | 90857 | Combined Cycle | PJM_West | Indiana | St Joseph | 237 | 2018 | 9999 | 2019 | 64.7401 | 3777683 | 0.04598 | NEI 2019
St Joseph Energy Center | 57794_G_CT2 | 57794 | G | CT2 | 90856 | Combined Cycle | PJM_West | Indiana | St Joseph | 237 | 2018 | 9999 | 2019 | 64.4186 | 1840189 | 0.04598 | NEI 2019
St Joseph Energy Center | 57794_G_ST1 | 57794 | G | ST1 | 90857 | Combined Cycle | PJM_West | Indiana | St Joseph | 232 | 2018 | 9999 |  |  |  | 0.04598 | NEI 2019
OBP Cogen | 57798_G_1OBP | 57798 | G | 1OBP |  | Combustion Turbine | NY_Z_J | New York | New York | 4.6 | 2010 | 9999 |  |  |  | 0.155 | Default Emission Factor
Onalaska Campus Landfill Biogas | 57824_G_416LF | 57824 | G | 416LF |  | Landfill Gas | MIS_MNWI | Wisconsin | La Crosse | 1.1 | 2012 | 9999 |  |  |  | 0.61247 | Default Emission Factor
Tulsa LFG LLC | 57828_G_GEN3M | 57828 | G | GEN3M |  | Landfill Gas | SPP_WEST | Oklahoma | Osage | 1.4 | 2011 | 9999 |  |  |  | 0.61247 | Default Emission Factor
Woodbridge Energy Center | 57839_G_CT001 | 57839 | G | CT001 | 90934 | Combined Cycle | PJM_EMAC | New Jersey | Middlesex | 206.9 | 2015 | 9999 | 2019 | 26.49 | 3143669.2 | 0.01049 | NEI 2019
Woodbridge Energy Center | 57839_G_CT002 | 57839 | G | CT002 | 90935 | Combined Cycle | PJM_EMAC | New Jersey | Middlesex | 207.2 | 2015 | 9999 |  |  |  | 0.01049 | NEI 2019
Woodbridge Energy Center | 57839_G_ST001 | 57839 | G | ST001 | 90934 | Combined Cycle | PJM_EMAC | New Jersey | Middlesex | 314.4 | 2015 | 9999 |  |  |  | 0.01049 | NEI 2019
Wabash Valley Power IGCC | 57842_G_1A | 57842 | G | 1A | 720 | Combustion Turbine | MIS_INKY | Indiana | Vigo | 138 | 1995 | 9999 | 2019 | 10.2978 | 77628 | 0.26531 | NEI 2019
Hidden Hollow Energy | 57861_G_UNT1 | 57861 | G | UNT1 |  | Landfill Gas | WECC_ID | Idaho | Ada | 1.5 | 2007 | 9999 |  |  |  | 0.61247 | Default Emission Factor
Hidden Hollow Energy | 57861_G_UNT2 | 57861 | G | UNT2 |  | Landfill Gas | WECC_ID | Idaho | Ada | 1.5 | 2007 | 9999 |  |  |  | 0.61247 | Default Emission Factor
Antelope Station | 57865_G_E01 | 57865 | G | E01 | 90949 | Combustion Turbine | SPP_SPS | Texas | Hale | 9.1 | 2011 | 9999 | 2019 | 3.1069 | 20398.7778 | 0.30462 | NEI 2019
Antelope Station | 57865_G_E02 | 57865 | G | E02 | 91029 | Combustion Turbine | SPP_SPS | Texas | Hale | 9.1 | 2011 | 9999 | 2019 | 3.1118 | 20398.7778 | 0.3051 | NEI 2019
Antelope Station | 57865_G_E03 | 57865 | G | E03 | 91030 | Combustion Turbine | SPP_SPS | Texas | Hale | 9.1 | 2011 | 9999 | 2019 | 3.1536 | 20398.7778 | 0.3092 | NEI 2019
Antelope Station | 57865_G_E04 | 57865 | G | E04 |  | Combustion Turbine | SPP_SPS | Texas | Hale | 9.1 | 2011 | 9999 | 2019 | 3.0857 | 20398.7778 | 0.30254 | NEI 2019
Antelope Station | 57865_G_E05 | 57865 | G | E05 |  | Combustion Turbine | SPP_SPS | Texas | Hale | 9.1 | 2011 | 9999 | 2019 | 3.0988 | 20398.7778 | 0.30382 | NEI 2019
Antelope Station | 57865_G_E06 | 57865 | G | E06 |  | Combustion Turbine | SPP_SPS | Texas | Hale | 9.1 | 2011 | 9999 | 2019 | 3.0249 | 20398.7778 | 0.29658 | NEI 2019
Antelope Station | 57865_G_E07 | 57865 | G | E07 |  | Combustion Turbine | SPP_SPS | Texas | Hale | 9.1 | 2011 | 9999 | 2019 | 3.1722 | 20398.7778 | 0.31102 | NEI 2019
Antelope Station | 57865_G_E08 | 57865 | G | E08 |  | Combustion Turbine | SPP_SPS | Texas | Hale | 9.1 | 2011 | 9999 | 2019 | 3.0933 | 20398.7778 | 0.30328 | NEI 2019
Antelope Station | 57865_G_E09 | 57865 | G | E09 |  | Combustion Turbine | SPP_SPS | Texas | Hale | 9.1 | 2011 | 9999 | 2019 | 3.1221 | 20398.7778 | 0.30611 | NEI 2019
Antelope Station | 57865_G_E10 | 57865 | G | E10 |  | Combustion Turbine | SPP_SPS | Texas | Hale | 9.1 | 2011 | 9999 | 2019 | 3.2392 | 20398.7778 | 0.31759 | NEI 2019
Antelope Station | 57865_G_E11 | 57865 | G | E11 |  | Combustion Turbine | SPP_SPS | Texas | Hale | 9.1 | 2011 | 9999 | 2019 | 2.9898 | 20398.7778 | 0.29314 | NEI 2019
Antelope Station | 57865_G_E12 | 57865 | G | E12 |  | Combustion Turbine | SPP_SPS | Texas | Hale | 9.1 | 2011 | 9999 | 2019 | 3.0755 | 20398.7778 | 0.30154 | NEI 2019
Antelope Station | 57865_G_E13 | 57865 | G | E13 |  | Combustion Turbine | SPP_SPS | Texas | Hale | 9.1 | 2011 | 9999 | 2019 | 2.9255 | 20398.7778 | 0.28683 | NEI 2019
Antelope Station | 57865_G_E14 | 57865 | G | E14 |  | Combustion Turbine | SPP_SPS | Texas | Hale | 9.1 | 2011 | 9999 | 2019 | 2.8894 | 20398.7778 | 0.28329 | NEI 2019
Antelope Station | 57865_G_E15 | 57865 | G | E15 |  | Combustion Turbine | SPP_SPS | Texas | Hale | 9.1 | 2011 | 9999 | 2019 | 2.8917 | 20398.7778 | 0.28352 | NEI 2019
Antelope Station | 57865_G_E16 | 57865 | G | E16 |  | Combustion Turbine | SPP_SPS | Texas | Hale | 9.1 | 2011 | 9999 | 2019 | 2.9223 | 20398.7778 | 0.28652 | NEI 2019
Antelope Station | 57865_G_E17 | 57865 | G | E17 |  | Combustion Turbine | SPP_SPS | Texas | Hale | 9.1 | 2011 | 9999 | 2019 | 2.7093 | 20398.7778 | 0.26563 | NEI 2019
Antelope Station | 57865_G_E18 | 57865 | G | E18 |  | Combustion Turbine | SPP_SPS | Texas | Hale | 9.1 | 2011 | 9999 | 2019 | 2.9293 | 20398.7778 | 0.2872 | NEI 2019
LCEC Generation LLVC | 57872_G_UNIT1 | 57872 | G | UNIT1 |  | Combustion Turbine | SPP_SPS | New Mexico | Lea | 8.7 | 2012 | 9999 | 2019 | 1.011 | 9619 | 0.21021 | NEI 2019
LCEC Generation LLVC | 57872_G_UNIT2 | 57872 | G | UNIT2 |  | Combustion Turbine | SPP_SPS | New Mexico | Lea | 8.7 | 2012 | 9999 | 2019 | 1.331 | 9619 | 0.27674 | NEI 2019
LCEC Generation LLVC | 57872_G_UNIT3 | 57872 | G | UNIT3 |  | Combustion Turbine | SPP_SPS | New Mexico | Lea | 8.7 | 2012 | 9999 | 2019 | 1.301 | 9619 | 0.27051 | NEI 2019
LCEC Generation LLVC | 57872_G_UNIT4 | 57872 | G | UNIT4 |  | Combustion Turbine | SPP_SPS | New Mexico | Lea | 8.7 | 2012 | 9999 | 2019 | 1.33 | 9619 | 0.27654 | NEI 2019
LCEC Generation LLVC | 57872_G_UNIT5 | 57872 | G | UNIT5 |  | Combustion Turbine | SPP_SPS | New Mexico | Lea | 8.7 | 2012 | 9999 | 2019 | 1.303 | 9619 | 0.27092 | NEI 2019
Santa Cruz Energy | 57876_G_UNT1 | 57876 | G | UNT1 |  | Landfill Gas | WEC_CALN | California | Santa Cruz | 1.5 | 2009 | 9999 |  |  |  | 0.61247 | Default Emission Factor
Pioneer Generating Station | 57881_G_01 | 57881 | G | 01 | 90805 | Combustion Turbine | SPP_WAUE | North Dakota | Williams | 40 | 2013 | 9999 | 2019 | 8.62 | 91178 | 0.18908 | NEI 2019
Pioneer Generating Station | 57881_G_02 | 57881 | G | 02 | 90834 | Combustion Turbine | SPP_WAUE | North Dakota | Williams | 40 | 2014 | 9999 | 2019 | 4.3 | 91178 | 0.09432 | NEI 2019
Pioneer Generating Station | 57881_G_03 | 57881 | G | 03 | 90835 | Combustion Turbine | SPP_WAUE | North Dakota | Williams | 40 | 2014 | 9999 | 2019 | 3.0063 | 91178 | 0.06594 | NEI 2019
Pioneer Generating Station | 57881_G_11 | 57881 | G | 11 |  | Combustion Turbine | SPP_WAUE | North Dakota | Williams | 9.3 | 2017 | 9999 | 2019 | 3.1954 | 19449.1667 | 0.32859 | NEI 2019
Pioneer Generating Station | 57881_G_12 | 57881 | G | 12 |  | Combustion Turbine | SPP_WAUE | North Dakota | Williams | 9.3 | 2017 | 9999 | 2019 | 3.2265 | 19449.1667 | 0.33179 | NEI 2019
Pioneer Generating Station | 57881_G_13 | 57881 | G | 13 |  | Combustion Turbine | SPP_WAUE | North Dakota | Williams | 9.3 | 2017 | 9999 | 2019 | 2.7727 | 19449.1667 | 0.28512 | NEI 2019
Pioneer Generating Station | 57881_G_14 | 57881 | G | 14 |  | Combustion Turbine | SPP_WAUE | North Dakota | Williams | 9.3 | 2017 | 9999 |  |  |  | 0.86775 | Default Emission Factor
Pioneer Generating Station | 57881_G_15 | 57881 | G | 15 |  | Combustion Turbine | SPP_WAUE | North Dakota | Williams | 9.3 | 2017 | 9999 |  |  |  | 0.86775 | Default Emission Factor
Pioneer Generating Station | 57881_G_16 | 57881 | G | 16 |  | Combustion Turbine | SPP_WAUE | North Dakota | Williams | 9.3 | 2017 | 9999 |  |  |  | 0.86775 | Default Emission Factor
Pioneer Generating Station | 57881_G_17 | 57881 | G | 17 |  | Combustion Turbine | SPP_WAUE | North Dakota | Williams | 9.3 | 2017 | 9999 | 2019 | 2.3639 | 19449.1667 | 0.24308 | NEI 2019
Pioneer Generating Station | 57881_G_18 | 57881 | G | 18 |  | Combustion Turbine | SPP_WAUE | North Dakota | Williams | 9.3 | 2017 | 9999 | 2019 | 2.4533 | 19449.1667 | 0.25228 | NEI 2019
Pioneer Generating Station | 57881_G_19 | 57881 | G | 19 |  | Combustion Turbine | SPP_WAUE | North Dakota | Williams | 9.3 | 2017 | 9999 | 2019 | 2.4586 | 19449.1667 | 0.25283 | NEI 2019
Pioneer Generating Station | 57881_G_20 | 57881 | G | 20 |  | Combustion Turbine | SPP_WAUE | North Dakota | Williams | 9.3 | 2017 | 9999 | 2019 | 2.6587 | 19449.1667 | 0.2734 | NEI 2019
Pioneer Generating Station | 57881_G_21 | 57881 | G | 21 |  | Combustion Turbine | SPP_WAUE | North Dakota | Williams | 9.3 | 2017 | 9999 | 2019 | 2.4765 | 19449.1667 | 0.25467 | NEI 2019
Pioneer Generating Station | 57881_G_22 | 57881 | G | 22 |  | Combustion Turbine | SPP_WAUE | North Dakota | Williams | 9.3 | 2017 | 9999 | 2019 | 2.6137 | 19449.1667 | 0.26877 | NEI 2019
Lake Charles Polymers | 57884_G_G-900 | 57884 | G | G-900 |  | Combustion Turbine | MIS_WOTA | Louisiana | Calcasieu | 12.5 | 2011 | 9999 |  |  |  | 0.155 | Default Emission Factor
Lake Charles Polymers | 57884_G_G-901 | 57884 | G | G-901 |  | Combustion Turbine | MIS_WOTA | Louisiana | Calcasieu | 8 | 2011 | 9999 |  |  |  | 0.86775 | Default Emission Factor
Lake Charles Polymers | 57884_G_G-902 | 57884 | G | G-902 |  | Combustion Turbine | MIS_WOTA | Louisiana | Calcasieu | 8 | 2011 | 9999 |  |  |  | 0.86775 | Default Emission Factor
Wellford Renewable Energy Plant | 57885_G_LFG1 | 57885 | G | LFG1 |  | Landfill Gas | S_VACA | South Carolina | Spartanburg | 1.6 | 2011 | 9999 |  |  |  | 0.61247 | Default Emission Factor
City West Diesel Plant | 57886_G_DI1 | 57886 | G | DI1 |  | Combustion Turbine | S_VACA | South Carolina | Union | 1.8 | 2011 | 9999 |  |  |  | 0.86775 | Default Emission Factor
City West Diesel Plant | 57886_G_DI2 | 57886 | G | DI2 |  | Combustion Turbine | S_VACA | South Carolina | Union | 1.8 | 2011 | 9999 |  |  |  | 0.86775 | Default Emission Factor
City West Diesel Plant | 57886_G_DI3 | 57886 | G | DI3 |  | Combustion Turbine | S_VACA | South Carolina | Union | 1.8 | 2011 | 9999 |  |  |  | 0.86775 | Default Emission Factor
City West Diesel Plant | 57886_G_DI4 | 57886 | G | DI4 |  | Combustion Turbine | S_VACA | South Carolina | Union | 1.8 | 2011 | 9999 |  |  |  | 0.86775 | Default Emission Factor
Martinsville LFG Generator | 57893_G_LFG1 | 57893 | G | LFG1 |  | Landfill Gas | PJM_West | Virginia | Henry | 1 | 2012 | 9999 | 2018 | 0.6997 | 4382 | 0.31935 | Virginia State Emissions
Concord Energy | 57896_G_UNT1 | 57896 | G | UNT1 |  | Landfill Gas | S_VACA | North Carolina | Cabarrus | 3.9 | 2012 | 9999 | 2019 | 5.7 | 58215 | 0.19583 | NEI 2019
Concord Energy | 57896_G_UNT2 | 57896 | G | UNT2 |  | Landfill Gas | S_VACA | North Carolina | Cabarrus | 3.9 | 2012 | 9999 |  |  |  | 0.19583 | NEI 2019
Richmond Energy | 57897_G_UNT1 | 57897 | G | UNT1 |  | Landfill Gas | PJM_Dom | Virginia | Henrico | 1.6 | 2012 | 9999 | 2019 | 3.447 | 32868 | 0.20975 | NEI 2019
Richmond Energy | 57897_G_UNT2 | 57897 | G | UNT2 |  | Landfill Gas | PJM_Dom | Virginia | Henrico | 1.6 | 2012 | 9999 |  |  |  | 0.20975 | NEI 2019
Richmond Energy | 57897_G_UNT3 | 57897 | G | UNT3 |  | Landfill Gas | PJM_Dom | Virginia | Henrico | 1.6 | 2012 | 9999 |  |  |  | 0.20975 | NEI 2019
Richmond Energy | 57897_G_UNT4 | 57897 | G | UNT4 |  | Landfill Gas | PJM_Dom | Virginia | Henrico | 1.6 | 2012 | 9999 |  |  |  | 0.20975 | NEI 2019
Hurricane City Power | 57899_G_1 | 57899 | G | 1 |  | Combustion Turbine | WECC_UT | Utah | Washington | 1.6 | 2001 | 9999 |  |  |  | 0.86775 | Default Emission Factor
Hurricane City Power | 57899_G_2 | 57899 | G | 2 |  | Combustion Turbine | WECC_UT | Utah | Washington | 1.6 | 1999 | 9999 |  |  |  | 0.86775 | Default Emission Factor
Hurricane City Power | 57899_G_3 | 57899 | G | 3 |  | Combustion Turbine | WECC_UT | Utah | Washington | 1.6 | 1999 | 9999 |  |  |  | 0.86775 | Default Emission Factor
Hurricane City Power | 57899_G_4 | 57899 | G | 4 |  | Combustion Turbine | WECC_UT | Utah | Washington | 1.9 | 2004 | 9999 |  |  |  | 0.86775 | Default Emission Factor
Hurricane City Power | 57899_G_5 | 57899 | G | 5 |  | Combustion Turbine | WECC_UT | Utah | Washington | 1.9 | 2004 | 9999 |  |  |  | 0.86775 | Default Emission Factor
Hurricane City Power | 57899_G_6 | 57899 | G | 6 |  | Combustion Turbine | WECC_UT | Utah | Washington | 1.9 | 2006 | 9999 |  |  |  | 0.86775 | Default Emission Factor
Hurricane City Power | 57899_G_7 | 57899 | G | 7 |  | Combustion Turbine | WECC_UT | Utah | Washington | 1.9 | 2007 | 9999 |  |  |  | 0.86775 | Default Emission Factor
Hurricane City Power | 57899_G_8 | 57899 | G | 8 |  | Combustion Turbine | WECC_UT | Utah | Washington | 1.9 | 2007 | 9999 |  |  |  | 0.86775 | Default Emission Factor
El Segundo Energy Center LLC | 57901_G_5 | 57901 | G | 5 | 90376 | Combined Cycle | WEC_LADW | California | Los Angeles | 195 | 2013 | 9999 | 2017 | 2.0079 | 650253 | 0.00618 | NEI 2019
El Segundo Energy Center LLC | 57901_G_6 | 57901 | G | 6 | 90376 | Combined Cycle | WEC_LADW | California | Los Angeles | 60 | 2013 | 9999 |  |  |  | 0.00618 | NEI 2019
El Segundo Energy Center LLC | 57901_G_7 | 57901 | G | 7 | 90377 | Combined Cycle | WEC_LADW | California | Los Angeles | 195 | 2013 | 9999 | 2017 | 2.147 | 641912 | 0.00669 | NEI 2019
El Segundo Energy Center LLC | 57901_G_8 | 57901 | G | 8 | 90377 | Combined Cycle | WEC_LADW | California | Los Angeles | 60 | 2013 | 9999 |  |  |  | 0.00669 | NEI 2019
Fighting Creek LFGTE Plant | 57902_G_G-123 | 57902 | G | G-123 |  | Landfill Gas | WECC_PNW | Idaho | Kootenai | 1.6 | 2012 | 9999 |  |  |  | 0.61247 | Default Emission Factor
Fighting Creek LFGTE Plant | 57902_G_G-162 | 57902 | G | G-162 |  | Landfill Gas | WECC_PNW | Idaho | Kootenai | 1.6 | 2012 | 9999 |  |  |  | 0.61247 | Default Emission Factor
SMMPA Methane Energy Facility | 57903_G_UNIT1 | 57903 | G | UNIT1 |  | Landfill Gas | MIS_MNWI | Minnesota | Kanabec | 1.5 | 2012 | 9999 |  |  |  | 0.61247 | Default Emission Factor
Central Utility Plant Cincinnati | 57908_G_CTG1 | 57908 | G | CTG1 |  | Combined Cycle | PJM_West | Ohio | Hamilton | 12.5 | 2004 | 9999 |  |  |  | 0.04609 | Default Emission Factor
Central Utility Plant Cincinnati | 57908_G_CTG2 | 57908 | G | CTG2 |  | Combined Cycle | PJM_West | Ohio | Hamilton | 12.5 | 2004 | 9999 |  |  |  | 0.04609 | Default Emission Factor
Central Utility Plant Cincinnati | 57908_G_P005 | 57908 | G | P005 |  | Combustion Turbine | PJM_West | Ohio | Hamilton | 1.9 | 2004 | 9999 |  |  |  | 0.86775 | Default Emission Factor
Central Utility Plant Cincinnati | 57908_G_STG | 57908 | G | STG |  | Combined Cycle | PJM_West | Ohio | Hamilton | 21.5 | 2004 | 9999 |  |  |  | 0.04609 | Default Emission Factor
Centennial Generating Station | 57910_G_1 | 57910 | G | 1 |  | Combustion Turbine | SPP_WAUE | Minnesota | Clay | 2 | 2011 | 9999 |  |  |  | 0.86775 | Default Emission Factor
Centennial Generating Station | 57910_G_2 | 57910 | G | 2 |  | Combustion Turbine | SPP_WAUE | Minnesota | Clay | 2 | 2011 | 9999 |  |  |  | 0.86775 | Default Emission Factor
Centennial Generating Station | 57910_G_3 | 57910 | G | 3 |  | Combustion Turbine | SPP_WAUE | Minnesota | Clay | 2 | 2011 | 9999 |  |  |  | 0.86775 | Default Emission Factor
Centennial Generating Station | 57910_G_4 | 57910 | G | 4 |  | Combustion Turbine | SPP_WAUE | Minnesota | Clay | 2 | 2011 | 9999 |  |  |  | 0.86775 | Default Emission Factor
Centennial Generating Station | 57910_G_5 | 57910 | G | 5 |  | Combustion Turbine | SPP_WAUE | Minnesota | Clay | 2 | 2011 | 9999 |  |  |  | 0.86775 | Default Emission Factor
Roseburg LFG | 57911_G_1 | 57911 | G | 1 |  | Landfill Gas | WECC_PNW | Oregon | Douglas | 1.6 | 2011 | 9999 |  |  |  | 0.61247 | Default Emission Factor
East Campus Utility Plant | 57929_G_P007 | 57929 | G | P007 |  | Combustion Turbine | PJM_West | Ohio | Hamilton | 1.7 | 2006 | 9999 |  |  |  | 0.86775 | Default Emission Factor
East Campus Utility Plant | 57929_G_P008 | 57929 | G | P008 |  | Combustion Turbine | PJM_West | Ohio | Hamilton | 1.5 | 2006 | 9999 |  |  |  | 0.86775 | Default Emission Factor
East Campus Utility Plant | 57929_G_STG | 57929 | G | STG |  | O/G Steam | PJM_West | Ohio | Hamilton | 1.2 | 2010 | 9999 |  |  |  | 0.15323 | Default Emission Factor
ADA Carbon Solutions Red River | 57938_G_GEN1 | 57938 | G | GEN1 |  | Non-Fossil Waste | MIS_LA | Louisiana | Red River | 20.5 | 2011 | 9999 |  |  |  | 0.81254 | Default Emission Factor
Lonesome Creek Station | 57943_G_01 | 57943 | G | 01 | 90836 | Combustion Turbine | SPP_WAUE | North Dakota | McKenzie | 40 | 2013 | 9999 | 2019 | 5.33 | 172382.8 | 0.06184 | NEI 2019
Lonesome Creek Station | 57943_G_02 | 57943 | G | 02 | 90837 | Combustion Turbine | SPP_WAUE | North Dakota | McKenzie | 40 | 2015 | 9999 | 2019 | 2.8854 | 172382.8 | 0.03348 | NEI 2019
Lonesome Creek Station | 57943_G_03 | 57943 | G | 03 | 90838 | Combustion Turbine | SPP_WAUE | North Dakota | McKenzie | 40 | 2015 | 9999 | 2019 | 3.2627 | 172382.8 | 0.03785 | NEI 2019
Lonesome Creek Station | 57943_G_04 | 57943 | G | 04 | 91086 | Combustion Turbine | SPP_WAUE | North Dakota | McKenzie | 40 | 2017 | 9999 | 2019 | 6.22 | 172382.8 | 0.07217 | NEI 2019
Lonesome Creek Station | 57943_G_05 | 57943 | G | 05 | 91087 | Combustion Turbine | SPP_WAUE | North Dakota | McKenzie | 40 | 2017 | 9999 | 2019 | 3.3 | 172382.8 | 0.03829 | NEI 2019
Berkeley County Landfill | 57945_G_B1 | 57945 | G | B1 |  | Landfill Gas | S_VACA | South Carolina | Berkeley | 1.5 | 2011 | 9999 |  |  |  | 0.61247 | Default Emission Factor
Berkeley County Landfill | 57945_G_B2 | 57945 | G | B2 |  | Landfill Gas | S_VACA | South Carolina | Berkeley | 1.5 | 2011 | 9999 |  |  |  | 0.61247 | Default Emission Factor
Fredericktown Energy Center | 57946_G_UNIT1 | 57946 | G | UNIT1 |  | Combustion Turbine | MIS_MO | Missouri | Madison | 12 | 2015 | 9999 |  |  |  | 0.155 | Default Emission Factor
Fredericktown Energy Center | 57946_G_UNIT2 | 57946 | G | UNIT2 |  | Combustion Turbine | MIS_MO | Missouri | Madison | 12 | 2015 | 9999 |  |  |  | 0.155 | Default Emission Factor
Woodall Gas Plant | 57952_G_GEN1 | 57952 | G | GEN1 |  | Combustion Turbine | SPP_SPS | Texas | Hemphill | 1 | 2012 | 9999 |  |  |  | 0.86775 | Default Emission Factor
Woodall Gas Plant | 57952_G_GEN2 | 57952 | G | GEN2 |  | Combustion Turbine | SPP_SPS | Texas | Hemphill | 1 | 2012 | 9999 |  |  |  | 0.86775 | Default Emission Factor
Woodall Gas Plant | 57952_G_GEN3 | 57952 | G | GEN3 |  | Combustion Turbine | SPP_SPS | Texas | Hemphill | 1 | 2012 | 9999 |  |  |  | 0.86775 | Default Emission Factor
Roquette America | 57953_G_GT | 57953 | G | GT |  | Combined Cycle | MIS_MO | Iowa | Lee | 38 | 2004 | 9999 | 2019 | 0.54424 | 123969 | 0.00878 | NEI 2019
Darrington | 57969_G_GEN1 | 57969 | G | GEN1 |  | Biomass | WECC_PNW | Washington | Snohomish | 4.5 | 2007 | 9999 | 2019 | 8.84 | 16782 | 1.0535 | NEI 2019
SF Southeast Cogen Plant | 57971_G_COGEN | 57971 | G | COGEN |  | Non-Fossil Waste | WEC_CALN | California | San Francisco | 1.9 | 2002 | 9999 |  |  |  | 0.81254 | Default Emission Factor
High Sierra Cogeneration Plant | 57977_G_ENG1 | 57977 | G | ENG1 |  | Combustion Turbine | WEC_CALN | California | Lassen | 2.5 | 2010 | 9999 |  |  |  | 0.86775 | Default Emission Factor
High Sierra Cogeneration Plant | 57977_G_ENG2 | 57977 | G | ENG2 |  | Combustion Turbine | WEC_CALN | California | Lassen | 2.5 | 2010 | 9999 |  |  |  | 0.86775 | Default Emission Factor
Lodi Energy Center | 57978_G_CT1 | 57978 | G | CT1 | 90795 | Combined Cycle | WEC_CALN | California | San Joaquin | 162 | 2012 | 9999 | 2017 | 11.05 | 470875 | 0.03042 | NEI 2019
Lodi Energy Center | 57978_G_ST1 | 57978 | G | ST1 | 90795 | Combined Cycle | WEC_CALN | California | San Joaquin | 95 | 2012 | 9999 |  |  |  | 0.03042 | NEI 2019
Lincoln Landfill | 57988_G_GEN 5 | 57988 | G | GEN 5 |  | Landfill Gas | WEC_CALN | California | Placer | 0.8 | 2012 | 9999 | 2018 | 1.4671 | 4119.5 | 0.71229 | California Air Resources Board
Lincoln Landfill | 57988_G_GEN 6 | 57988 | G | GEN 6 |  | Landfill Gas | WEC_CALN | California | Placer | 0.8 | 2012 | 9999 | 2018 | 1.4671 | 4119.5 | 0.71229 | California Air Resources Board
Lincoln Landfill | 57988_G_GEN1 | 57988 | G | GEN1 |  | Landfill Gas | WEC_CALN | California | Placer | 0.8 | 2004 | 9999 | 2018 | 1.4671 | 4119.5 | 0.71229 | California Air Resources Board
Lincoln Landfill | 57988_G_GEN2 | 57988 | G | GEN2 |  | Landfill Gas | WEC_CALN | California | Placer | 0.8 | 2004 | 9999 | 2018 | 1.4671 | 4119.5 | 0.71229 | California Air Resources Board
Lincoln Landfill | 57988_G_GEN3 | 57988 | G | GEN3 |  | Landfill Gas | WEC_CALN | California | Placer | 0.8 | 2004 | 9999 | 2018 | 1.4671 | 4119.5 | 0.71229 | California Air Resources Board
Lincoln Landfill | 57988_G_GEN4 | 57988 | G | GEN4 |  | Landfill Gas | WEC_CALN | California | Placer | 0.8 | 2012 | 9999 | 2018 | 1.4671 | 4119.5 | 0.71229 | California Air Resources Board
Panda Temple Power Station | 58001_G_CTG-1 | 58001 | G | CTG-1 | 90804 | Combined Cycle | ERC_REST | Texas | Bell | 211 | 2014 | 9999 | 2019 | 7.6477 | 1374604 | 0.01928 | NEI 2019
Panda Temple Power Station | 58001_G_CTG-2 | 58001 | G | CTG-2 | 90806 | Combined Cycle | ERC_REST | Texas | Bell | 211 | 2014 | 9999 | 2019 | 12.1123 | 675365 | 0.01928 | NEI 2019
Panda Temple Power Station | 58001_G_CTG-3 | 58001 | G | CTG-3 | 90807 | Combined Cycle | ERC_REST | Texas | Bell | 211 | 2015 | 9999 | 2019 | 8.725 | 715372 | 0.01315 | NEI 2019
Panda Temple Power Station | 58001_G_CTG-4 | 58001 | G | CTG-4 | 90808 | Combined Cycle | ERC_REST | Texas | Bell | 211 | 2015 | 9999 | 2019 | 8.2981 | 721999 | 0.01315 | NEI 2019
Panda Temple Power Station | 58001_G_STG-1 | 58001 | G | STG-1 | 90804 | Combined Cycle | ERC_REST | Texas | Bell | 312 | 2014 | 9999 |  |  |  | 0.01928 | NEI 2019
Panda Temple Power Station | 58001_G_STG-2 | 58001 | G | STG-2 | 90807 | Combined Cycle | ERC_REST | Texas | Bell | 312 | 2015 | 9999 |  |  |  | 0.01315 | NEI 2019
Panda Sherman Power Station | 58005_G_CTG-1 | 58005 | G | CTG-1 | 90809 | Combined Cycle | ERC_REST | Texas | Grayson | 204 | 2014 | 9999 | 2019 | 6.7823 | 2307051 | 0.01066 | NEI 2019
Panda Sherman Power Station | 58005_G_CTG-2 | 58005 | G | CTG-2 | 90810 | Combined Cycle | ERC_REST | Texas | Grayson | 204 | 2014 | 9999 | 2019 | 10.2979 | 897540 | 0.01066 | NEI 2019
Panda Sherman Power Station | 58005_G_STG-1 | 58005 | G | STG-1 | 90809 | Combined Cycle | ERC_REST | Texas | Grayson | 309 | 2014 | 9999 |  |  |  | 0.01066 | NEI 2019
Brea Expansion Plant | 58007_G_G1 | 58007 | G | G1 |  | Landfill Gas | WECC_SCE | California | Orange | 6.8 | 2012 | 9999 |  |  |  | 0.61247 | Default Emission Factor
Brea Expansion Plant | 58007_G_G2 | 58007 | G | G2 |  | Landfill Gas | WECC_SCE | California | Orange | 6.8 | 2012 | 9999 |  |  |  | 0.61247 | Default Emission Factor
Brea Expansion Plant | 58007_G_G3 | 58007 | G | G3 |  | Landfill Gas | WECC_SCE | California | Orange | 6.8 | 2012 | 9999 |  |  |  | 0.61247 | Default Emission Factor
Brea Expansion Plant | 58007_G_G4 | 58007 | G | G4 |  | Landfill Gas | WECC_SCE | California | Orange | 6.8 | 2012 | 9999 |  |  |  | 0.61247 | Default Emission Factor
Brea Expansion Plant | 58007_G_G5 | 58007 | G | G5 |  | Landfill Gas | WECC_SCE | California | Orange | 10 | 2012 | 9999 |  |  |  | 0.61247 | Default Emission Factor
St Joseph Landfill Generating Station | 58024_G_UNIT1 | 58024 | G | UNIT1 |  | Landfill Gas | SPP_N | Missouri | Buchanan | 1.6 | 2011 | 9999 |  |  |  | 0.61247 | Default Emission Factor
PPG Monroeville Chemicals Center | 58047_G_2 | 58047 | G | 2 |  | Combustion Turbine | PJM_AP | Pennsylvania | Allegheny | 0.3 | 2000 | 9999 |  |  |  | 0.86775 | Default Emission Factor
PPG Monroeville Chemicals Center | 58047_G_3 | 58047 | G | 3 |  | Combustion Turbine | PJM_AP | Pennsylvania | Allegheny | 0.8 | 1998 | 9999 |  |  |  | 0.86775 | Default Emission Factor
MillerCoors Shenandoah Brewery | 58057_G_WWTP | 58057 | G | WWTP |  | Non-Fossil Waste | PJM_Dom | Virginia | Rockingham | 1.4 | 2012 | 9999 |  |  |  | 0.81254 | Default Emission Factor
Decatur-Morgan Co LFG Recovery Project | 58061_G_0290 | 58061 | G | 0290 |  | Landfill Gas | S_C_TVA | Alabama | Morgan | 0.8 | 2011 | 9999 |  |  |  | 0.61247 | Default Emission Factor
Decatur-Morgan Co LFG Recovery Project | 58061_G_1496 | 58061 | G | 1496 |  | Landfill Gas | S_C_TVA | Alabama | Morgan | 0.8 | 2010 | 9999 |  |  |  | 0.61247 | Default Emission Factor
Newark Energy Center | 58079_G_GT-1 | 58079 | G | GT-1 | 90911 | Combined Cycle | PJM_EMAC | New Jersey | Essex | 212.5 | 2015 | 9999 | 2019 | 26.4 | 3216739 | 0.01055 | NEI 2019
Newark Energy Center | 58079_G_GT-2 | 58079 | G | GT-2 | 90912 | Combined Cycle | PJM_EMAC | New Jersey | Essex | 209.5 | 2015 | 9999 |  |  |  | 0.01055 | NEI 2019
Newark Energy Center | 58079_G_STG-1 | 58079 | G | STG-1 | 90911 | Combined Cycle | PJM_EMAC | New Jersey | Essex | 283.8 | 2015 | 9999 |  |  |  | 0.01055 | NEI 2019
Kimberly Clark-Unit 1,2,3 | 58084_G_GT100 | 58084 | G | GT100 |  | Combined Cycle | NENG_CT | Connecticut | Litchfield | 14.5 | 2008 | 9999 | 2019 | 3.1332 | 127701 | 0.04907 | NEI 2019
Kimberly Clark-Unit 1,2,3 | 58084_G_GT200 | 58084 | G | GT200 |  | Combustion Turbine | NENG_CT | Connecticut | Litchfield | 14.5 | 2008 | 9999 | 2019 | 3.569 | 108341 | 0.06589 | NEI 2019
Kimberly Clark-Unit 1,2,3 | 58084_G_GT300 | 58084 | G | GT300 |  | Combined Cycle | NENG_CT | Connecticut | Litchfield | 4.1 | 2008 | 9999 |  |  |  | 0.04907 | NEI 2019
North Main Street | 581_G_5 | 581 | G | 5 | 5083 | Combustion Turbine | NENG_CT | Connecticut | New London | 15.3 | 1972 | 9999 | 2017 | 0.033428 | 331 | 0.20198 | NEI 2019
Delano Energy Center | 58122_G_GEN1 | 58122 | G | GEN1 | 91268 | Combustion Turbine | WECC_SCE | California | Tulare | 35 | 2013 | 9999 | 2019 | 0.15556 | 6710 | 0.04637 | NEI 2019
Quay County | 58125_G_1 | 58125 | G | 1 |  | Combustion Turbine | WECC_NM | New Mexico | Quay | 17 | 2013 | 9999 | 2019 | 0.024 | 231 | 0.20779 | NEI 2019
Kaiser Downey | 58128_G_KRSO1 | 58128 | G | KRSO1 |  | Landfill Gas | WEC_LADW | California | Los Angeles | 0.2 | 2012 | 9999 |  |  |  | 0.61247 | Default Emission Factor
Kaiser Downey | 58128_G_KRSO2 | 58128 | G | KRSO2 |  | Landfill Gas | WEC_LADW | California | Los Angeles | 0.2 | 2012 | 9999 |  |  |  | 0.61247 | Default Emission Factor
Kaiser Downey | 58128_G_KRSO3 | 58128 | G | KRSO3 |  | Landfill Gas | WEC_LADW | California | Los Angeles | 0.2 | 2012 | 9999 |  |  |  | 0.61247 | Default Emission Factor
Kaiser Downey | 58128_G_KRSO4 | 58128 | G | KRSO4 |  | Landfill Gas | WEC_LADW | California | Los Angeles | 0.2 | 2012 | 9999 |  |  |  | 0.61247 | Default Emission Factor
Kaiser Downey | 58128_G_KRSO5 | 58128 | G | KRSO5 |  | Landfill Gas | WEC_LADW | California | Los Angeles | 0.2 | 2012 | 9999 |  |  |  | 0.61247 | Default Emission Factor
Prairies Edge Generating Facility | 58129_G_GEN1 | 58129 | G | GEN1 |  | Combustion Turbine | MIS_INKY | Indiana | Jasper | 0.8 | 2011 | 9999 |  |  |  | 0.86775 | Default Emission Factor
Blue Mountain Biogas | 58130_G_BMB N | 58130 | G | BMB N |  | Non-Fossil Waste | WECC_UT | Utah | Beaver | 1.5 | 2012 | 9999 |  |  |  | 0.81254 | Default Emission Factor
Blue Mountain Biogas | 58130_G_BMB S | 58130 | G | BMB S |  | Non-Fossil Waste | WECC_UT | Utah | Beaver | 1.5 | 2012 | 9999 |  |  |  | 0.81254 | Default Emission Factor
Central Energy Plant USU | 58139_G_TURBI | 58139 | G | TURBI |  | Combustion Turbine | WECC_UT | Utah | Cache | 4.4 | 2004 | 9999 |  |  |  | 0.155 | Default Emission Factor
Central Utility Plant - Texas A&M | 58151_G_GTG01 | 58151 | G | GTG01 |  | Combined Cycle | ERC_REST | Texas | Brazos | 32.4 | 2011 | 9999 | 2019 | 6.05 | 163383.89 | 0.06154 | NEI 2019
Central Utility Plant - Texas A&M | 58151_G_STG02 | 58151 | G | STG02 |  | Combined Cycle | ERC_REST | Texas | Brazos | 11 | 2011 | 9999 |  |  |  | 0.06154 | NEI 2019
Danbury Hospital Cogen Plant | 58152_G_GEN1 | 58152 | G | GEN1 |  | Combustion Turbine | NENG_CT | Connecticut | Fairfield | 3.9 | 2011 | 9999 |  |  |  | 0.155 | Default Emission Factor
Western Michigan University Power Plant | 58161_G_EG-1 | 58161 | G | EG-1 |  | Combustion Turbine | MIS_LMI | Michigan | Kalamazoo | 0.8 | 1999 | 9999 | 2018 | 0.33987 | 846.72 | 0.80278 | Michigan Point Source Emission
Western Michigan University Power Plant | 58161_G_GTG-7 | 58161 | G | GTG-7 |  | Combined Cycle | MIS_LMI | Michigan | Kalamazoo | 4.2 | 1997 | 9999 | 2018 | 1.7843 | 29965.24 | 0.10291 | Michigan Point Source Emission
Western Michigan University Power Plant | 58161_G_GTG-8 | 58161 | G | GTG-8 |  | Combined Cycle | MIS_LMI | Michigan | Kalamazoo | 4.2 | 1997 | 9999 | 2018 | 1.7843 | 35082.96 | 0.10291 | Michigan Point Source Emission
Western Michigan University Power Plant | 58161_G_STG-1 | 58161 | G | STG-1 |  | Combined Cycle | MIS_LMI | Michigan | Kalamazoo | 0.9 | 1999 | 9999 |  |  |  | 0.10291 | NEI 2019
CSUF Trigeneration | 58169_G_1 | 58169 | G | 1 |  | Combustion Turbine | WECC_SCE | California | Orange | 4.3 | 2010 | 9999 | 2018 | 1.5614 | 28023 | 0.11144 | California Air Resources Board
Seaside Heights Power Plant | 58172_G_UINT3 | 58172 | G | UINT3 |  | Combustion Turbine | PJM_EMAC | New Jersey | Ocean | 2 | 2012 | 9999 |  |  |  | 0.86775 | Default Emission Factor
Seaside Heights Power Plant | 58172_G_UNIT1 | 58172 | G | UNIT1 |  | Combustion Turbine | PJM_EMAC | New Jersey | Ocean | 2 | 2012 | 9999 |  |  |  | 0.86775 | Default Emission Factor
Seaside Heights Power Plant | 58172_G_UNIT2 | 58172 | G | UNIT2 |  | Combustion Turbine | PJM_EMAC | New Jersey | Ocean | 2 | 2012 | 9999 |  |  |  | 0.86775 | Default Emission Factor
BMW Manufacturing Co | 58173_G_GT601 | 58173 | G | GT601 |  | Landfill Gas | S_VACA | South Carolina | Spartanburg | 5 | 2009 | 9999 |  |  |  | 0.61247 | Default Emission Factor
BMW Manufacturing Co | 58173_G_GT602 | 58173 | G | GT602 |  | Landfill Gas | S_VACA | South Carolina | Spartanburg | 5 | 2009 | 9999 |  |  |  | 0.61247 | Default Emission Factor
Kishwaukee CHP Plant | 58177_G_1 | 58177 | G | 1 |  | Non-Fossil Waste | PJM_COMD | Illinois | Winnebago | 1 | 2010 | 9999 |  |  |  | 0.81254 | Default Emission Factor
Kishwaukee CHP Plant | 58177_G_2 | 58177 | G | 2 |  | Non-Fossil Waste | PJM_COMD | Illinois | Winnebago | 1 | 2010 | 9999 |  |  |  | 0.81254 | Default Emission Factor
Kishwaukee CHP Plant | 58177_G_3 | 58177 | G | 3 |  | Non-Fossil Waste | PJM_COMD | Illinois | Winnebago | 1 | 2010 | 9999 |  |  |  | 0.81254 | Default Emission Factor
UNH 7.9 MW Plant | 58180_G_1 | 58180 | G | 1 |  | Landfill Gas | NENGREST | New Hampshire | Strafford | 7.9 | 2006 | 9999 |  |  |  | 0.61247 | Default Emission Factor
Rand Whitney CHP Plant | 58184_G_TG-1 | 58184 | G | TG-1 |  | Combustion Turbine | NENG_CT | Connecticut | New London | 14.6 | 2005 | 9999 |  |  |  | 0.155 | Default Emission Factor
East Campus Steam Plant | 58195_G_CT1 | 58195 | G | CT1 |  | Combustion Turbine | PJM_AP | Pennsylvania | Centre | 7.4 | 2011 | 9999 |  |  |  | 0.155 | Default Emission Factor
Parnassus Central Utility Plant | 58198_G_GTG1 | 58198 | G | GTG1 |  | Combined Cycle | WEC_CALN | California | San Francisco | 5.2 | 1996 | 9999 |  |  |  | 0.04609 | Default Emission Factor
Parnassus Central Utility Plant | 58198_G_GTG2 | 58198 | G | GTG2 |  | Combined Cycle | WEC_CALN | California | San Francisco | 5.5 | 1996 | 9999 |  |  |  | 0.04609 | Default Emission Factor
Parnassus Central Utility Plant | 58198_G_STG1 | 58198 | G | STG1 |  | Combined Cycle | WEC_CALN | California | San Francisco | 1.8 | 1996 | 9999 |  |  |  | 0.04609 | Default Emission Factor
Central Utility Plant at White Oak | 58207_G_G1 | 58207 | G | G1 |  | Combustion Turbine | PJM_SMAC | Maryland | Montgomery | 5.6 | 2003 | 9999 |  |  |  | 0.86775 | Default Emission Factor
Central Utility Plant at White Oak | 58207_G_G10 | 58207 | G | G10 |  | Combustion Turbine | PJM_SMAC | Maryland | Montgomery | 2.3 | 2014 | 9999 |  |  |  | 0.86775 | Default Emission Factor
Central Utility Plant at White Oak | 58207_G_G11 | 58207 | G | G11 |  | Combustion Turbine | PJM_SMAC | Maryland | Montgomery | 2.3 | 2014 | 9999 |  |  |  | 0.86775 | Default Emission Factor
Central Utility Plant at White Oak | 58207_G_G12 | 58207 | G | G12 |  | Combined Cycle | PJM_SMAC | Maryland | Montgomery | 5 | 2014 | 9999 |  |  |  | 0.04609 | Default Emission Factor
Central Utility Plant at White Oak | 58207_G_G2 | 58207 | G | G2 |  | Combustion Turbine | PJM_SMAC | Maryland | Montgomery | 2.3 | 2003 | 9999 |  |  |  | 0.86775 | Default Emission Factor
Central Utility Plant at White Oak | 58207_G_G3 | 58207 | G | G3 |  | Combustion Turbine | PJM_SMAC | Maryland | Montgomery | 4.3 | 2003 | 9999 |  |  |  | 0.155 | Default Emission Factor
Central Utility Plant at White Oak | 58207_G_G4 | 58207 | G | G4 |  | Combustion Turbine | PJM_SMAC | Maryland | Montgomery | 4.3 | 2008 | 9999 |  |  |  | 0.155 | Default Emission Factor
Central Utility Plant at White Oak | 58207_G_G5 | 58207 | G | G5 |  | Combustion Turbine | PJM_SMAC | Maryland | Montgomery | 4.3 | 2009 | 9999 |  |  |  | 0.155 | Default Emission Factor
Central Utility Plant at White Oak | 58207_G_G6 | 58207 | G | G6 |  | Combustion Turbine | PJM_SMAC | Maryland | Montgomery | 4.3 | 2010 | 9999 |  |  |  | 0.155 | Default Emission Factor
Central Utility Plant at White Oak | 58207_G_G7 | 58207 | G | G7 |  | Combined Cycle | PJM_SMAC | Maryland | Montgomery | 7.5 | 2014 | 9999 |  |  |  | 0.04609 | Default Emission Factor
Central Utility Plant at White Oak | 58207_G_G8 | 58207 | G | G8 |  | Combined Cycle | PJM_SMAC | Maryland | Montgomery | 7.5 | 2014 | 9999 |  |  |  | 0.04609 | Default Emission Factor
Central Utility Plant at White Oak | 58207_G_G9 | 58207 | G | G9 |  | Combined Cycle | PJM_SMAC | Maryland | Montgomery | 4.5 | 2014 | 9999 |  |  |  | 0.04609 | Default Emission Factor
Cinnamon Bay Edgeboro Landfill | 58208_G_1 | 58208 | G | 1 |  | Landfill Gas | PJM_EMAC | New Jersey | Middlesex | 9.1 | 2011 | 9999 |  |  |  | 0.61247 | Default Emission Factor
Lee Combined Cycle Plant | 58215_G_1A | 58215 | G | 1A | 90644 | Combined Cycle | S_VACA | North Carolina | Wayne | 170 | 2012 | 9999 | 2017 | 48.68 | 4335729 | 0.04327 | NEI 2019
Lee Combined Cycle Plant | 58215_G_1B | 58215 | G | 1B | 90645 | Combined Cycle | S_VACA | North Carolina | Wayne | 170 | 2012 | 9999 | 2019 | 49.3 | 1350805 | 0.04327 | NEI 2019
Lee Combined Cycle Plant | 58215_G_1C | 58215 | G | 1C | 90646 | Combined Cycle | S_VACA | North Carolina | Wayne | 170 | 2012 | 9999 | 2019 | 48.8 | 1359905 | 0.04327 | NEI 2019
Lee Combined Cycle Plant | 58215_G_ST1 | 58215 | G | ST1 | 90644 | Combined Cycle | S_VACA | North Carolina | Wayne | 378 | 2012 | 9999 |  |  |  | 0.04327 | NEI 2019
J.R. Simplot Company | 58216_G_1 | 58216 | G | 1 |  | Non-Fossil Waste | WEC_CALN | California | San Joaquin | 3.2 | 1993 | 9999 |  |  |  | 0.81254 | Default Emission Factor
GL Dairy Biogas | 58219_G_1426 | 58219 | G | 1426 |  | Non-Fossil Waste | MIS_WUMS | Wisconsin | Dane | 1.4 | 2013 | 9999 |  |  |  | 0.81254 | Default Emission Factor
GL Dairy Biogas | 58219_G_633 | 58219 | G | 633 |  | Non-Fossil Waste | MIS_WUMS | Wisconsin | Dane | 0.6 | 2013 | 9999 |  |  |  | 0.81254 | Default Emission Factor
CCSU Co-Gen-STBY Gen | 58224_G_EC#1 | 58224 | G | EC#1 |  | Combustion Turbine | NENG_CT | Connecticut | Hartford | 1.3 | 2004 | 9999 |  |  |  | 0.86775 | Default Emission Factor
CCSU Co-Gen-STBY Gen | 58224_G_EC#2 | 58224 | G | EC#2 |  | Combustion Turbine | NENG_CT | Connecticut | Hartford | 1.3 | 2004 | 9999 |  |  |  | 0.86775 | Default Emission Factor
CCSU Co-Gen-STBY Gen | 58224_G_GRND | 58224 | G | GRND |  | Combustion Turbine | NENG_CT | Connecticut | Hartford | 0.3 | 2012 | 9999 |  |  |  | 0.86775 | Default Emission Factor
CCSU Co-Gen-STBY Gen | 58224_G_MEMH | 58224 | G | MEMH |  | Combustion Turbine | NENG_CT | Connecticut | Hartford | 0.7 | 1993 | 9999 |  |  |  | 0.86775 | Default Emission Factor
Clayville | 58235_G_1 | 58235 | G | 1 | 90845 | Combustion Turbine | PJM_EMAC | New Jersey | Cumberland | 55 | 2015 | 9999 | 2019 | 0.591 | 78859 | 0.01499 | NEI 2019
Marshalltown Generating Station | 58236_G_CTG1 | 58236 | G | CTG1 | 90919 | Combined Cycle | MIS_IA | Iowa | Marshall | 209.7 | 2017 | 9999 | 2019 | 19.5019 | 1234757 | 0.01699 | NEI 2019
Marshalltown Generating Station | 58236_G_CTG2 | 58236 | G | CTG2 | 90920 | Combined Cycle | MIS_IA | Iowa | Marshall | 208.7 | 2017 | 9999 | 2019 | 12.4422 | 1176190 | 0.01699 | NEI 2019
Marshalltown Generating Station | 58236_G_STG1 | 58236 | G | STG1 | 90919 | Combined Cycle | MIS_IA | Iowa | Marshall | 230.4 | 2017 | 9999 |  |  |  | 0.01699 | NEI 2019
Northeastern Illinois University Cogen | 58245_G_GEN1 | 58245 | G | GEN1 |  | Combustion Turbine | PJM_COMD | Illinois | Cook | 0.8 | 1995 | 2045 |  |  |  | 0.86775 | Default Emission Factor
Northeastern Illinois University Cogen | 58245_G_GEN2 | 58245 | G | GEN2 |  | Combustion Turbine | PJM_COMD | Illinois | Cook | 0.8 | 1995 | 2045 |  |  |  | 0.86775 | Default Emission Factor
Northeastern Illinois University Cogen | 58245_G_GEN3 | 58245 | G | GEN3 |  | Combustion Turbine | PJM_COMD | Illinois | Cook | 0.8 | 1995 | 2045 |  |  |  | 0.86775 | Default Emission Factor
Northeastern Illinois University Cogen | 58245_G_GEN4 | 58245 | G | GEN4 |  | Combustion Turbine | PJM_COMD | Illinois | Cook | 0.8 | 1995 | 2045 |  |  |  | 0.86775 | Default Emission Factor
Millersville LFG | 58246_G_CAT1 | 58246 | G | CAT1 |  | Landfill Gas | PJM_SMAC | Maryland | Anne Arundel | 1.5 | 2012 | 9999 | 2019 | 2.9236 | 25992 | 0.22497 | NEI 2019
Millersville LFG | 58246_G_CAT2 | 58246 | G | CAT2 |  | Landfill Gas | PJM_SMAC | Maryland | Anne Arundel | 1.5 | 2012 | 9999 |  |  |  | 0.22497 | NEI 2019
Tullytown | 58250_G_GEN1 | 58250 | G | GEN1 |  | Landfill Gas | PJM_EMAC | Pennsylvania | Bucks | 1.6 | 2013 | 9999 |  |  |  | 0.61247 | Default Emission Factor
Alpha Ridge LFG | 58252_G_JEN1 | 58252 | G | JEN1 |  | Landfill Gas | PJM_SMAC | Maryland | Howard | 1 | 2012 | 9999 | 2019 | 0.7638 | 3231 | 0.4728 | NEI 2019
Chatham | 58254_G_CT02R | 58254 | G | CT02R |  | Combustion Turbine | MIS_LMI | Michigan | Kent | 3.2 | 2016 | 9999 |  |  |  | 0.155 | Default Emission Factor
Chatham | 58254_G_CTOIS | 58254 | G | CTOIS |  | Combustion Turbine | MIS_LMI | Michigan | Kent | 3.4 | 2013 | 9999 |  |  |  | 0.155 | Default Emission Factor
Rubart | 58255_G_01 | 58255 | G | 01 |  | Combustion Turbine | SPP_N | Kansas | Grant | 8.2 | 2014 | 9999 |  |  |  | 0.86775 | Default Emission Factor
Rubart | 58255_G_02 | 58255 | G | 02 |  | Combustion Turbine | SPP_N | Kansas | Grant | 8.2 | 2014 | 9999 |  |  |  | 0.86775 | Default Emission Factor
Rubart | 58255_G_03 | 58255 | G | 03 |  | Combustion Turbine | SPP_N | Kansas | Grant | 8.2 | 2014 | 9999 |  |  |  | 0.86775 | Default Emission Factor
Rubart | 58255_G_04 | 58255 | G | 04 |  | Combustion Turbine | SPP_N | Kansas | Grant | 8.2 | 2014 | 9999 |  |  |  | 0.86775 | Default Emission Factor
Rubart | 58255_G_05 | 58255 | G | 05 |  | Combustion Turbine | SPP_N | Kansas | Grant | 8.2 | 2014 | 9999 |  |  |  | 0.86775 | Default Emission Factor
Rubart | 58255_G_06 | 58255 | G | 06 |  | Combustion Turbine | SPP_N | Kansas | Grant | 8.2 | 2014 | 9999 |  |  |  | 0.86775 | Default Emission Factor
Rubart | 58255_G_07 | 58255 | G | 07 |  | Combustion Turbine | SPP_N | Kansas | Grant | 8.4 | 2014 | 9999 |  |  |  | 0.86775 | Default Emission Factor
Rubart | 58255_G_08 | 58255 | G | 08 |  | Combustion Turbine | SPP_N | Kansas | Grant | 8.4 | 2014 | 9999 |  |  |  | 0.86775 | Default Emission Factor
Rubart | 58255_G_09 | 58255 | G | 09 |  | Combustion Turbine | SPP_N | Kansas | Grant | 8.4 | 2014 | 9999 |  |  |  | 0.86775 | Default Emission Factor
Rubart | 58255_G_10 | 58255 | G | 10 |  | Combustion Turbine | SPP_N | Kansas | Grant | 8.4 | 2014 | 9999 |  |  |  | 0.86775 | Default Emission Factor
Rubart | 58255_G_11 | 58255 | G | 11 |  | Combustion Turbine | SPP_N | Kansas | Grant | 8.4 | 2014 | 9999 |  |  |  | 0.86775 | Default Emission Factor
Rubart | 58255_G_12 | 58255 | G | 12 |  | Combustion Turbine | SPP_N | Kansas | Grant | 8.4 | 2014 | 9999 |  |  |  | 0.86775 | Default Emission Factor
Central Utilities Plant LAX 2 | 58258_G_GEN1 | 58258 | G | GEN1 |  | Combustion Turbine | WEC_LADW | California | Los Angeles | 4.2 | 2015 | 9999 |  |  |  | 0.155 | Default Emission Factor
Central Utilities Plant LAX 2 | 58258_G_GEN2 | 58258 | G | GEN2 |  | Combustion Turbine | WEC_LADW | California | Los Angeles | 4.2 | 2015 | 9999 |  |  |  | 0.155 | Default Emission Factor
Brunswick County Power Station | 58260_G_CT01 | 58260 | G | CT01 | 90888 | Combined Cycle | PJM_Dom | Virginia | Brunswick | 263.9 | 2016 | 9999 | 2019 | 45.5287 | 8333358 | 0.03321 | NEI 2019
Brunswick County Power Station | 58260_G_CT02 | 58260 | G | CT02 | 90889 | Combined Cycle | PJM_Dom | Virginia | Brunswick | 263.9 | 2016 | 9999 |  |  |  | 0.03321 | NEI 2019
Brunswick County Power Station | 58260_G_CT03 | 58260 | G | CT03 | 90890 | Combined Cycle | PJM_Dom | Virginia | Brunswick | 263.9 | 2016 | 9999 |  |  |  | 0.03321 | NEI 2019
Brunswick County Power Station | 58260_G_ST01 | 58260 | G | ST01 | 90888 | Combined Cycle | PJM_Dom | Virginia | Brunswick | 579.4 | 2016 | 9999 |  |  |  | 0.03321 | NEI 2019
Apple Data Center - Fuel Cell 1&2 | 58264_G_FC1 | 58264 | G | FC1 |  | Landfill Gas | S_VACA | North Carolina | Catawba | 4.8 | 2012 | 9999 |  |  |  | 0.61247 | Default Emission Factor
Apple Data Center - Fuel Cell 1&2 | 58264_G_FC2 | 58264 | G | FC2 |  | Landfill Gas | S_VACA | North Carolina | Catawba | 5.2 | 2013 | 9999 |  |  |  | 0.61247 | Default Emission Factor
Port Westward Unit 2 | 58266_G_1 | 58266 | G | 1 |  | Combustion Turbine | WECC_PNW | Oregon | Columbia | 18.7 | 2014 | 9999 |  |  |  | 0.86775 | Default Emission Factor
Port Westward Unit 2 | 58266_G_10 | 58266 | G | 10 |  | Combustion Turbine | WECC_PNW | Oregon | Columbia | 18.7 | 2014 | 9999 |  |  |  | 0.86775 | Default Emission Factor
Port Westward Unit 2 | 58266_G_11 | 58266 | G | 11 |  | Combustion Turbine | WECC_PNW | Oregon | Columbia | 18.7 | 2014 | 9999 |  |  |  | 0.86775 | Default Emission Factor
Port Westward Unit 2 | 58266_G_12 | 58266 | G | 12 |  | Combustion Turbine | WECC_PNW | Oregon | Columbia | 18.7 | 2014 | 9999 |  |  |  | 0.86775 | Default Emission Factor
Port Westward Unit 2 | 58266_G_2 | 58266 | G | 2 |  | Combustion Turbine | WECC_PNW | Oregon | Columbia | 18.7 | 2014 | 9999 |  |  |  | 0.86775 | Default Emission Factor
Port Westward Unit 2 | 58266_G_3 | 58266 | G | 3 |  | Combustion Turbine | WECC_PNW | Oregon | Columbia | 18.7 | 2014 | 9999 |  |  |  | 0.86775 | Default Emission Factor
Port Westward Unit 2 | 58266_G_4 | 58266 | G | 4 |  | Combustion Turbine | WECC_PNW | Oregon | Columbia | 18.7 | 2014 | 9999 |  |  |  | 0.86775 | Default Emission Factor
Port Westward Unit 2 | 58266_G_5 | 58266 | G | 5 |  | Combustion Turbine | WECC_PNW | Oregon | Columbia | 18.7 | 2014 | 9999 |  |  |  | 0.86775 | Default Emission Factor
Port Westward Unit 2 | 58266_G_6 | 58266 | G | 6 |  | Combustion Turbine | WECC_PNW | Oregon | Columbia | 18.7 | 2014 | 9999 |  |  |  | 0.86775 | Default Emission Factor
Port Westward Unit 2 | 58266_G_7 | 58266 | G | 7 |  | Combustion Turbine | WECC_PNW | Oregon | Columbia | 18.7 | 2014 | 9999 |  |  |  | 0.86775 | Default Emission Factor
Port Westward Unit 2 | 58266_G_8 | 58266 | G | 8 |  | Combustion Turbine | WECC_PNW | Oregon | Columbia | 18.7 | 2014 | 9999 |  |  |  | 0.86775 | Default Emission Factor
Port Westward Unit 2 | 58266_G_9 | 58266 | G | 9 |  | Combustion Turbine | WECC_PNW | Oregon | Columbia | 18.7 | 2015 | 9999 |  |  |  | 0.86775 | Default Emission Factor
Bay View Backup Power Facility | 58269_G_G1 | 58269 | G | G1 |  | Combustion Turbine | PJM_ATSI | Ohio | Lucas | 2 | 2007 | 9999 |  |  |  | 0.86775 | Default Emission Factor
Bay View Backup Power Facility | 58269_G_G2 | 58269 | G | G2 |  | Combustion Turbine | PJM_ATSI | Ohio | Lucas | 2 | 2007 | 9999 |  |  |  | 0.86775 | Default Emission Factor
Bay View Backup Power Facility | 58269_G_G3 | 58269 | G | G3 |  | Combustion Turbine | PJM_ATSI | Ohio | Lucas | 2 | 2007 | 9999 |  |  |  | 0.86775 | Default Emission Factor
Bay View Backup Power Facility | 58269_G_G4 | 58269 | G | G4 |  | Combustion Turbine | PJM_ATSI | Ohio | Lucas | 2 | 2007 | 9999 |  |  |  | 0.86775 | Default Emission Factor
Bay View Backup Power Facility | 58269_G_G5 | 58269 | G | G5 |  | Combustion Turbine | PJM_ATSI | Ohio | Lucas | 2 | 2007 | 9999 |  |  |  | 0.86775 | Default Emission Factor
Bay View Backup Power Facility | 58269_G_G6 | 58269 | G | G6 |  | Combustion Turbine | PJM_ATSI | Ohio | Lucas | 2 | 2007 | 9999 |  |  |  | 0.86775 | Default Emission Factor
La Luz Energy Center | 58284_G_0001 | 58284 | G | 0001 | 90843 | Combustion Turbine | WECC_NM | New Mexico | Valencia | 41 | 2015 | 9999 | 2019 | 0.27 | 19460 | 0.02775 | NEI 2019
G2 Energy Hay Rd | 58320_G_362 | 58320 | G | 362 |  | Landfill Gas | WEC_CALN | California | Solano | 1.5 | 2013 | 9999 | 2018 | 1.9718 | 12912 | 0.30543 | California Air Resources Board
Charles D. Lamb Energy Center | 58325_G_1 | 58325 | G | 1 | 90933 | Combustion Turbine | SPP_WEST | Oklahoma | Kay | 122 | 2015 | 9999 | 2018 | 0.457 | 146651 | 0.00623 | Oklahoma Annual Point Source Emissions
PWD Northeast WPCP Biogas Cogen Plant | 58326_G_NBG1 | 58326 | G | NBG1 |  | Non-Fossil Waste | PJM_EMAC | Pennsylvania | Philadelphia | 1.4 | 2013 | 9999 |  |  |  | 0.81254 | Default Emission Factor
PWD Northeast WPCP Biogas Cogen Plant | 58326_G_NBG2 | 58326 | G | NBG2 |  | Non-Fossil Waste | PJM_EMAC | Pennsylvania | Philadelphia | 1.4 | 2013 | 9999 |  |  |  | 0.81254 | Default Emission Factor
PWD Northeast WPCP Biogas Cogen Plant | 58326_G_NBG3 | 58326 | G | NBG3 |  | Non-Fossil Waste | PJM_EMAC | Pennsylvania | Philadelphia | 1.4 | 2013 | 9999 |  |  |  | 0.81254 | Default Emission Factor
PWD Northeast WPCP Biogas Cogen Plant | 58326_G_NBG4 | 58326 | G | NBG4 |  | Non-Fossil Waste | PJM_EMAC | Pennsylvania | Philadelphia | 1.4 | 2013 | 9999 |  |  |  | 0.81254 | Default Emission Factor
Bradley Energy Center | 58327_G_UNIT1 | 58327 | G | UNIT1 |  | Combustion Turbine | NENG_CT | Connecticut | Hartford | 1.5 | 2002 | 9999 |  |  |  | 0.86775 | Default Emission Factor
Bradley Energy Center | 58327_G_UNIT2 | 58327 | G | UNIT2 |  | Combustion Turbine | NENG_CT | Connecticut | Hartford | 1.2 | 2002 | 9999 |  |  |  | 0.86775 | Default Emission Factor
Bradley Energy Center | 58327_G_UNIT3 | 58327 | G | UNIT3 |  | Combustion Turbine | NENG_CT | Connecticut | Hartford | 1.2 | 2002 | 9999 |  |  |  | 0.86775 | Default Emission Factor
Bradley Energy Center | 58327_G_UNIT4 | 58327 | G | UNIT4 |  | Combustion Turbine | NENG_CT | Connecticut | Hartford | 1.9 | 2010 | 9999 |  |  |  | 0.86775 | Default Emission Factor
North Chicago Energy Center | 58328_G_GT1 | 58328 | G | GT1 |  | Combustion Turbine | PJM_COMD | Illinois | Lake | 5.2 | 2003 | 2045 |  |  |  | 0.155 | Default Emission Factor
North Chicago Energy Center | 58328_G_GT2 | 58328 | G | GT2 |  | Combustion Turbine | PJM_COMD | Illinois | Lake | 7.1 | 2005 | 2045 |  |  |  | 0.155 | Default Emission Factor
Rochelle Energy Center | 58377_G_REC1 | 58377 | G | REC1 |  | Landfill Gas | PJM_COMD | Illinois | Ogle | 1.6 | 2011 | 9999 |  |  |  | 0.61247 | Default Emission Factor
Rochelle Energy Center | 58377_G_REC2 | 58377 | G | REC2 |  | Landfill Gas | PJM_COMD | Illinois | Ogle | 1.6 | 2011 | 9999 |  |  |  | 0.61247 | Default Emission Factor
Rochelle Energy Center | 58377_G_REC3 | 58377 | G | REC3 |  | Landfill Gas | PJM_COMD | Illinois | Ogle | 1.6 | 2011 | 9999 |  |  |  | 0.61247 | Default Emission Factor
W.A. Parish Carbon Capture Plant | 58378_G_GT2 | 58378 | G | GT2 | 90816 | Combustion Turbine | ERC_REST | Texas | Fort Bend | 74 | 2013 | 9999 | 2019 | 10.8568 | 343230 | 0.06326 | NEI 2019
Cold Canyon 1 | 58379_G_W3998 | 58379 | G | W3998 |  | Landfill Gas | WEC_CALN | California | San Luis Obispo | 1.5 | 2013 | 9999 | 2018 | 0.073117 | 10462 | 0.01398 | California Air Resources Board
Threemile Digester | 58382_G_GEN1 | 58382 | G | GEN1 |  | Non-Fossil Waste | WECC_PNW | Oregon | Morrow | 1.6 | 2012 | 9999 |  |  |  | 0.81254 | Default Emission Factor
Threemile Digester | 58382_G_GEN2 | 58382 | G | GEN2 |  | Non-Fossil Waste | WECC_PNW | Oregon | Morrow | 1.6 | 2012 | 9999 |  |  |  | 0.81254 | Default Emission Factor
Threemile Digester | 58382_G_GEN3 | 58382 | G | GEN3 |  | Non-Fossil Waste | WECC_PNW | Oregon | Morrow | 1.6 | 2012 | 9999 |  |  |  | 0.81254 | Default Emission Factor
Ameresco Johnson Canyon | 58397_G_ENG1 | 58397 | G | ENG1 |  | Landfill Gas | WEC_CALN | California | Monterey | 1.4 | 2013 | 9999 | 2018 | 2.2882 | 10122 | 0.45212 | California Air Resources Board
Synergy Biogas | 58399_G_1 | 58399 | G | 1 |  | Non-Fossil Waste | NY_Z_B | New York | Wyoming | 1.2 | 2011 | 9999 |  |  |  | 0.81254 | Default Emission Factor
Panda Liberty Generation Plant | 58420_G_GEN1 | 58420 | G | GEN1 | 90864 | Combined Cycle | PJM_PENE | Pennsylvania | Bradford | 378 | 2016 | 9999 | 2019 | 22.08 | 2532759 | 0.01744 | NEI 2019
Panda Liberty Generation Plant | 58420_G_GEN2 | 58420 | G | GEN2 | 90865 | Combined Cycle | PJM_PENE | Pennsylvania | Bradford | 378 | 2016 | 9999 | 2019 | 35.74 | 2246896 | 0.03181 | NEI 2019
Panda Patriot Generation Plant | 58426_G_GEN1 | 58426 | G | GEN1 | 90868 | Combined Cycle | PJM_WMAC | Pennsylvania | Lycoming | 382.5 | 2016 | 9999 | 2019 | 20.71 | 2058197 | 0.02012 | NEI 2019
Panda Patriot Generation Plant | 58426_G_GEN2 | 58426 | G | GEN2 | 90869 | Combined Cycle | PJM_WMAC | Pennsylvania | Lycoming | 382.5 | 2016 | 9999 | 2019 | 32.25 | 1912354 | 0.03373 | NEI 2019
Lansing BWL REO Town Plant | 58427_G_CTG1 | 58427 | G | CTG1 | 90870 | Combined Cycle | MIS_LMI | Michigan | Ingham | 31 | 2013 | 9999 | 2019 | 6.51 | 313514 | 0.04156 | NEI 2019
Lansing BWL REO Town Plant | 58427_G_CTG2 | 58427 | G | CTG2 | 90871 | Combined Cycle | MIS_LMI | Michigan | Ingham | 31 | 2013 | 9999 | 2019 | 4.7555 | 228574 | 0.04156 | NEI 2019
Lansing BWL REO Town Plant | 58427_G_ST | 58427 | G | ST | 90870 | Combined Cycle | MIS_LMI | Michigan | Ingham | 12.9 | 2013 | 9999 |  |  |  | 0.04156 | NEI 2019
Sunshine Gas Producers | 58429_G_1 | 58429 | G | 1 |  | Landfill Gas | WEC_LADW | California | Los Angeles | 4 | 2014 | 9999 | 2018 | 1.4224 | 29748 | 0.09563 | California Air Resources Board
Sunshine Gas Producers | 58429_G_2 | 58429 | G | 2 |  | Landfill Gas | WEC_LADW | California | Los Angeles | 4 | 2014 | 9999 | 2018 | 1.4224 | 29748 | 0.09563 | California Air Resources Board
Sunshine Gas Producers | 58429_G_3 | 58429 | G | 3 |  | Landfill Gas | WEC_LADW | California | Los Angeles | 4 | 2014 | 9999 | 2018 | 1.4224 | 29748 | 0.09563 | California Air Resources Board
Sunshine Gas Producers | 58429_G_4 | 58429 | G | 4 |  | Landfill Gas | WEC_LADW | California | Los Angeles | 4 | 2014 | 9999 | 2018 | 1.4224 | 29748 | 0.09563 | California Air Resources Board
Sunshine Gas Producers | 58429_G_5 | 58429 | G | 5 |  | Landfill Gas | WEC_LADW | California | Los Angeles | 4 | 2014 | 9999 | 2018 | 1.4224 | 29748 | 0.09563 | California Air Resources Board
Houweling Nurseries | 58432_G_COG1 | 58432 | G | COG1 |  | Combustion Turbine | WECC_SCE | California | Ventura | 4.4 | 2012 | 9999 |  |  |  | 0.86775 | Default Emission Factor
Houweling Nurseries | 58432_G_COG2 | 58432 | G | COG2 |  | Combustion Turbine | WECC_SCE | California | Ventura | 4.4 | 2012 | 9999 |  |  |  | 0.86775 | Default Emission Factor
Houweling Nurseries | 58432_G_COG3 | 58432 | G | COG3 |  | Combustion Turbine | WECC_SCE | California | Ventura | 4.4 | 2013 | 9999 |  |  |  | 0.86775 | Default Emission Factor
Ameresco Vasco Road | 58435_G_ENG1 | 58435 | G | ENG1 |  | Landfill Gas | WEC_CALN | California | Alameda | 2.1 | 2014 | 9999 | 2018 | 2.1248 | 16849.5 | 0.25221 | California Air Resources Board
Ameresco Vasco Road | 58435_G_ENG2 | 58435 | G | ENG2 |  | Landfill Gas | WEC_CALN | California | Alameda | 2.1 | 2014 | 9999 | 2018 | 2.1248 | 16849.5 | 0.25221 | California Air Resources Board
Ameresco San Joaquin | 58436_G_ENG1 | 58436 | G | ENG1 |  | Landfill Gas | WEC_CALN | California | San Joaquin | 2.1 | 2014 | 9999 | 2018 | 10.512 | 16538.5 | 1.2712 | California Air Resources Board
Ameresco San Joaquin | 58436_G_ENG2 | 58436 | G | ENG2 |  | Landfill Gas | WEC_CALN | California | San Joaquin | 2.1 | 2014 | 9999 | 2018 | 10.512 | 16538.5 | 1.2712 | California Air Resources Board
Ameresco Forward | 58437_G_ENG1 | 58437 | G | ENG1 |  | Landfill Gas | WEC_CALN | California | San Joaquin | 2.1 | 2014 | 9999 | 2018 | 9.7561 | 15877.5 | 1.2289 | California Air Resources Board
Ameresco Forward | 58437_G_ENG2 | 58437 | G | ENG2 |  | Landfill Gas | WEC_CALN | California | San Joaquin | 2.1 | 2014 | 9999 | 2018 | 9.7561 | 15877.5 | 1.2289 | California Air Resources Board
Ector County Energy Center | 58471_G_CTG1 | 58471 | G | CTG1 | 90984 | Combustion Turbine | ERC_WEST | Texas | Ector | 150 | 2015 | 9999 | 2019 | 4.17 | 258195 | 0.0323 | NEI 2019
Ector County Energy Center | 58471_G_CTG2 | 58471 | G | CTG2 | 90985 | Combustion Turbine | ERC_WEST | Texas | Ector | 150 | 2015 | 9999 | 2019 | 3.19 | 258195 | 0.02471 | NEI 2019
Dart Container Corp | 58476_G_LFGT1 | 58476 | G | LFGT1 |  | Landfill Gas | PJM_EMAC | Pennsylvania | Lancaster | 4.6 | 2012 | 9999 |  |  |  | 0.61247 | Default Emission Factor
Dart Container Corp | 58476_G_LFGT2 | 58476 | G | LFGT2 |  | Landfill Gas | PJM_EMAC | Pennsylvania | Lancaster | 4.6 | 2012 | 9999 |  |  |  | 0.61247 | Default Emission Factor
LEPA Unit No. 1 | 58478_G_LEPA1 | 58478 | G | LEPA1 | 91024 | Combined Cycle | MIS_LA | Louisiana | St Mary | 48 | 2016 | 9999 | 2019 | 4.34 | 158211 | 0.05486 | NEI 2019
LEPA Unit No. 1 | 58478_G_LEPA2 | 58478 | G | LEPA2 |  | Combined Cycle | MIS_LA | Louisiana | St Mary | 16 | 2016 | 9999 |  |  |  | 0.05486 | NEI 2019
MAS ASB Cogen Plant | 58484_G_1 | 58484 | G | 1 |  | Landfill Gas | S_SOU | Georgia | Fulton | 2.2 | 2012 | 9999 |  |  |  | 0.61247 | Default Emission Factor
MAS ASB Cogen Plant | 58484_G_2 | 58484 | G | 2 |  | Landfill Gas | S_SOU | Georgia | Fulton | 2.2 | 2012 | 9999 |  |  |  | 0.61247 | Default Emission Factor
MAS ASB Cogen Plant | 58484_G_3 | 58484 | G | 3 |  | Landfill Gas | S_SOU | Georgia | Fulton | 2.2 | 2012 | 9999 |  |  |  | 0.61247 | Default Emission Factor
L&S Sweetners | 58497_G_GEN1 | 58497 | G | GEN1 |  | Landfill Gas | PJM_EMAC | Pennsylvania | Lancaster | 1.6 | 2013 | 9999 |  |  |  | 0.61247 | Default Emission Factor
L&S Sweetners | 58497_G_GEN2 | 58497 | G | GEN2 |  | Landfill Gas | PJM_EMAC | Pennsylvania | Lancaster | 1.6 | 2013 | 9999 |  |  |  | 0.61247 | Default Emission Factor
Carty Generating Station | 58503_G_GEN1 | 58503 | G | GEN1 | 90906 | Combined Cycle | WECC_PNW | Oregon | Morrow | 246.7 | 2016 | 9999 | 2019 | 53.7 | 2989615 | 0.03592 | NEI 2019
Carty Generating Station | 58503_G_GEN2 | 58503 | G | GEN2 | 90906 | Combined Cycle | WECC_PNW | Oregon | Morrow | 166.3 | 2016 | 9999 |  |  |  | 0.03592 | NEI 2019
Stoltze CoGen1 | 58523_G_STL2 | 58523 | G | STL2 |  | Biomass | WECC_MT | Montana | Flathead | 3 | 2013 | 9999 |  |  |  | 0.68393 | Default Emission Factor
City of Hayward WWTP | 58525_G_COGEN | 58525 | G | COGEN |  | Non-Fossil Waste | WEC_CALN | California | Alameda | 1.1 | 2014 | 9999 |  |  |  | 0.81254 | Default Emission Factor
Uwharrie Mountain Renewable | 58526_G_1 | 58526 | G | 1 |  | Landfill Gas | S_VACA | North Carolina | Montgomery | 1.6 | 2014 | 9999 |  |  |  | 0.61247 | Default Emission Factor
Uwharrie Mountain Renewable | 58526_G_2 | 58526 | G | 2 |  | Landfill Gas | S_VACA | North Carolina | Montgomery | 1.6 | 2014 | 9999 |  |  |  | 0.61247 | Default Emission Factor
Uwharrie Mountain Renewable | 58526_G_3 | 58526 | G | 3 |  | Landfill Gas | S_VACA | North Carolina | Montgomery | 1.6 | 2014 | 9999 |  |  |  | 0.61247 | Default Emission Factor
Uwharrie Mountain Renewable | 58526_G_4 | 58526 | G | 4 |  | Landfill Gas | S_VACA | North Carolina | Montgomery | 1.6 | 2014 | 9999 |  |  |  | 0.61247 | Default Emission Factor
Uwharrie Mountain Renewable | 58526_G_5 | 58526 | G | 5 |  | Landfill Gas | S_VACA | North Carolina | Montgomery | 1.6 | 2014 | 9999 |  |  |  | 0.61247 | Default Emission Factor
Uwharrie Mountain Renewable | 58526_G_6 | 58526 | G | 6 |  | Landfill Gas | S_VACA | North Carolina | Montgomery | 1.6 | 2014 | 9999 |  |  |  | 0.61247 | Default Emission Factor
Watervliet | 58546_G_GEN1 | 58546 | G | GEN1 |  | Landfill Gas | PJM_West | Michigan | Berrien | 1.6 | 2013 | 9999 |  |  |  | 0.61247 | Default Emission Factor
Watervliet | 58546_G_GEN2 | 58546 | G | GEN2 |  | Landfill Gas | PJM_West | Michigan | Berrien | 1.6 | 2013 | 9999 |  |  |  | 0.61247 | Default Emission Factor
Mesquite Generating Station Block 1 | 58557_G_GT1 | 58557 | G | GT1 | 4859 | Combined Cycle | WECC_AZ | Arizona | Maricopa | 153 | 2003 | 9999 | 2019 | 11.455 | 2315108 | 0.01452 | NEI 2019
Mesquite Generating Station Block 1 | 58557_G_GT2 | 58557 | G | GT2 | 4860 | Combined Cycle | WECC_AZ | Arizona | Maricopa | 153 | 2003 | 9999 | 2019 | 11.8948 | 900850 | 0.01452 | NEI 2019
Mesquite Generating Station Block 1 | 58557_G_ST1 | 58557 | G | ST1 | 4859 | Combined Cycle | WECC_AZ | Arizona | Maricopa | 289 | 2003 | 9999 |  |  |  | 0.01452 | NEI 2019
Onslow Power Producers | 58558_G_GEN1 | 58558 | G | GEN1 |  | Landfill Gas | S_VACA | North Carolina | Onslow | 1.9 | 2013 | 9999 |  |  |  | 0.61247 | Default Emission Factor
Bi-County Gas Producers | 58559_G_GEN1 | 58559 | G | GEN1 |  | Landfill Gas | S_C_TVA | Tennessee | Montgomery | 0.9 | 2011 | 9999 |  |  |  | 0.61247 | Default Emission Factor
Bi-County Gas Producers | 58559_G_GEN2 | 58559 | G | GEN2 |  | Landfill Gas | S_C_TVA | Tennessee | Montgomery | 1.9 | 2013 | 9999 |  |  |  | 0.61247 | Default Emission Factor
Montana Power Station | 58562_G_GT-1 | 58562 | G | GT-1 | 90902 | Combustion Turbine | WECC_NM | Texas | El Paso | 88.2 | 2015 | 9999 | 2019 | 9.5634 | 254249.5663 | 0.07523 | NEI 2019
Montana Power Station | 58562_G_GT-2 | 58562 | G | GT-2 | 90903 | Combustion Turbine | WECC_NM | Texas | El Paso | 88.2 | 2015 | 9999 | 2019 | 9.1986 | 254249.5663 | 0.07236 | NEI 2019
Montana Power Station | 58562_G_GT-3 | 58562 | G | GT-3 | 90904 | Combustion Turbine | WECC_NM | Texas | El Paso | 94.2 | 2016 | 9999 | 2019 | 7.1427 | 271545.4552 | 0.05261 | NEI 2019
Montana Power Station | 58562_G_GT-4 | 58562 | G | GT-4 | 90905 | Combustion Turbine | WECC_NM | Texas | El Paso | 94.2 | 2016 | 9999 | 2019 | 8.1827 | 271545.4552 | 0.06027 | NEI 2019
Hometown Bio Energy LLC | 58563_G_HTBE | 58563 | G | HTBE |  | Non-Fossil Waste | MIS_MNWI | Minnesota | Le Sueur | 7.6 | 2013 | 9999 |  |  |  | 0.81254 | Default Emission Factor
Gettysburg Energy & Nutrient Rec Facility | 58565_G_GENRF | 58565 | G | GENRF |  | Biomass | PJM_WMAC | Pennsylvania | Adams | 2.5 | 2013 | 9999 |  |  |  | 0.68393 | Default Emission Factor
Smithfield Packaged Meats Corp. | 58575_G_1 | 58575 | G | 1 |  | Combustion Turbine | S_VACA | North Carolina | Lenoir | 2.3 | 2013 | 9999 |  |  |  | 0.86775 | Default Emission Factor
Smithfield Packaged Meats Corp. | 58575_G_2 | 58575 | G | 2 |  | Combustion Turbine | S_VACA | North Carolina | Lenoir | 2.3 | 2013 | 9999 |  |  |  | 0.86775 | Default Emission Factor
Smithfield Packaged Meats Corp. | 58575_G_3 | 58575 | G | 3 |  | Combustion Turbine | S_VACA | North Carolina | Lenoir | 2.3 | 2013 | 9999 |  |  |  | 0.86775 | Default Emission Factor
Smithfield Packaged Meats Corp. | 58575_G_4 | 58575 | G | 4 |  | Combustion Turbine | S_VACA | North Carolina | Lenoir | 2.3 | 2013 | 9999 |  |  |  | 0.86775 | Default Emission Factor
Veolia ES Blackfoot Landfill Facility | 58577_G_BLG1 | 58577 | G | BLG1 |  | Landfill Gas | MIS_INKY | Indiana | Pike | 1.1 | 2009 | 9999 |  |  |  | 0.61247 | Default Emission Factor
Veolia ES Blackfoot Landfill Facility | 58577_G_BLG2 | 58577 | G | BLG2 |  | Landfill Gas | MIS_INKY | Indiana | Pike | 1.1 | 2009 | 9999 |  |  |  | 0.61247 | Default Emission Factor
HTW Plant 303 COGEN | 58597_G_CGN1 | 58597 | G | CGN1 |  | Combustion Turbine | WECC_UT | Utah | Salt Lake | 5.6 | 2008 | 9999 |  |  |  | 0.155 | Default Emission Factor
One Market Plaza | 58607_G_1 | 58607 | G | 1 |  | Combustion Turbine | WEC_CALN | California | San Francisco | 0.5 | 2003 | 9999 | 2018 | 0.07023 | 832 | 0.16882 | California Air Resources Board
One Market Plaza | 58607_G_2 | 58607 | G | 2 |  | Combustion Turbine | WEC_CALN | California | San Francisco | 0.5 | 2003 | 9999 | 2018 | 0.07023 | 832 | 0.16882 | California Air Resources Board
One Market Plaza | 58607_G_3 | 58607 | G | 3 |  | Combustion Turbine | WEC_CALN | California | San Francisco | 0.5 | 2003 | 9999 | 2018 | 0.07023 | 832 | 0.16882 | California Air Resources Board
Transamerica Pyramid | 58619_G_1 | 58619 | G | 1 |  | Combustion Turbine | WEC_CALN | California | San Francisco | 0.5 | 2007 | 9999 |  |  |  | 0.86775 | Default Emission Factor
Transamerica Pyramid | 58619_G_2 | 58619 | G | 2 |  | Combustion Turbine | WEC_CALN | California | San Francisco | 0.5 | 2007 | 9999 |  |  |  | 0.86775 | Default Emission Factor
Orbit Energy Charlotte | 58638_G_1 | 58638 | G | 1 |  | Non-Fossil Waste | S_VACA | North Carolina | Mecklenburg | 5.2 | 2016 | 9999 |  |  |  | 0.81254 | Default Emission Factor
Finley Buttes Landfill Gas | 58687_G_GEN1 | 58687 | G | GEN1 |  | Landfill Gas | WECC_PNW | Oregon | Morrow | 1.6 | 2007 | 9999 |  |  |  | 0.61247 | Default Emission Factor
Finley Buttes Landfill Gas | 58687_G_GEN2 | 58687 | G | GEN2 |  | Landfill Gas | WECC_PNW | Oregon | Morrow | 1.6 | 2007 | 9999 |  |  |  | 0.61247 | Default Emission Factor
Finley Buttes Landfill Gas | 58687_G_GEN3 | 58687 | G | GEN3 |  | Landfill Gas | WECC_PNW | Oregon | Morrow | 1.6 | 2007 | 9999 |  |  |  | 0.61247 | Default Emission Factor
LRI LFGTE Facility | 58688_G_A | 58688 | G | A |  | Landfill Gas | WECC_PNW | Washington | Pierce | 1.5 | 2013 | 9999 |  |  |  | 0.61247 | Default Emission Factor
LRI LFGTE Facility | 58688_G_B | 58688 | G | B |  | Landfill Gas | WECC_PNW | Washington | Pierce | 1.5 | 2013 | 9999 |  |  |  | 0.61247 | Default Emission Factor
LRI LFGTE Facility | 58688_G_C | 58688 | G | C |  | Landfill Gas | WECC_PNW | Washington | Pierce | 1.5 | 2013 | 9999 |  |  |  | 0.61247 | Default Emission Factor
L V Sutton Combined Cycle | 58697_G_CA1 | 58697 | G | CA1 | 90667 | Combined Cycle | S_VACA | North Carolina | New Hanover | 266 | 2013 | 9999 |  |  |  | 0.06634 | NEI 2019
L V Sutton Combined Cycle | 58697_G_CT004 | 58697 | G | CT004 |  | Combustion Turbine | S_VACA | North Carolina | New Hanover | 39 | 2017 | 9999 | 2019 | 9.25 | 97405.501 | 0.18993 | NEI 2019
L V Sutton Combined Cycle | 58697_G_CT005 | 58697 | G | CT005 |  | Combustion Turbine | S_VACA | North Carolina | New Hanover | 39 | 2017 | 9999 | 2019 | 9.56 | 97405.501 | 0.19629 | NEI 2019
L V Sutton Combined Cycle | 58697_G_CT1 | 58697 | G | CT1 | 90667 | Combined Cycle | S_VACA | North Carolina | New Hanover | 170 | 2013 | 9999 | 2019 | 74.04 | 3047647 | 0.06634 | NEI 2019
L V Sutton Combined Cycle | 58697_G_CT2 | 58697 | G | CT2 | 90668 | Combined Cycle | S_VACA | North Carolina | New Hanover | 171 | 2013 | 9999 | 2019 | 72.75 | 1378037 | 0.06634 | NEI 2019
ABEC Bidart-Old River LLC | 58699_G_GEN 1 | 58699 | G | GEN 1 |  | Non-Fossil Waste | WECC_SCE | California | Kern | 0.9 | 2013 | 9999 |  |  |  | 0.81254 | Default Emission Factor
ABEC Bidart-Old River LLC | 58699_G_GEN 2 | 58699 | G | GEN 2 |  | Non-Fossil Waste | WECC_SCE | California | Kern | 0.9 | 2013 | 9999 |  |  |  | 0.81254 | Default Emission Factor
Zeeland Farm Services | 58704_G_CAT-1 | 58704 | G | CAT-1 |  | Non-Fossil Waste | MIS_LMI | Michigan | Ottawa | 1.4 | 2006 | 9999 |  |  |  | 0.81254 | Default Emission Factor
Zeeland Farm Services | 58704_G_CAT-2 | 58704 | G | CAT-2 |  | Non-Fossil Waste | MIS_LMI | Michigan | Ottawa | 1.5 | 2009 | 9999 |  |  |  | 0.81254 | Default Emission Factor
Oxbow Creek | 58714_G_GEN1 | 58714 | G | GEN1 |  | Combustion Turbine | PJM_PENE | Pennsylvania | Wyoming | 4.2 | 2019 | 9999 |  |  |  | 0.36262 | Default Emission Factor
Oxbow Creek | 58714_G_GEN2 | 58714 | G | GEN2 |  | Combustion Turbine | PJM_PENE | Pennsylvania | Wyoming | 4.2 | 2019 | 9999 |  |  |  | 0.36262 | Default Emission Factor
Oxbow Creek | 58714_G_GEN3 | 58714 | G | GEN3 |  | Combustion Turbine | PJM_PENE | Pennsylvania | Wyoming | 4.2 | 2019 | 9999 |  |  |  | 0.36262 | Default Emission Factor
Oxbow Creek | 58714_G_GEN4 | 58714 | G | GEN4 |  | Combustion Turbine | PJM_PENE | Pennsylvania | Wyoming | 4.2 | 2019 | 9999 |  |  |  | 0.36262 | Default Emission Factor
Oxbow Creek | 58714_G_GEN5 | 58714 | G | GEN5 |  | Combustion Turbine | PJM_PENE | Pennsylvania | Wyoming | 4.2 | 2019 | 9999 |  |  |  | 0.36262 | Default Emission Factor
Roundtop | 58715_G_GEN1 | 58715 | G | GEN1 |  | Combustion Turbine | PJM_PENE | Pennsylvania | Susquehanna | 4.2 | 2015 | 9999 |  |  |  | 0.86775 | Default Emission Factor
Roundtop | 58715_G_GEN2 | 58715 | G | GEN2 |  | Combustion Turbine | PJM_PENE | Pennsylvania | Susquehanna | 4.2 | 2015 | 9999 |  |  |  | 0.86775 | Default Emission Factor
Roundtop | 58715_G_GEN3 | 58715 | G | GEN3 |  | Combustion Turbine | PJM_PENE | Pennsylvania | Susquehanna | 4.2 | 2015 | 9999 |  |  |  | 0.86775 | Default Emission Factor
Roundtop | 58715_G_GEN4 | 58715 | G | GEN4 |  | Combustion Turbine | PJM_PENE | Pennsylvania | Susquehanna | 4.2 | 2015 | 9999 |  |  |  | 0.86775 | Default Emission Factor
Roundtop | 58715_G_GEN5 | 58715 | G | GEN5 |  | Combustion Turbine | PJM_PENE | Pennsylvania | Susquehanna | 4.2 | 2015 | 9999 |  |  |  | 0.86775 | Default Emission Factor
GreenWhey Energy Inc | 58747_G_GEN1 | 58747 | G | GEN1 |  | Non-Fossil Waste | MIS_MNWI | Wisconsin | Polk | 1.6 | 2013 | 9999 |  |  |  | 0.81254 | Default Emission Factor
GreenWhey Energy Inc | 58747_G_GEN2 | 58747 | G | GEN2 |  | Non-Fossil Waste | MIS_MNWI | Wisconsin | Polk | 1.6 | 2013 | 9999 |  |  |  | 0.81254 | Default Emission Factor
Beaver Dam | 58811_G_GEN1 | 58811 | G | GEN1 |  | Combustion Turbine | PJM_PENE | Pennsylvania | Bradford | 4.2 | 2016 | 9999 |  |  |  | 0.86775 | Default Emission Factor
Beaver Dam | 58811_G_GEN2 | 58811 | G | GEN2 |  | Combustion Turbine | PJM_PENE | Pennsylvania | Bradford | 4.2 | 2016 | 9999 |  |  |  | 0.86775 | Default Emission Factor
Beaver Dam | 58811_G_GEN3 | 58811 | G | GEN3 |  | Combustion Turbine | PJM_PENE | Pennsylvania | Bradford | 4.2 | 2016 | 9999 |  |  |  | 0.86775 | Default Emission Factor
Beaver Dam | 58811_G_GEN4 | 58811 | G | GEN4 |  | Combustion Turbine | PJM_PENE | Pennsylvania | Bradford | 4.2 | 2016 | 9999 |  |  |  | 0.86775 | Default Emission Factor
Beaver Dam | 58811_G_GEN5 | 58811 | G | GEN5 |  | Combustion Turbine | PJM_PENE | Pennsylvania | Bradford | 4.2 | 2016 | 9999 |  |  |  | 0.86775 | Default Emission Factor
Alpaca | 58813_G_1 | 58813 | G | 1 |  | Combustion Turbine | PJM_PENE | Pennsylvania | Bradford | 6.8 | 2017 | 9999 |  |  |  | 0.86775 | Default Emission Factor
Alpaca | 58813_G_2 | 58813 | G | 2 |  | Combustion Turbine | PJM_PENE | Pennsylvania | Bradford | 6.8 | 2017 | 9999 |  |  |  | 0.86775 | Default Emission Factor
Alpaca | 58813_G_3 | 58813 | G | 3 |  | Combustion Turbine | PJM_PENE | Pennsylvania | Bradford | 6.8 | 2017 | 9999 |  |  |  | 0.86775 | Default Emission Factor
Hilton NY Co Gen Plant | 58815_G_1 | 58815 | G | 1 |  | Combustion Turbine | NY_Z_J | New York | New York | 1.8 | 2013 | 9999 |  |  |  | 0.86775 | Default Emission Factor
Milan | 58818_G_1 | 58818 | G | 1 |  | Combustion Turbine | PJM_PENE | Pennsylvania | Bradford | 6.8 | 2017 | 9999 |  |  |  | 0.86775 | Default Emission Factor
Milan | 58818_G_2 | 58818 | G | 2 |  | Combustion Turbine | PJM_PENE | Pennsylvania | Bradford | 6.8 | 2017 | 9999 |  |  |  | 0.86775 | Default Emission Factor
Milan | 58818_G_3 | 58818 | G | 3 |  | Combustion Turbine | PJM_PENE | Pennsylvania | Bradford | 6.8 | 2017 | 9999 |  |  |  | 0.86775 | Default Emission Factor
MTHS Co-Gen Buildings | 58825_G_STH1 | 58825 | G | STH1 |  | Combustion Turbine | PJM_COMD | Illinois | Cook | 0.6 | 1992 | 2045 |  |  |  | 0.86775 | Default Emission Factor
MTHS Co-Gen Buildings | 58825_G_STH2 | 58825 | G | STH2 |  | Combustion Turbine | PJM_COMD | Illinois | Cook | 0.6 | 1992 | 2045 |  |  |  | 0.86775 | Default Emission Factor
Richland Center Renewable Energy LLC | 58834_G_UNIT1 | 58834 | G | UNIT1 |  | Non-Fossil Waste | MIS_MNWI | Wisconsin | Richland | 0.8 | 2013 | 9999 |  |  |  | 0.81254 | Default Emission Factor
Richland Center Renewable Energy LLC | 58834_G_UNIT2 | 58834 | G | UNIT2 |  | Non-Fossil Waste | MIS_MNWI | Wisconsin | Richland | 0.8 | 2013 | 9999 |  |  |  | 0.81254 | Default Emission Factor
Elk Station | 58835_G_ELK1 | 58835 | G | ELK1 |  | Combustion Turbine | SPP_SPS | Texas | Hale | 195 | 2015 | 9999 | 2019 | 15.0947 | 368291.6667 | 0.08197 | NEI 2019
Elk Station | 58835_G_ELK2 | 58835 | G | ELK2 |  | Combustion Turbine | SPP_SPS | Texas | Hale | 195 | 2016 | 9999 | 2019 | 14.8822 | 368291.6667 | 0.08082 | NEI 2019
Elk Station | 58835_G_ELK3 | 58835 | G | ELK3 |  | Combustion Turbine | SPP_SPS | Texas | Hale | 195 | 2016 | 9999 | 2019 | 4.7805 | 368291.6667 | 0.02596 | NEI 2019
Reventure Park | 58865_G_LFG | 58865 | G | LFG |  | Landfill Gas | S_VACA | North Carolina | Mecklenburg | 1.9 | 2014 | 9999 |  |  |  | 0.61247 | Default Emission Factor
Reventure Park | 58865_G_RNG | 58865 | G | RNG |  | Landfill Gas | S_VACA | North Carolina | Mecklenburg | 1.6 | 2015 | 9999 |  |  |  | 0.61247 | Default Emission Factor
Rentech Nitrogen Pasadena Cogeneration | 58870_G_MG202 | 58870 | G | MG202 |  | Non-Fossil Waste | ERC_REST | Texas | Harris | 14 | 2015 | 9999 |  |  |  | 0.81254 | Default Emission Factor
Temple SEGF | 58897_G_19G01 | 58897 | G | 19G01 |  | Combustion Turbine | PJM_EMAC | Pennsylvania | Philadelphia | 1.6 | 1993 | 9999 |  |  |  | 0.86775 | Default Emission Factor
Temple SEGF | 58897_G_19G02 | 58897 | G | 19G02 |  | Combustion Turbine | PJM_EMAC | Pennsylvania | Philadelphia | 1.6 | 1993 | 9999 |  |  |  | 0.86775 | Default Emission Factor
Temple SEGF | 58897_G_19G03 | 58897 | G | 19G03 |  | Combustion Turbine | PJM_EMAC | Pennsylvania | Philadelphia | 1.6 | 1993 | 9999 |  |  |  | 0.86775 | Default Emission Factor
Temple SEGF | 58897_G_19G04 | 58897 | G | 19G04 |  | Combustion Turbine | PJM_EMAC | Pennsylvania | Philadelphia | 1.6 | 1993 | 9999 |  |  |  | 0.86775 | Default Emission Factor
Temple SEGF | 58897_G_19G05 | 58897 | G | 19G05 |  | Combustion Turbine | PJM_EMAC | Pennsylvania | Philadelphia | 1.6 | 1993 | 9999 |  |  |  | 0.86775 | Default Emission Factor
Temple SEGF | 58897_G_19G06 | 58897 | G | 19G06 |  | Combustion Turbine | PJM_EMAC | Pennsylvania | Philadelphia | 1.6 | 1993 | 9999 |  |  |  | 0.86775 | Default Emission Factor
Temple SEGF | 58897_G_19G07 | 58897 | G | 19G07 |  | Combustion Turbine | PJM_EMAC | Pennsylvania | Philadelphia | 1.6 | 1993 | 9999 |  |  |  | 0.86775 | Default Emission Factor
Temple SEGF | 58897_G_19G08 | 58897 | G | 19G08 |  | Combustion Turbine | PJM_EMAC | Pennsylvania | Philadelphia | 1.6 | 1993 | 9999 |  |  |  | 0.86775 | Default Emission Factor
Temple SEGF | 58897_G_19G09 | 58897 | G | 19G09 |  | Combustion Turbine | PJM_EMAC | Pennsylvania | Philadelphia | 1.6 | 1993 | 9999 |  |  |  | 0.86775 | Default Emission Factor
Temple SEGF | 58897_G_19G10 | 58897 | G | 19G10 |  | Combustion Turbine | PJM_EMAC | Pennsylvania | Philadelphia | 1.6 | 1993 | 9999 |  |  |  | 0.86775 | Default Emission Factor
MCAGCC Cogen Plant | 58914_G_CG1 | 58914 | G | CG1 |  | Combustion Turbine | WECC_SCE | California | San Bernardino | 7 | 2003 | 9999 |  |  |  | 0.155 | Default Emission Factor
MCAGCC Cogen Plant | 58914_G_CG100 | 58914 | G | CG100 |  | Combustion Turbine | WECC_SCE | California | San Bernardino | 4.6 | 2014 | 9999 |  |  |  | 0.155 | Default Emission Factor
MCAGCC Cogen Plant | 58914_G_CG200 | 58914 | G | CG200 |  | Combustion Turbine | WECC_SCE | California | San Bernardino | 4.6 | 2014 | 9999 |  |  |  | 0.155 | Default Emission Factor
Napoleon Biogas | 58921_G_GEN1 | 58921 | G | GEN1 |  | Non-Fossil Waste | PJM_ATSI | Ohio | Henry | 1.2 | 2013 | 9999 |  |  |  | 0.81254 | Default Emission Factor
Napoleon Biogas | 58921_G_GEN2 | 58921 | G | GEN2 |  | Non-Fossil Waste | PJM_ATSI | Ohio | Henry | 1.2 | 2013 | 9999 |  |  |  | 0.81254 | Default Emission Factor
Melrose 2 | 58929_G_12286 | 58929 | G | 12286 |  | Combustion Turbine | MIS_MNWI | Minnesota | Stearns | 0.9 | 2014 | 9999 |  |  |  | 0.86775 | Default Emission Factor
Shell Chemical Appalachia LLC | 58933_G_GTG1 | 58933 | G | GTG1 |  | Combined Cycle | PJM_ATSI | Pennsylvania | Beaver | 37.1 | 2020 | 9999 |  |  |  | 0.02972 | Default Emission Factor
Shell Chemical Appalachia LLC | 58933_G_GTG2 | 58933 | G | GTG2 |  | Combined Cycle | PJM_ATSI | Pennsylvania | Beaver | 37.1 | 2020 | 9999 |  |  |  | 0.02972 | Default Emission Factor
Shell Chemical Appalachia LLC | 58933_G_GTG3 | 58933 | G | GTG3 |  | Combined Cycle | PJM_ATSI | Pennsylvania | Beaver | 37.1 | 2020 | 9999 |  |  |  | 0.02972 | Default Emission Factor
Shell Chemical Appalachia LLC | 58933_G_STG1 | 58933 | G | STG1 |  | Combined Cycle | PJM_ATSI | Pennsylvania | Beaver | 72.7 | 2020 | 9999 |  |  |  | 0.02972 | Default Emission Factor
Shell Chemical Appalachia LLC | 58933_G_STG2 | 58933 | G | STG2 |  | Combined Cycle | PJM_ATSI | Pennsylvania | Beaver | 72.7 | 2020 | 9999 |  |  |  | 0.02972 | Default Emission Factor
Ameresco Dallas LLC | 58946_G_ENG1 | 58946 | G | ENG1 |  | Landfill Gas | ERC_REST | Texas | Dallas | 1.4 | 2011 | 9999 | 2018 | 1.63 | 7895.6667 | 0.41289 | Texas Emissions Inventory
Ameresco Dallas LLC | 58946_G_ENG2 | 58946 | G | ENG2 |  | Landfill Gas | ERC_REST | Texas | Dallas | 1.4 | 2011 | 9999 | 2018 | 1.63 | 7895.6667 | 0.41289 | Texas Emissions Inventory
Ameresco Dallas LLC | 58946_G_ENG3 | 58946 | G | ENG3 |  | Landfill Gas | ERC_REST | Texas | Dallas | 1.4 | 2011 | 9999 | 2018 | 1.63 | 7895.6667 | 0.41289 | Texas Emissions Inventory
Bristol Myers Squibb Lawrenceville | 58947_G_DG101 | 58947 | G | DG101 |  | Combustion Turbine | PJM_EMAC | New Jersey | Mercer | 0.9 | 1991 | 9999 |  |  |  | 0.86775 | Default Emission Factor
Bristol Myers Squibb Lawrenceville | 58947_G_TG101 | 58947 | G | TG101 |  | Combustion Turbine | PJM_EMAC | New Jersey | Mercer | 4 | 1995 | 9999 |  |  |  | 0.155 | Default Emission Factor
Central Valley Ag Power | 58978_G_CVAP | 58978 | G | CVAP |  | Non-Fossil Waste | WEC_CALN | California | Stanislaus | 1.5 | 2014 | 9999 |  |  |  | 0.81254 | Default Emission Factor
Akron WRF | 58980_G_2G-1 | 58980 | G | 2G-1 |  | Non-Fossil Waste | PJM_ATSI | Ohio | Summit | 0.6 | 2014 | 9999 |  |  |  | 0.81254 | Default Emission Factor
Akron WRF | 58980_G_2G-2 | 58980 | G | 2G-2 |  | Non-Fossil Waste | PJM_ATSI | Ohio | Summit | 0.6 | 2014 | 9999 |  |  |  | 0.81254 | Default Emission Factor
Akron WRF | 58980_G_2G-3 | 58980 | G | 2G-3 |  | Non-Fossil Waste | PJM_ATSI | Ohio | Summit | 0.6 | 2014 | 9999 |  |  |  | 0.81254 | Default Emission Factor
St. Olaf StandBy Generators | 58996_G_SBIC1 | 58996 | G | SBIC1 |  | Combustion Turbine | MIS_MNWI | Minnesota | Rice | 0.4 | 1999 | 9999 |  |  |  | 0.86775 | Default Emission Factor
St. Olaf StandBy Generators | 58996_G_SBIC2 | 58996 | G | SBIC2 |  | Combustion Turbine | MIS_MNWI | Minnesota | Rice | 1.7 | 1999 | 9999 |  |  |  | 0.86775 | Default Emission Factor
St. Olaf StandBy Generators | 58996_G_SBIC3 | 58996 | G | SBIC3 |  | Combustion Turbine | MIS_MNWI | Minnesota | Rice | 1.7 | 1999 | 9999 |  |  |  | 0.86775 | Default Emission Factor
SRF Sorghum to Ethanol Advanced Biorefin | 58997_G_G1001 | 58997 | G | G1001 |  | Biomass | FRCC | Florida | Hendry | 12 | 2021 | 9999 |  |  |  | 0.39792 | Default Emission Factor
Carlsbad Energy Center | 59002_G_CEC 6 | 59002 | G | CEC 6 |  | Combustion Turbine | WEC_SDGE | California | San Diego | 105.5 | 2018 | 9999 |  |  |  | 0.155 | Default Emission Factor
Carlsbad Energy Center | 59002_G_CEC 7 | 59002 | G | CEC 7 |  | Combustion Turbine | WEC_SDGE | California | San Diego | 105.5 | 2018 | 9999 |  |  |  | 0.155 | Default Emission Factor
Carlsbad Energy Center | 59002_G_CEC 8 | 59002 | G | CEC 8 |  | Combustion Turbine | WEC_SDGE | California | San Diego | 105.5 | 2018 | 9999 |  |  |  | 0.155 | Default Emission Factor
Carlsbad Energy Center | 59002_G_CEC 9 | 59002 | G | CEC 9 |  | Combustion Turbine | WEC_SDGE | California | San Diego | 105.5 | 2018 | 9999 |  |  |  | 0.155 | Default Emission Factor
Carlsbad Energy Center | 59002_G_CEC10 | 59002 | G | CEC10 |  | Combustion Turbine | WEC_SDGE | California | San Diego | 105.5 | 2018 | 9999 |  |  |  | 0.155 | Default Emission Factor
Stonewall | 59004_G_GEN1 | 59004 | G | GEN1 | 91025 | Combined Cycle | PJM_Dom | Virginia | Loudoun | 220 | 2017 | 9999 | 2019 | 18.0943 | 2684659 | 0.01554 | NEI 2019
Stonewall | 59004_G_GEN2 | 59004 | G | GEN2 | 91026 | Combined Cycle | PJM_Dom | Virginia | Loudoun | 220 | 2017 | 9999 | 2019 | 12.6656 | 1273020 | 0.01554 | NEI 2019
Stonewall | 59004_G_GEN3 | 59004 | G | GEN3 | 91025 | Combined Cycle | PJM_Dom | Virginia | Loudoun | 326 | 2017 | 9999 |  |  |  | 0.01554 | NEI 2019
Southbridge Landfill Gas-to-Energy | 59011_G_CAT | 59011 | G | CAT |  | Landfill Gas | NENGREST | Massachusetts | Worcester | 1.5 | 2011 | 9999 |  |  |  | 0.61247 | Default Emission Factor
DC Water CHP | 59012_G_TURB1 | 59012 | G | TURB1 |  | Non-Fossil Waste | PJM_SMAC | District of Columbia | District of Columbia | 4 | 2015 | 9999 |  |  |  | 0.81254 | Default Emission Factor
DC Water CHP | 59012_G_TURB2 | 59012 | G | TURB2 |  | Non-Fossil Waste | PJM_SMAC | District of Columbia | District of Columbia | 4 | 2015 | 9999 |  |  |  | 0.81254 | Default Emission Factor
DC Water CHP | 59012_G_TURB3 | 59012 | G | TURB3 |  | Non-Fossil Waste | PJM_SMAC | District of Columbia | District of Columbia | 4 | 2015 | 9999 |  |  |  | 0.81254 | Default Emission Factor
Back River Waste Water Treatment | 59026_G_CHP 1 | 59026 | G | CHP 1 |  | Non-Fossil Waste | PJM_SMAC | Maryland | Baltimore City | 0.9 | 2009 | 9999 |  |  |  | 0.81254 | Default Emission Factor
Back River Waste Water Treatment | 59026_G_CHP 2 | 59026 | G | CHP 2 |  | Non-Fossil Waste | PJM_SMAC | Maryland | Baltimore City | 0.9 | 2009 | 9999 |  |  |  | 0.81254 | Default Emission Factor
Jameson Energy Center | 59045_G_JEC1 | 59045 | G | JEC1 |  | Combustion Turbine | SPP_N | Kansas | Finney | 9 | 2014 | 9999 |  |  |  | 0.86775 | Default Emission Factor
Jameson Energy Center | 59045_G_JEC2 | 59045 | G | JEC2 |  | Combustion Turbine | SPP_N | Kansas | Finney | 9 | 2014 | 9999 |  |  |  | 0.86775 | Default Emission Factor
Jameson Energy Center | 59045_G_JEC3 | 59045 | G | JEC3 |  | Combustion Turbine | SPP_N | Kansas | Finney | 9 | 2014 | 9999 |  |  |  | 0.86775 | Default Emission Factor
Rariton OMP | 59055_G_CHP1 | 59055 | G | CHP1 |  | Combustion Turbine | PJM_EMAC | New Jersey | Somerset | 3 | 2009 | 9999 |  |  |  | 0.86775 | Default Emission Factor
Spring House | 59056_G_GEN 1 | 59056 | G | GEN 1 |  | Combustion Turbine | PJM_EMAC | Pennsylvania | Montgomery | 3.8 | 2013 | 9999 |  |  |  | 0.86775 | Default Emission Factor
Wooster Renewable Energy | 59072_G_WRE 1 | 59072 | G | WRE 1 |  | Non-Fossil Waste | PJM_ATSI | Ohio | Wayne | 1 | 2013 | 9999 |  |  |  | 0.81254 | Default Emission Factor
Cove Point LNG Terminal | 59073_G_111JA | 59073 | G | 111JA |  | Combustion Turbine | PJM_SMAC | Maryland | Calvert | 8.5 | 1978 | 9999 | 2019 | 0.25825 | 18526.1553 | 0.02788 | NEI 2019
Cove Point LNG Terminal | 59073_G_111JB | 59073 | G | 111JB |  | Combustion Turbine | PJM_SMAC | Maryland | Calvert | 8.5 | 1978 | 9999 | 2019 | 0.30615 | 18526.1553 | 0.03305 | NEI 2019
Cove Point LNG Terminal | 59073_G_111JC | 59073 | G | 111JC |  | Combustion Turbine | PJM_SMAC | Maryland | Calvert | 8.5 | 1978 | 9999 | 2019 | 0.31433 | 18526.1553 | 0.03393 | NEI 2019
Cove Point LNG Terminal | 59073_G_214JA | 59073 | G | 214JA | 91293 | Combustion Turbine | PJM_SMAC | Maryland | Calvert | 21.7 | 2009 | 9999 | 2019 | 1.6328 | 47296.1846 | 0.06905 | NEI 2019
Cove Point LNG Terminal | 59073_G_214JB | 59073 | G | 214JB | 91294 | Combustion Turbine | PJM_SMAC | Maryland | Calvert | 21.7 | 2009 | 9999 | 2019 | 0.25785 | 47296.1846 | 0.0109 | NEI 2019
Cove Point LNG Terminal | 59073_G_311JA | 59073 | G | 311JA |  | Combustion Turbine | PJM_SMAC | Maryland | Calvert | 12.9 | 2009 | 9999 | 2019 | 0.25311 | 28116.165 | 0.01801 | NEI 2019
Cove Point LNG Terminal | 59073_G_5EG | 59073 | G | 5EG |  | Combustion Turbine | PJM_SMAC | Maryland | Calvert | 1 | 2018 | 9999 |  |  |  | 0.86775 | Default Emission Factor
SC 1 Data Center, Phase 2 | 59074_G_17A | 59074 | G | 17A |  | Combustion Turbine | WEC_CALN | California | Santa Clara | 2.3 | 2017 | 9999 |  |  |  | 0.86775 | Default Emission Factor
SC 1 Data Center, Phase 2 | 59074_G_17B | 59074 | G | 17B |  | Combustion Turbine | WEC_CALN | California | Santa Clara | 2.3 | 2017 | 9999 |  |  |  | 0.86775 | Default Emission Factor
SC 1 Data Center, Phase 2 | 59074_G_18A | 59074 | G | 18A |  | Combustion Turbine | WEC_CALN | California | Santa Clara | 2.3 | 2017 | 9999 |  |  |  | 0.86775 | Default Emission Factor
SC 1 Data Center, Phase 2 | 59074_G_18B | 59074 | G | 18B |  | Combustion Turbine | WEC_CALN | California | Santa Clara | 2.3 | 2017 | 9999 |  |  |  | 0.86775 | Default Emission Factor
SC 1 Data Center, Phase 2 | 59074_G_19A | 59074 | G | 19A |  | Combustion Turbine | WEC_CALN | California | Santa Clara | 2.3 | 2017 | 9999 |  |  |  | 0.86775 | Default Emission Factor
SC 1 Data Center, Phase 2 | 59074_G_19B | 59074 | G | 19B |  | Combustion Turbine | WEC_CALN | California | Santa Clara | 2.3 | 2017 | 9999 |  |  |  | 0.86775 | Default Emission Factor
SC 1 Data Center, Phase 2 | 59074_G_20A | 59074 | G | 20A |  | Combustion Turbine | WEC_CALN | California | Santa Clara | 2.3 | 2017 | 9999 |  |  |  | 0.86775 | Default Emission Factor
SC 1 Data Center, Phase 2 | 59074_G_20B | 59074 | G | 20B |  | Combustion Turbine | WEC_CALN | California | Santa Clara | 2.3 | 2017 | 9999 |  |  |  | 0.86775 | Default Emission Factor
SC 1 Data Center, Phase 2 | 59074_G_21A | 59074 | G | 21A |  | Combustion Turbine | WEC_CALN | California | Santa Clara | 2.3 | 2017 | 9999 |  |  |  | 0.86775 | Default Emission Factor
SC 1 Data Center, Phase 2 | 59074_G_21B | 59074 | G | 21B |  | Combustion Turbine | WEC_CALN | California | Santa Clara | 2.3 | 2017 | 9999 |  |  |  | 0.86775 | Default Emission Factor
SC 1 Data Center, Phase 2 | 59074_G_22A | 59074 | G | 22A |  | Combustion Turbine | WEC_CALN | California | Santa Clara | 2.3 | 2017 | 9999 |  |  |  | 0.86775 | Default Emission Factor
SC 1 Data Center, Phase 2 | 59074_G_22B | 59074 | G | 22B |  | Combustion Turbine | WEC_CALN | California | Santa Clara | 2.3 | 2017 | 9999 |  |  |  | 0.86775 | Default Emission Factor
SC 1 Data Center, Phase 2 | 59074_G_EG10B | 59074 | G | EG10B |  | Combustion Turbine | WEC_CALN | California | Santa Clara | 2.3 | 2014 | 9999 |  |  |  | 0.86775 | Default Emission Factor
SC 1 Data Center, Phase 2 | 59074_G_EG11A | 59074 | G | EG11A |  | Combustion Turbine | WEC_CALN | California | Santa Clara | 2.3 | 2014 | 9999 |  |  |  | 0.86775 | Default Emission Factor
SC 1 Data Center, Phase 2 | 59074_G_EG11B | 59074 | G | EG11B |  | Combustion Turbine | WEC_CALN | California | Santa Clara | 2.3 | 2014 | 9999 |  |  |  | 0.86775 | Default Emission Factor
SC 1 Data Center, Phase 2 | 59074_G_EG12A | 59074 | G | EG12A |  | Combustion Turbine | WEC_CALN | California | Santa Clara | 2.3 | 2014 | 9999 |  |  |  | 0.86775 | Default Emission Factor
SC 1 Data Center, Phase 2 | 59074_G_EG12B | 59074 | G | EG12B |  | Combustion Turbine | WEC_CALN | California | Santa Clara | 2.3 | 2014 | 9999 |  |  |  | 0.86775 | Default Emission Factor
SC 1 Data Center, Phase 2 | 59074_G_EG13A | 59074 | G | EG13A |  | Combustion Turbine | WEC_CALN | California | Santa Clara | 2.3 | 2014 | 9999 |  |  |  | 0.86775 | Default Emission Factor
SC 1 Data Center, Phase 2 | 59074_G_EG14A | 59074 | G | EG14A |  | Combustion Turbine | WEC_CALN | California | Santa Clara | 2.3 | 2014 | 9999 |  |  |  | 0.86775 | Default Emission Factor
SC 1 Data Center, Phase 2 | 59074_G_EG15A | 59074 | G | EG15A |  | Combustion Turbine | WEC_CALN | California | Santa Clara | 2.3 | 2015 | 9999 |  |  |  | 0.86775 | Default Emission Factor
SC 1 Data Center, Phase 2 | 59074_G_EG15B | 59074 | G | EG15B |  | Combustion Turbine | WEC_CALN | California | Santa Clara | 2.3 | 2015 | 9999 |  |  |  | 0.86775 | Default Emission Factor
SC 1 Data Center, Phase 2 | 59074_G_EG16A | 59074 | G | EG16A |  | Combustion Turbine | WEC_CALN | California | Santa Clara | 2.3 | 2015 | 9999 |  |  |  | 0.86775 | Default Emission Factor
SC 1 Data Center, Phase 2 | 59074_G_EG16B | 59074 | G | EG16B |  | Combustion Turbine | WEC_CALN | California | Santa Clara | 2.3 | 2015 | 9999 |  |  |  | 0.86775 | Default Emission Factor
SC 1 Data Center, Phase 2 | 59074_G_EG1A | 59074 | G | EG1A |  | Combustion Turbine | WEC_CALN | California | Santa Clara | 2.2 | 2011 | 9999 |  |  |  | 0.86775 | Default Emission Factor
SC 1 Data Center, Phase 2 | 59074_G_EG1B | 59074 | G | EG1B |  | Combustion Turbine | WEC_CALN | California | Santa Clara | 2.2 | 2011 | 9999 |  |  |  | 0.86775 | Default Emission Factor
SC 1 Data Center, Phase 2 | 59074_G_EG2A | 59074 | G | EG2A |  | Combustion Turbine | WEC_CALN | California | Santa Clara | 2.2 | 2011 | 9999 |  |  |  | 0.86775 | Default Emission Factor
SC 1 Data Center, Phase 2 | 59074_G_EG2B | 59074 | G | EG2B |  | Combustion Turbine | WEC_CALN | California | Santa Clara | 2.2 | 2011 | 9999 |  |  |  | 0.86775 | Default Emission Factor
SC 1 Data Center, Phase 2 | 59074_G_EG3A | 59074 | G | EG3A |  | Combustion Turbine | WEC_CALN | California | Santa Clara | 2.2 | 2011 | 9999 |  |  |  | 0.86775 | Default Emission Factor
SC 1 Data Center, Phase 2 | 59074_G_EG3B | 59074 | G | EG3B |  | Combustion Turbine | WEC_CALN | California | Santa Clara | 2.2 | 2011 | 9999 |  |  |  | 0.86775 | Default Emission Factor
SC 1 Data Center, Phase 2 | 59074_G_EG4A | 59074 | G | EG4A |  | Combustion Turbine | WEC_CALN | California | Santa Clara | 2.2 | 2011 | 9999 |  |  |  | 0.86775 | Default Emission Factor
SC 1 Data Center, Phase 2 | 59074_G_EG4B | 59074 | G | EG4B |  | Combustion Turbine | WEC_CALN | California | Santa Clara | 2.2 | 2011 | 9999 |  |  |  | 0.86775 | Default Emission Factor
SC 1 Data Center, Phase 2 | 59074_G_EG5A | 59074 | G | EG5A |  | Combustion Turbine | WEC_CALN | California | Santa Clara | 2.2 | 2011 | 9999 |  |  |  | 0.86775 | Default Emission Factor
SC 1 Data Center, Phase 2 | 59074_G_EG5B | 59074 | G | EG5B |  | Combustion Turbine | WEC_CALN | California | Santa Clara | 2.2 | 2011 | 9999 |  |  |  | 0.86775 | Default Emission Factor
SC 1 Data Center, Phase 2 | 59074_G_EG6A | 59074 | G | EG6A |  | Combustion Turbine | WEC_CALN | California | Santa Clara | 2.2 | 2011 | 9999 |  |  |  | 0.86775 | Default Emission Factor
SC 1 Data Center, Phase 2 | 59074_G_EG6B | 59074 | G | EG6B |  | Combustion Turbine | WEC_CALN | California | Santa Clara | 2.2 | 2011 | 9999 |  |  |  | 0.86775 | Default Emission Factor
SC 1 Data Center, Phase 2 | 59074_G_EG7A | 59074 | G | EG7A |  | Combustion Turbine | WEC_CALN | California | Santa Clara | 2.2 | 2011 | 9999 |  |  |  | 0.86775 | Default Emission Factor
SC 1 Data Center, Phase 2 | 59074_G_EG7B | 59074 | G | EG7B |  | Combustion Turbine | WEC_CALN | California | Santa Clara | 2.2 | 2011 | 9999 |  |  |  | 0.86775 | Default Emission Factor
SC 1 Data Center, Phase 2 | 59074_G_EG8B | 59074 | G | EG8B |  | Combustion Turbine | WEC_CALN | California | Santa Clara | 2.2 | 2011 | 9999 |  |  |  | 0.86775 | Default Emission Factor
SC 1 Data Center, Phase 2 | 59074_G_EG9A | 59074 | G | EG9A |  | Combustion Turbine | WEC_CALN | California | Santa Clara | 2.3 | 2015 | 9999 |  |  |  | 0.86775 | Default Emission Factor
SC 1 Data Center, Phase 2 | 59074_G_EG9B | 59074 | G | EG9B |  | Combustion Turbine | WEC_CALN | California | Santa Clara | 2.3 | 2014 | 9999 |  |  |  | 0.86775 | Default Emission Factor
Holland Energy Park | 59093_G_10 | 59093 | G | 10 | 91083 | Combined Cycle | MIS_LMI | Michigan | Ottawa | 43.1 | 2017 | 9999 | 2019 | 3.548 | 611527 | 0.01493 | NEI 2019
Holland Energy Park | 59093_G_11 | 59093 | G | 11 | 91084 | Combined Cycle | MIS_LMI | Michigan | Ottawa | 43.1 | 2017 | 9999 | 2019 | 3.168 | 288330 | 0.01493 | NEI 2019
Holland Energy Park | 59093_G_12 | 59093 | G | 12 |  | Combined Cycle | MIS_LMI | Michigan | Ottawa | 40.9 | 2017 | 9999 |  |  |  | 0.01493 | NEI 2019
Christiana | 591_G_CH11 | 591 | G | CH11 | 378 | Combustion Turbine | PJM_EMAC | Delaware | New Castle | 25 | 1973 | 9999 |  |  |  | 0.155 | Default Emission Factor
Christiana | 591_G_CH14 | 591 | G | CH14 | 379 | Combustion Turbine | PJM_EMAC | Delaware | New Castle | 25 | 1973 | 9999 |  |  |  | 0.155 | Default Emission Factor
Woodbine Landfill Plant | 59116_G_V1021 | 59116 | G | V1021 |  | Landfill Gas | PJM_EMAC | New Jersey | Cape May | 2.1 | 2013 | 9999 |  |  |  | 0.61247 | Default Emission Factor
Manatee County LFGTE | 59142_G_IC1 | 59142 | G | IC1 |  | Landfill Gas | FRCC | Florida | Manatee | 1.6 | 2013 | 9999 | 2018 | 4.8551 | 11632 | 0.83478 | Florida State Emissions Inventory
Front Range Project | 59143_G_FR-1 | 59143 | G | FR-1 |  | Landfill Gas | WECC_CO | Colorado | Weld | 3.1 | 2011 | 9999 |  |  |  | 0.61247 | Default Emission Factor
Freeport LP Pretreatment Facility | 59145_G_65GTG | 59145 | G | 65GTG |  | Combustion Turbine | ERC_REST | Texas | Brazoria | 77.5 | 2019 | 9999 |  |  |  | 0.06931 | Default Emission Factor
AgriReNew | 59181_G_00001 | 59181 | G | 00001 |  | Non-Fossil Waste | MIS_MIDA | Iowa | Scott | 1 | 2013 | 9999 |  |  |  | 0.81254 | Default Emission Factor
Portable Generator 2 | 59194_G_IC1 | 59194 | G | IC1 |  | Combustion Turbine | MIS_MAPP | North Dakota | Williams | 2 | 2012 | 9999 |  |  |  | 0.86775 | Default Emission Factor
Portable Generator 3 | 59195_G_IC2 | 59195 | G | IC2 |  | Combustion Turbine | MIS_MAPP | North Dakota | Williams | 2 | 2012 | 9999 |  |  |  | 0.86775 | Default Emission Factor
Univ Minnesota CHP Plant | 59197_G_CTG-1 | 59197 | G | CTG-1 |  | Combustion Turbine | MIS_MNWI | Minnesota | Hennepin | 17 | 2017 | 9999 |  |  |  | 0.155 | Default Emission Factor
Delaware City 10 | 592_G_DC10 | 592 | G | DC10 | 380 | Combustion Turbine | PJM_EMAC | Delaware | New Castle | 18 | 1968 | 9999 | 2019 | 0.10196 | 158 | 1.2907 | NEI 2019
Wildcat Point Generation Facility | 59220_G_CT1 | 59220 | G | CT1 | 90940 | Combined Cycle | PJM_EMAC | Maryland | Cecil | 310.3 | 2018 | 9999 | 2019 | 51.1365 | 971855 | 0.06031 | NEI 2019
Wildcat Point Generation Facility | 59220_G_CT2 | 59220 | G | CT2 | 90941 | Combined Cycle | PJM_EMAC | Maryland | Cecil | 310.3 | 2018 | 9999 | 2019 | 49.9148 | 1105269 | 0.06031 | NEI 2019
Wildcat Point Generation Facility | 59220_G_ST1 | 59220 | G | ST1 | 90940 | Combined Cycle | PJM_EMAC | Maryland | Cecil | 493 | 2018 | 9999 |  |  |  | 0.06031 | NEI 2019
Pecan Row Landfill To Electric Facility | 59221_G_GEN1 | 59221 | G | GEN1 |  | Landfill Gas | S_SOU | Georgia | Lowndes | 1.6 | 2013 | 9999 |  |  |  | 0.61247 | Default Emission Factor
Pecan Row Landfill To Electric Facility | 59221_G_GEN2 | 59221 | G | GEN2 |  | Landfill Gas | S_SOU | Georgia | Lowndes | 1.6 | 2013 | 9999 |  |  |  | 0.61247 | Default Emission Factor
Pecan Row Landfill To Electric Facility | 59221_G_GEN3 | 59221 | G | GEN3 |  | Landfill Gas | S_SOU | Georgia | Lowndes | 1.6 | 2013 | 9999 |  |  |  | 0.61247 | Default Emission Factor
Pecan Row Landfill To Electric Facility | 59221_G_GM04 | 59221 | G | GM04 |  | Landfill Gas | S_SOU | Georgia | Lowndes | 1.6 | 1977 | 9999 |  |  |  | 0.61247 | Default Emission Factor
Green Gas-Port Charlotte LLC | 59240_G_G1 | 59240 | G | G1 |  | Landfill Gas | FRCC | Florida | Charlotte | 1.4 | 2011 | 9999 |  |  |  | 0.61247 | Default Emission Factor
Green Gas-Port Charlotte LLC | 59240_G_G2 | 59240 | G | G2 |  | Landfill Gas | FRCC | Florida | Charlotte | 1.4 | 2011 | 9999 |  |  |  | 0.61247 | Default Emission Factor
Johnston LFG Turbine Plant | 59254_G_GENS1 | 59254 | G | GENS1 |  | Landfill Gas | NENGREST | Rhode Island | Providence | 8.9 | 2013 | 9999 | 2019 | 2.0676 | 207790.49 | 0.0199 | NEI 2019
Johnston LFG Turbine Plant | 59254_G_GENT1 | 59254 | G | GENT1 |  | Landfill Gas | NENGREST | Rhode Island | Providence | 5.5 | 2013 | 9999 |  |  |  | 0.0199 | NEI 2019
Johnston LFG Turbine Plant | 59254_G_GENT2 | 59254 | G | GENT2 |  | Landfill Gas | NENGREST | Rhode Island | Providence | 5.5 | 2013 | 9999 |  |  |  | 0.0199 | NEI 2019
Johnston LFG Turbine Plant | 59254_G_GENT3 | 59254 | G | GENT3 |  | Landfill Gas | NENGREST | Rhode Island | Providence | 5.5 | 2013 | 9999 |  |  |  | 0.0199 | NEI 2019
Johnston LFG Turbine Plant | 59254_G_GENT4 | 59254 | G | GENT4 |  | Landfill Gas | NENGREST | Rhode Island | Providence | 5.5 | 2013 | 9999 |  |  |  | 0.0199 | NEI 2019
Osprey Point RES | 59255_G_4 | 59255 | G | 4 |  | Fossil Waste | MIS_INKY | Indiana | Sullivan | 3 | 2013 | 9999 |  |  |  | 0.6381 | Default Emission Factor
Waste Mangement Redwood LFGTE | 59299_G_RED1 | 59299 | G | RED1 |  | Landfill Gas | WEC_CALN | California | Marin | 2 | 2017 | 9999 |  |  |  | 0.61247 | Default Emission Factor
Waste Mangement Redwood LFGTE | 59299_G_RED2 | 59299 | G | RED2 |  | Landfill Gas | WEC_CALN | California | Marin | 2 | 2017 | 9999 |  |  |  | 0.61247 | Default Emission Factor
Edge Moor | 593_G_10 | 593 | G | 10 | 381 | Combustion Turbine | PJM_EMAC | Delaware | New Castle | 15 | 1963 | 9999 |  |  |  | 0.155 | Default Emission Factor
Black Oak Power Producers | 59310_G_GEN1 | 59310 | G | GEN1 |  | Landfill Gas | S_D_AECI | Missouri | Wright | 1.9 | 2014 | 9999 |  |  |  | 0.61247 | Default Emission Factor
Black Oak Power Producers | 59310_G_GEN2 | 59310 | G | GEN2 |  | Landfill Gas | S_D_AECI | Missouri | Wright | 1.9 | 2014 | 9999 |  |  |  | 0.61247 | Default Emission Factor
Kings Mountain Energy Center | 59325_G_KMEC1 | 59325 | G | KMEC1 | 91012 | Combined Cycle | S_VACA | North Carolina | Cleveland | 259 | 2018 | 9999 |  |  |  | 0.04609 | Default Emission Factor
Kings Mountain Energy Center | 59325_G_KMEC2 | 59325 | G | KMEC2 | 91012 | Combined Cycle | S_VACA | North Carolina | Cleveland | 227 | 2018 | 9999 |  |  |  | 0.04609 | Default Emission Factor
Middletown Energy Center | 59326_G_MEC1 | 59326 | G | MEC1 | 91013 | Combined Cycle | PJM_West | Ohio | Butler | 252.3 | 2018 | 9999 | 2019 | 67.96 | 3329496 | 0.04082 | NEI 2019
Middletown Energy Center | 59326_G_MEC2 | 59326 | G | MEC2 | 91013 | Combined Cycle | PJM_West | Ohio | Butler | 215.7 | 2018 | 9999 |  |  |  | 0.04082 | NEI 2019
MCLB Landfill Gas to Energy | 59335_G_GEN1 | 59335 | G | GEN1 |  | Non-Fossil Waste | S_SOU | Georgia | Dougherty | 1.9 | 2011 | 9999 |  |  |  | 0.81254 | Default Emission Factor
Gila River Power Block 1 | 59338_G_CTG1 | 59338 | G | CTG1 | 8508 | Combined Cycle | WECC_AZ | Arizona | Maricopa | 146 | 2003 | 9999 | 2019 | 5.6921 | 1165303 | 0.01324 | NEI 2019
Gila River Power Block 1 | 59338_G_CTG2 | 59338 | G | CTG2 | 8510 | Combined Cycle | WECC_AZ | Arizona | Maricopa | 146 | 2003 | 9999 | 2019 | 5.8744 | 581470 | 0.01324 | NEI 2019
Gila River Power Block 1 | 59338_G_ST9 | 59338 | G | ST9 | 8508 | Combined Cycle | WECC_AZ | Arizona | Maricopa | 223 | 2003 | 9999 |  |  |  | 0.01324 | NEI 2019
Wapsie Valley Creamery Back Up Generator | 59379_G_1 | 59379 | G | 1 |  | Combustion Turbine | MIS_IA | Iowa | Buchanan | 1.1 | 2015 | 9999 |  |  |  | 0.86775 | Default Emission Factor
East Kansas Agri-Energy, LLC | 59383_G_KATO | 59383 | G | KATO |  | Non-Fossil Waste | SPP_N | Kansas | Anderson | 0.8 | 2005 | 9999 |  |  |  | 0.81254 | Default Emission Factor
Red Gate Power Plant | 59391_G_ENG01 | 59391 | G | ENG01 |  | Combustion Turbine | ERC_REST | Texas | Hidalgo | 18.3 | 2016 | 9999 | 2019 | 0.4785 | 36210.0833 | 0.02643 | NEI 2019
Red Gate Power Plant | 59391_G_ENG02 | 59391 | G | ENG02 |  | Combustion Turbine | ERC_REST | Texas | Hidalgo | 18.3 | 2016 | 9999 | 2019 | 0.4746 | 36210.0833 | 0.02621 | NEI 2019
Red Gate Power Plant | 59391_G_ENG03 | 59391 | G | ENG03 |  | Combustion Turbine | ERC_REST | Texas | Hidalgo | 18.3 | 2016 | 9999 | 2019 | 0.4942 | 36210.0833 | 0.0273 | NEI 2019
Red Gate Power Plant | 59391_G_ENG04 | 59391 | G | ENG04 |  | Combustion Turbine | ERC_REST | Texas | Hidalgo | 18.3 | 2016 | 9999 | 2019 | 0.4554 | 36210.0833 | 0.02515 | NEI 2019
Red Gate Power Plant | 59391_G_ENG05 | 59391 | G | ENG05 |  | Combustion Turbine | ERC_REST | Texas | Hidalgo | 18.3 | 2016 | 9999 | 2019 | 0.4602 | 36210.0833 | 0.02542 | NEI 2019
Red Gate Power Plant | 59391_G_ENG06 | 59391 | G | ENG06 |  | Combustion Turbine | ERC_REST | Texas | Hidalgo | 18.3 | 2016 | 9999 | 2019 | 0.4602 | 36210.0833 | 0.02542 | NEI 2019
Red Gate Power Plant | 59391_G_ENG07 | 59391 | G | ENG07 |  | Combustion Turbine | ERC_REST | Texas | Hidalgo | 18.3 | 2016 | 9999 | 2019 | 0.56 | 36210.0833 | 0.03093 | NEI 2019
Red Gate Power Plant | 59391_G_ENG08 | 59391 | G | ENG08 |  | Combustion Turbine | ERC_REST | Texas | Hidalgo | 18.3 | 2016 | 9999 | 2019 | 0.5568 | 36210.0833 | 0.03075 | NEI 2019
Red Gate Power Plant | 59391_G_ENG09 | 59391 | G | ENG09 |  | Combustion Turbine | ERC_REST | Texas | Hidalgo | 18.3 | 2016 | 9999 | 2019 | 0.5562 | 36210.0833 | 0.03072 | NEI 2019
Red Gate Power Plant | 59391_G_ENG10 | 59391 | G | ENG10 |  | Combustion Turbine | ERC_REST | Texas | Hidalgo | 18.3 | 2016 | 9999 | 2019 | 0.5731 | 36210.0833 | 0.03165 | NEI 2019
Red Gate Power Plant | 59391_G_ENG11 | 59391 | G | ENG11 |  | Combustion Turbine | ERC_REST | Texas | Hidalgo | 18.3 | 2016 | 9999 | 2019 | 0.5767 | 36210.0833 | 0.03185 | NEI 2019
Red Gate Power Plant | 59391_G_ENG12 | 59391 | G | ENG12 |  | Combustion Turbine | ERC_REST | Texas | Hidalgo | 18.3 | 2016 | 9999 | 2019 | 0.5816 | 36210.0833 | 0.03212 | NEI 2019
Blue Ridge Generating | 59392_G_GEN1 | 59392 | G | GEN1 |  | Landfill Gas | PJM_West | Kentucky | Estill | 1.2 | 2013 | 9999 |  |  |  | 0.61247 | Default Emission Factor
Indian River Generating Station | 594_G_10 | 594 | G | 10 | 386 | Combustion Turbine | PJM_EMAC | Delaware | Sussex | 16.1 | 1967 | 9999 | 2019 | 0.0044659 | 41 | 0.21785 | NEI 2019
Backus Microgrid Project | 59415_G_BMP1 | 59415 | G | BMP1 |  | Combustion Turbine | NENG_CT | Connecticut | New London | 2.5 | 2014 | 9999 |  |  |  | 0.86775 | Default Emission Factor
Backus Microgrid Project | 59415_G_BMP2 | 59415 | G | BMP2 |  | Combustion Turbine | NENG_CT | Connecticut | New London | 2.5 | 2014 | 9999 |  |  |  | 0.86775 | Default Emission Factor
Backus Microgrid Project | 59415_G_BMP3 | 59415 | G | BMP3 |  | Combustion Turbine | NENG_CT | Connecticut | New London | 2.5 | 2014 | 9999 |  |  |  | 0.86775 | Default Emission Factor
Backus Microgrid Project | 59415_G_BMP4 | 59415 | G | BMP4 |  | Combustion Turbine | NENG_CT | Connecticut | New London | 2.5 | 2014 | 9999 |  |  |  | 0.86775 | Default Emission Factor
Zimmerman Energy | 59425_G_ZE-#1 | 59425 | G | ZE-#1 |  | Landfill Gas | MIS_INKY | Indiana | Marshall | 1.9 | 2014 | 9999 |  |  |  | 0.61247 | Default Emission Factor
Zimmerman Energy | 59425_G_ZE-#2 | 59425 | G | ZE-#2 |  | Landfill Gas | MIS_INKY | Indiana | Marshall | 1.9 | 2014 | 9999 |  |  |  | 0.61247 | Default Emission Factor
Zimmerman Energy | 59425_G_ZE-#3 | 59425 | G | ZE-#3 |  | Landfill Gas | MIS_INKY | Indiana | Marshall | 1.9 | 2014 | 9999 |  |  |  | 0.61247 | Default Emission Factor
Lennon Generating | 59436_G_10 | 59436 | G | 10 |  | Landfill Gas | MIS_LMI | Michigan | Shiawassee | 1.5 | 2012 | 9999 |  |  |  | 0.61247 | Default Emission Factor
Lennon Generating | 59436_G_3 | 59436 | G | 3 |  | Landfill Gas | MIS_LMI | Michigan | Shiawassee | 0.8 | 2001 | 9999 |  |  |  | 0.61247 | Default Emission Factor
Lennon Generating | 59436_G_4 | 59436 | G | 4 |  | Landfill Gas | MIS_LMI | Michigan | Shiawassee | 0.8 | 2006 | 9999 |  |  |  | 0.61247 | Default Emission Factor
Lennon Generating | 59436_G_5 | 59436 | G | 5 |  | Landfill Gas | MIS_LMI | Michigan | Shiawassee | 0.8 | 2007 | 9999 |  |  |  | 0.61247 | Default Emission Factor
Lennon Generating | 59436_G_6 | 59436 | G | 6 |  | Landfill Gas | MIS_LMI | Michigan | Shiawassee | 0.8 | 2007 | 9999 |  |  |  | 0.61247 | Default Emission Factor
Lennon Generating | 59436_G_7 | 59436 | G | 7 |  | Landfill Gas | MIS_LMI | Michigan | Shiawassee | 1.5 | 2014 | 9999 |  |  |  | 0.61247 | Default Emission Factor
Lennon Generating | 59436_G_8 | 59436 | G | 8 |  | Landfill Gas | MIS_LMI | Michigan | Shiawassee | 1.5 | 2014 | 9999 |  |  |  | 0.61247 | Default Emission Factor
Lennon Generating | 59436_G_9 | 59436 | G | 9 |  | Landfill Gas | MIS_LMI | Michigan | Shiawassee | 1.5 | 2012 | 9999 |  |  |  | 0.61247 | Default Emission Factor
COC Surry LFG, LLC | 59439_G_UNIT1 | 59439 | G | UNIT1 |  | Landfill Gas | S_VACA | North Carolina | Surry | 1.5 | 2013 | 9999 |  |  |  | 0.61247 | Default Emission Factor
Bowerman Power LFG, LLC | 59461_G_GEN01 | 59461 | G | GEN01 |  | Landfill Gas | WECC_SCE | California | Orange | 3.4 | 2016 | 9999 | 2018 | 1.1842 | 21851.8571 | 0.10838 | California Air Resources Board
Bowerman Power LFG, LLC | 59461_G_GEN02 | 59461 | G | GEN02 |  | Landfill Gas | WECC_SCE | California | Orange | 3.4 | 2016 | 9999 | 2018 | 1.1842 | 21851.8571 | 0.10838 | California Air Resources Board
Bowerman Power LFG, LLC | 59461_G_GEN03 | 59461 | G | GEN03 |  | Landfill Gas | WECC_SCE | California | Orange | 3.4 | 2016 | 9999 | 2018 | 1.1842 | 21851.8571 | 0.10838 | California Air Resources Board
Bowerman Power LFG, LLC | 59461_G_GEN04 | 59461 | G | GEN04 |  | Landfill Gas | WECC_SCE | California | Orange | 3.4 | 2016 | 9999 | 2018 | 1.1842 | 21851.8571 | 0.10838 | California Air Resources Board
Bowerman Power LFG, LLC | 59461_G_GEN05 | 59461 | G | GEN05 |  | Landfill Gas | WECC_SCE | California | Orange | 3.4 | 2016 | 9999 | 2018 | 1.1842 | 21851.8571 | 0.10838 | California Air Resources Board
Bowerman Power LFG, LLC | 59461_G_GEN06 | 59461 | G | GEN06 |  | Landfill Gas | WECC_SCE | California | Orange | 3.4 | 2016 | 9999 | 2018 | 1.1842 | 21851.8571 | 0.10838 | California Air Resources Board
Bowerman Power LFG, LLC | 59461_G_GEN07 | 59461 | G | GEN07 |  | Landfill Gas | WECC_SCE | California | Orange | 3.4 | 2016 | 9999 | 2018 | 1.1842 | 21851.8571 | 0.10838 | California Air Resources Board
Coldwater Peaking Plant | 59467_G_GEN1 | 59467 | G | GEN1 |  | Combustion Turbine | MIS_LMI | Michigan | Branch | 4.3 | 2015 | 9999 |  |  |  | 0.86775 | Default Emission Factor
Coldwater Peaking Plant | 59467_G_GEN2 | 59467 | G | GEN2 |  | Combustion Turbine | MIS_LMI | Michigan | Branch | 4.3 | 2015 | 9999 |  |  |  | 0.86775 | Default Emission Factor
Coldwater Peaking Plant | 59467_G_GEN3 | 59467 | G | GEN3 |  | Combustion Turbine | MIS_LMI | Michigan | Branch | 4.3 | 2015 | 9999 |  |  |  | 0.86775 | Default Emission Factor
BYUI Central Energy Facility | 59496_G_ST601 | 59496 | G | ST601 |  | Combustion Turbine | WECC_ID | Idaho | Madison | 4.6 | 2015 | 9999 |  |  |  | 0.155 | Default Emission Factor
Bannock County LFG to Energy | 59529_G_GEN 2 | 59529 | G | GEN 2 |  | Landfill Gas | WECC_ID | Idaho | Bannock | 1.4 | 2019 | 9999 |  |  |  | 0.57643 | Default Emission Factor
Bannock County LFG to Energy | 59529_G_GEN1 | 59529 | G | GEN1 |  | Landfill Gas | WECC_ID | Idaho | Bannock | 1.4 | 2014 | 9999 |  |  |  | 0.61247 | Default Emission Factor
Apple Campus 2 Fuel Cell | 59557_G_AC2FC | 59557 | G | AC2FC |  | Landfill Gas | WEC_CALN | California | Santa Clara | 4 | 2017 | 9999 |  |  |  | 0.61247 | Default Emission Factor
Southeast Berrien Generating Facility | 59574_G_SBL | 59574 | G | SBL |  | Landfill Gas | PJM_West | Michigan | Berrien | 4.6 | 2009 | 9999 |  |  |  | 0.61247 | Default Emission Factor
Monterey Diesel Generation Facility | 59614_G_MDG1 | 59614 | G | MDG1 |  | Combustion Turbine | PJM_AP | Virginia | Highland | 0.6 | 2016 | 9999 | 2018 | 0.00689 | 25.3 | 0.54466 | Virginia State Emissions
Monterey Diesel Generation Facility | 59614_G_MDG10 | 59614 | G | MDG10 |  | Combustion Turbine | PJM_AP | Virginia | Highland | 0.6 | 2016 | 9999 | 2018 | 0.00689 | 25.3 | 0.54466 | Virginia State Emissions
Monterey Diesel Generation Facility | 59614_G_MDG2 | 59614 | G | MDG2 |  | Combustion Turbine | PJM_AP | Virginia | Highland | 0.6 | 2016 | 9999 | 2018 | 0.00689 | 25.3 | 0.54466 | Virginia State Emissions
Monterey Diesel Generation Facility | 59614_G_MDG3 | 59614 | G | MDG3 |  | Combustion Turbine | PJM_AP | Virginia | Highland | 0.6 | 2016 | 9999 | 2018 | 0.00689 | 25.3 | 0.54466 | Virginia State Emissions
Monterey Diesel Generation Facility | 59614_G_MDG4 | 59614 | G | MDG4 |  | Combustion Turbine | PJM_AP | Virginia | Highland | 0.6 | 2016 | 9999 | 2018 | 0.00689 | 25.3 | 0.54466 | Virginia State Emissions
Monterey Diesel Generation Facility | 59614_G_MDG5 | 59614 | G | MDG5 |  | Combustion Turbine | PJM_AP | Virginia | Highland | 0.6 | 2016 | 9999 | 2018 | 0.00689 | 25.3 | 0.54466 | Virginia State Emissions
Monterey Diesel Generation Facility | 59614_G_MDG6 | 59614 | G | MDG6 |  | Combustion Turbine | PJM_AP | Virginia | Highland | 0.6 | 2016 | 9999 | 2018 | 0.00689 | 25.3 | 0.54466 | Virginia State Emissions
Monterey Diesel Generation Facility | 59614_G_MDG7 | 59614 | G | MDG7 |  | Combustion Turbine | PJM_AP | Virginia | Highland | 0.6 | 2016 | 9999 | 2018 | 0.00689 | 25.3 | 0.54466 | Virginia State Emissions
Monterey Diesel Generation Facility | 59614_G_MDG8 | 59614 | G | MDG8 |  | Combustion Turbine | PJM_AP | Virginia | Highland | 0.6 | 2016 | 9999 | 2018 | 0.00689 | 25.3 | 0.54466 | Virginia State Emissions
Monterey Diesel Generation Facility | 59614_G_MDG9 | 59614 | G | MDG9 |  | Combustion Turbine | PJM_AP | Virginia | Highland | 0.6 | 2016 | 9999 | 2018 | 0.00689 | 25.3 | 0.54466 | Virginia State Emissions
Clinton LFGTE | 59635_G_1 | 59635 | G | 1 |  | Landfill Gas | MIS_IL | Illinois | Dewitt | 1.6 | 2006 | 9999 |  |  |  | 0.61247 | Default Emission Factor
Clinton LFGTE | 59635_G_2 | 59635 | G | 2 |  | Landfill Gas | MIS_IL | Illinois | Dewitt | 1.6 | 2006 | 9999 |  |  |  | 0.61247 | Default Emission Factor
Stillwater Energy Center | 59647_G_1 | 59647 | G | 1 |  | Combustion Turbine | SPP_WEST | Oklahoma | Payne | 18.6 | 2016 | 9999 | 2018 | 3.3923 | 11491 | 0.59043 | Oklahoma Annual Point Source Emissions
Stillwater Energy Center | 59647_G_2 | 59647 | G | 2 |  | Combustion Turbine | SPP_WEST | Oklahoma | Payne | 18.6 | 2016 | 9999 | 2018 | 3.3923 | 11491 | 0.59043 | Oklahoma Annual Point Source Emissions
Stillwater Energy Center | 59647_G_3 | 59647 | G | 3 |  | Combustion Turbine | SPP_WEST | Oklahoma | Payne | 18.6 | 2016 | 9999 | 2018 | 3.3923 | 11491 | 0.59043 | Oklahoma Annual Point Source Emissions
Nelson Gardens Landfill Gas to Energy | 59649_G_UNIT1 | 59649 | G | UNIT1 |  | Landfill Gas | ERC_REST | Texas | Bexar | 1.1 | 2014 | 9999 |  |  |  | 0.61247 | Default Emission Factor
Nelson Gardens Landfill Gas to Energy | 59649_G_UNIT2 | 59649 | G | UNIT2 |  | Landfill Gas | ERC_REST | Texas | Bexar | 1.1 | 2014 | 9999 |  |  |  | 0.61247 | Default Emission Factor
Nelson Gardens Landfill Gas to Energy | 59649_G_UNIT3 | 59649 | G | UNIT3 |  | Landfill Gas | ERC_REST | Texas | Bexar | 1.1 | 2014 | 9999 |  |  |  | 0.61247 | Default Emission Factor
Nelson Gardens Landfill Gas to Energy | 59649_G_UNIT4 | 59649 | G | UNIT4 |  | Landfill Gas | ERC_REST | Texas | Bexar | 1.1 | 2014 | 9999 |  |  |  | 0.61247 | Default Emission Factor
CII Methane Management III LFG Plant | 59650_G_GEN1 | 59650 | G | GEN1 |  | Landfill Gas | S_SOU | Georgia | Clarke | 1.6 | 2014 | 9999 |  |  |  | 0.61247 | Default Emission Factor
Washington City Electric Generation | 59660_G_3 | 59660 | G | 3 |  | Combustion Turbine | WECC_UT | Utah | Washington | 2 | 2008 | 9999 |  |  |  | 0.86775 | Default Emission Factor
Washington City Electric Generation | 59660_G_4 | 59660 | G | 4 |  | Combustion Turbine | WECC_UT | Utah | Washington | 2 | 2008 | 9999 |  |  |  | 0.86775 | Default Emission Factor
Washington City Electric Generation | 59660_G_9 | 59660 | G | 9 |  | Combustion Turbine | WECC_UT | Utah | Washington | 2 | 2007 | 9999 |  |  |  | 0.86775 | Default Emission Factor
City of West Plains Power Station | 59664_G_UNIT1 | 59664 | G | UNIT1 |  | Combustion Turbine | SPP_N | Missouri | Howell | 21 | 2000 | 9999 | 2019 | 0.0422 | 814.5 | 0.10362 | NEI 2019
City of West Plains Power Station | 59664_G_UNIT2 | 59664 | G | UNIT2 |  | Combustion Turbine | SPP_N | Missouri | Howell | 21 | 2000 | 9999 | 2017 | 0.0416 | 239.5 | 0.34739 | NEI 2019
Sarasota County LFGTE Facility | 59686_G_LESF1 | 59686 | G | LESF1 |  | Landfill Gas | FRCC | Florida | Sarasota | 1.6 | 2015 | 9999 | 2018 | 3.7925 | 11227.3333 | 0.67558 | Florida State Emissions Inventory
Sarasota County LFGTE Facility | 59686_G_LESF2 | 59686 | G | LESF2 |  | Landfill Gas | FRCC | Florida | Sarasota | 1.6 | 2015 | 9999 | 2018 | 3.7925 | 11227.3333 | 0.67558 | Florida State Emissions Inventory
Sarasota County LFGTE Facility | 59686_G_LESF3 | 59686 | G | LESF3 |  | Landfill Gas | FRCC | Florida | Sarasota | 1.6 | 2015 | 9999 | 2018 | 3.7925 | 11227.3333 | 0.67558 | Florida State Emissions Inventory
Sarasota County LFGTE Facility | 59686_G_LESF4 | 59686 | G | LESF4 |  | Landfill Gas | FRCC | Florida | Sarasota | 1.6 | 2019 | 9999 |  |  |  | 0.57643 | Default Emission Factor
Wake County LFG Facility | 59688_G_E1 | 59688 | G | E1 |  | Landfill Gas | S_VACA | North Carolina | Wake | 0.3 | 2013 | 9999 |  |  |  | 0.61247 | Default Emission Factor
Wake County LFG Facility | 59688_G_E10 | 59688 | G | E10 |  | Landfill Gas | S_VACA | North Carolina | Wake | 0.3 | 2013 | 9999 |  |  |  | 0.61247 | Default Emission Factor
Wake County LFG Facility | 59688_G_E11 | 59688 | G | E11 |  | Landfill Gas | S_VACA | North Carolina | Wake | 0.3 | 2013 | 9999 |  |  |  | 0.61247 | Default Emission Factor
Wake County LFG Facility | 59688_G_E12 | 59688 | G | E12 |  | Landfill Gas | S_VACA | North Carolina | Wake | 0.3 | 2013 | 9999 |  |  |  | 0.61247 | Default Emission Factor
Wake County LFG Facility | 59688_G_E13 | 59688 | G | E13 |  | Landfill Gas | S_VACA | North Carolina | Wake | 0.3 | 2013 | 9999 |  |  |  | 0.61247 | Default Emission Factor
Wake County LFG Facility | 59688_G_E14 | 59688 | G | E14 |  | Landfill Gas | S_VACA | North Carolina | Wake | 0.3 | 2013 | 9999 |  |  |  | 0.61247 | Default Emission Factor
Wake County LFG Facility | 59688_G_E15 | 59688 | G | E15 |  | Landfill Gas | S_VACA | North Carolina | Wake | 0.3 | 2013 | 9999 |  |  |  | 0.61247 | Default Emission Factor
Wake County LFG Facility | 59688_G_E16 | 59688 | G | E16 |  | Landfill Gas | S_VACA | North Carolina | Wake | 0.3 | 2013 | 9999 |  |  |  | 0.61247 | Default Emission Factor
Wake County LFG Facility | 59688_G_E17 | 59688 | G | E17 |  | Landfill Gas | S_VACA | North Carolina | Wake | 0.3 | 2013 | 9999 |  |  |  | 0.61247 | Default Emission Factor
Wake County LFG Facility | 59688_G_E18 | 59688 | G | E18 |  | Landfill Gas | S_VACA | North Carolina | Wake | 0.3 | 2013 | 9999 |  |  |  | 0.61247 | Default Emission Factor
Wake County LFG Facility | 59688_G_E19 | 59688 | G | E19 |  | Landfill Gas | S_VACA | North Carolina | Wake | 0.3 | 2015 | 9999 |  |  |  | 0.61247 | Default Emission Factor
Wake County LFG Facility | 59688_G_E2 | 59688 | G | E2 |  | Landfill Gas | S_VACA | North Carolina | Wake | 0.3 | 2013 | 9999 |  |  |  | 0.61247 | Default Emission Factor
Wake County LFG Facility | 59688_G_E20 | 59688 | G | E20 |  | Landfill Gas | S_VACA | North Carolina | Wake | 0.3 | 2015 | 9999 |  |  |  | 0.61247 | Default Emission Factor
Wake County LFG Facility | 59688_G_E21 | 59688 | G | E21 |  | Landfill Gas | S_VACA | North Carolina | Wake | 0.3 | 2015 | 9999 |  |  |  | 0.61247 | Default Emission Factor
Wake County LFG Facility | 59688_G_E22 | 59688 | G | E22 |  | Landfill Gas | S_VACA | North Carolina | Wake | 0.3 | 2015 | 9999 |  |  |  | 0.61247 | Default Emission Factor
Wake County LFG Facility | 59688_G_E23 | 59688 | G | E23 |  | Landfill Gas | S_VACA | North Carolina | Wake | 0.3 | 2015 | 9999 |  |  |  | 0.61247 | Default Emission Factor
Wake County LFG Facility | 59688_G_E24 | 59688 | G | E24 |  | Landfill Gas | S_VACA | North Carolina | Wake | 0.3 | 2015 | 9999 |  |  |  | 0.61247 | Default Emission Factor
Wake County LFG Facility | 59688_G_E3 | 59688 | G | E3 |  | Landfill Gas | S_VACA | North Carolina | Wake | 0.3 | 2013 | 9999 |  |  |  | 0.61247 | Default Emission Factor
Wake County LFG Facility | 59688_G_E4 | 59688 | G | E4 |  | Landfill Gas | S_VACA | North Carolina | Wake | 0.3 | 2013 | 9999 |  |  |  | 0.61247 | Default Emission Factor
Wake County LFG Facility | 59688_G_E5 | 59688 | G | E5 |  | Landfill Gas | S_VACA | North Carolina | Wake | 0.3 | 2013 | 9999 |  |  |  | 0.61247 | Default Emission Factor
Wake County LFG Facility | 59688_G_E6 | 59688 | G | E6 |  | Landfill Gas | S_VACA | North Carolina | Wake | 0.3 | 2013 | 9999 |  |  |  | 0.61247 | Default Emission Factor
Wake County LFG Facility | 59688_G_E7 | 59688 | G | E7 |  | Landfill Gas | S_VACA | North Carolina | Wake | 0.3 | 2013 | 9999 |  |  |  | 0.61247 | Default Emission Factor
Wake County LFG Facility | 59688_G_E8 | 59688 | G | E8 |  | Landfill Gas | S_VACA | North Carolina | Wake | 0.3 | 2013 | 9999 |  |  |  | 0.61247 | Default Emission Factor
Wake County LFG Facility | 59688_G_E9 | 59688 | G | E9 |  | Landfill Gas | S_VACA | North Carolina | Wake | 0.3 | 2013 | 9999 |  |  |  | 0.61247 | Default Emission Factor
West Station (DE) | 597_G_WEST | 597 | G | WEST | 391 | Combustion Turbine | PJM_EMAC | Delaware | New Castle | 15 | 1964 | 9999 |  |  |  | 0.155 | Default Emission Factor
Shell New Energies, Junction City | 59704_G_JCBIO | 59704 | G | JCBIO |  | Non-Fossil Waste | WECC_PNW | Oregon | Lane | 1.6 | 2011 | 9999 |  |  |  | 0.81254 | Default Emission Factor
Sand Valley Power Station | 59710_G_GMA | 59710 | G | GMA |  | Landfill Gas | S_C_TVA | Alabama | Dekalb | 1.6 | 2013 | 9999 |  |  |  | 0.61247 | Default Emission Factor
Sand Valley Power Station | 59710_G_GMB | 59710 | G | GMB |  | Landfill Gas | S_C_TVA | Alabama | Dekalb | 1.6 | 2013 | 9999 |  |  |  | 0.61247 | Default Emission Factor
Sand Valley Power Station | 59710_G_GMC | 59710 | G | GMC |  | Landfill Gas | S_C_TVA | Alabama | Dekalb | 1.6 | 2013 | 9999 |  |  |  | 0.61247 | Default Emission Factor
CII Methane Management IV, LLC | 59711_G_GEN1 | 59711 | G | GEN1 |  | Landfill Gas | S_VACA | North Carolina | Johnston | 1.5 | 2014 | 9999 |  |  |  | 0.61247 | Default Emission Factor
Framingham State University Plant | 59717_G_HA | 59717 | G | HA |  | Combustion Turbine | NENGREST | Massachusetts | Middlesex | 0.4 | 2007 | 9999 |  |  |  | 0.86775 | Default Emission Factor
Framingham State University Plant | 59717_G_LIB | 59717 | G | LIB |  | Combustion Turbine | NENGREST | Massachusetts | Middlesex | 0.3 | 2005 | 9999 |  |  |  | 0.86775 | Default Emission Factor
Framingham State University Plant | 59717_G_MSC2 | 59717 | G | MSC2 |  | Combustion Turbine | NENGREST | Massachusetts | Middlesex | 0.2 | 2015 | 9999 |  |  |  | 0.86775 | Default Emission Factor
Framingham State University Plant | 59717_G_NORTH | 59717 | G | NORTH |  | Combustion Turbine | NENGREST | Massachusetts | Middlesex | 0.2 | 2011 | 9999 |  |  |  | 0.86775 | Default Emission Factor
Framingham State University Plant | 59717_G_OC | 59717 | G | OC |  | Combustion Turbine | NENGREST | Massachusetts | Middlesex | 0.1 | 2003 | 9999 |  |  |  | 0.86775 | Default Emission Factor
Framingham State University Plant | 59717_G_PP | 59717 | G | PP |  | Combustion Turbine | NENGREST | Massachusetts | Middlesex | 0.4 | 2009 | 9999 |  |  |  | 0.86775 | Default Emission Factor
Framingham State University Plant | 59717_G_TOW1 | 59717 | G | TOW1 |  | Combustion Turbine | NENGREST | Massachusetts | Middlesex | 0.2 | 2004 | 9999 |  |  |  | 0.86775 | Default Emission Factor
Framingham State University Plant | 59717_G_TOW2 | 59717 | G | TOW2 |  | Combustion Turbine | NENGREST | Massachusetts | Middlesex | 0.4 | 2013 | 9999 |  |  |  | 0.86775 | Default Emission Factor
Framingham State University Plant | 59717_G_WEST | 59717 | G | WEST |  | Combustion Turbine | NENGREST | Massachusetts | Middlesex | 0.2 | 2016 | 9999 |  |  |  | 0.86775 | Default Emission Factor
CML&P Generating Facility No. 2 | 59726_G_10 | 59726 | G | 10 |  | Combustion Turbine | SPP_N | Kansas | Montgomery | 18.7 | 2017 | 9999 |  |  |  | 0.86775 | Default Emission Factor
CML&P Generating Facility No. 2 | 59726_G_8 | 59726 | G | 8 |  | Combustion Turbine | SPP_N | Kansas | Montgomery | 18.7 | 2017 | 9999 |  |  |  | 0.86775 | Default Emission Factor
CML&P Generating Facility No. 2 | 59726_G_9 | 59726 | G | 9 |  | Combustion Turbine | SPP_N | Kansas | Montgomery | 18.7 | 2017 | 9999 |  |  |  | 0.86775 | Default Emission Factor
Bull Street Plant | 59727_G_GEN1 | 59727 | G | GEN1 |  | Combustion Turbine | S_VACA | South Carolina | Orangeburg | 2 | 2005 | 9999 |  |  |  | 0.155 | Default Emission Factor
Substation 20 Plant | 59728_G_GEN1 | 59728 | G | GEN1 |  | Combustion Turbine | S_VACA | South Carolina | Orangeburg | 2 | 2014 | 9999 |  |  |  | 0.155 | Default Emission Factor
Glades Pike Generation Plant | 59759_G_CAT1 | 59759 | G | CAT1 |  | Landfill Gas | PJM_PENE | Pennsylvania | Somerset | 1.4 | 2011 | 9999 |  |  |  | 0.61247 | Default Emission Factor
Glades Pike Generation Plant | 59759_G_CAT2 | 59759 | G | CAT2 |  | Landfill Gas | PJM_PENE | Pennsylvania | Somerset | 1.4 | 2011 | 9999 |  |  |  | 0.61247 | Default Emission Factor
Robeson County LFG to Energy | 59763_G_GEN01 | 59763 | G | GEN01 |  | Landfill Gas | S_VACA | North Carolina | Robeson | 1 | 2012 | 9999 |  |  |  | 0.61247 | Default Emission Factor
Robeson County LFG to Energy | 59763_G_GEN02 | 59763 | G | GEN02 |  | Landfill Gas | S_VACA | North Carolina | Robeson | 1 | 2015 | 9999 |  |  |  | 0.61247 | Default Emission Factor
Oregon Clean Energy Center | 59764_G_CTG11 | 59764 | G | CTG11 | 90998 | Combined Cycle | PJM_ATSI | Ohio | Lucas | 256.5 | 2017 | 9999 | 2019 | 38.49 | 3719058 | 0.02829 | NEI 2019
Oregon Clean Energy Center | 59764_G_CTG12 | 59764 | G | CTG12 | 90999 | Combined Cycle | PJM_ATSI | Ohio | Lucas | 256.5 | 2017 | 9999 | 2019 | 39.21 | 1773802 | 0.02829 | NEI 2019
Oregon Clean Energy Center | 59764_G_EDG13 | 59764 | G | EDG13 |  | Combustion Turbine | PJM_ATSI | Ohio | Lucas | 1.5 | 2017 | 9999 |  |  |  | 0.86775 | Default Emission Factor
Oregon Clean Energy Center | 59764_G_STG10 | 59764 | G | STG10 | 90998 | Combined Cycle | PJM_ATSI | Ohio | Lucas | 334.6 | 2017 | 9999 |  |  |  | 0.02829 | NEI 2019
Carroll County Energy | 59773_G_CGT1 | 59773 | G | CGT1 | 91034 | Combined Cycle | PJM_ATSI | Ohio | Carroll | 203.3 | 2017 | 9999 | 2019 | 64.62 | 1575457 | 0.05067 | NEI 2019
Carroll County Energy | 59773_G_CGT2 | 59773 | G | CGT2 | 91033 | Combined Cycle | PJM_ATSI | Ohio | Carroll | 203.3 | 2017 | 9999 | 2019 | 67.16 | 1592269 | 0.05067 | NEI 2019
Carroll County Energy | 59773_G_SGT1 | 59773 | G | SGT1 | 91034 | Combined Cycle | PJM_ATSI | Ohio | Carroll | 288 | 2017 | 9999 | 2019 | 0.009892 | 2034045 | 0.05067 | NEI 2019
BioTown Ag | 59774_G_ENG1 | 59774 | G | ENG1 |  | Non-Fossil Waste | MIS_INKY | Indiana | White | 1 | 2011 | 9999 |  |  |  | 0.81254 | Default Emission Factor
BioTown Ag | 59774_G_ENG2 | 59774 | G | ENG2 |  | Non-Fossil Waste | MIS_INKY | Indiana | White | 1 | 2011 | 9999 |  |  |  | 0.81254 | Default Emission Factor
BioTown Ag | 59774_G_ENG3 | 59774 | G | ENG3 |  | Non-Fossil Waste | MIS_INKY | Indiana | White | 1 | 2011 | 9999 |  |  |  | 0.81254 | Default Emission Factor
BioTown Ag | 59774_G_ENG4 | 59774 | G | ENG4 |  | Non-Fossil Waste | MIS_INKY | Indiana | White | 1 | 2014 | 9999 |  |  |  | 0.81254 | Default Emission Factor
BioTown Ag | 59774_G_ENG5 | 59774 | G | ENG5 |  | Non-Fossil Waste | MIS_INKY | Indiana | White | 1 | 2014 | 9999 |  |  |  | 0.81254 | Default Emission Factor
BioTown Ag | 59774_G_ENG6 | 59774 | G | ENG6 |  | Non-Fossil Waste | MIS_INKY | Indiana | White | 1 | 2014 | 9999 |  |  |  | 0.81254 | Default Emission Factor
Croda Atlas Point CHP | 59783_G_91197 | 59783 | G | 91197 |  | Landfill Gas | PJM_EMAC | Delaware | New Castle | 1.1 | 2013 | 9999 |  |  |  | 0.61247 | Default Emission Factor
Croda Atlas Point CHP | 59783_G_91198 | 59783 | G | 91198 |  | Landfill Gas | PJM_EMAC | Delaware | New Castle | 1.1 | 2013 | 9999 |  |  |  | 0.61247 | Default Emission Factor
Croda Atlas Point CHP | 59783_G_91199 | 59783 | G | 91199 |  | Landfill Gas | PJM_EMAC | Delaware | New Castle | 2 | 2019 | 9999 |  |  |  | 0.57643 | Default Emission Factor
Gila River Power Block 3 | 59784_G_CTG5 | 59784 | G | CTG5 | 8516 | Combined Cycle | WECC_AZ | Arizona | Maricopa | 146 | 2003 | 9999 | 2019 | 9.4335 | 937932 | 0.01335 | NEI 2019
Gila River Power Block 3 | 59784_G_CTG6 | 59784 | G | CTG6 | 8518 | Combined Cycle | WECC_AZ | Arizona | Maricopa | 146 | 2003 | 9999 | 2019 | 10.1984 | 2004378 | 0.01335 | NEI 2019
Gila River Power Block 3 | 59784_G_ST11 | 59784 | G | ST11 | 8516 | Combined Cycle | WECC_AZ | Arizona | Maricopa | 223 | 2003 | 9999 |  |  |  | 0.01335 | NEI 2019
Fremont Community Digester, LLC | 59785_G_19001 | 59785 | G | 19001 |  | Non-Fossil Waste | MIS_LMI | Michigan | Newaygo | 2.9 | 2012 | 9999 |  |  |  | 0.81254 | Default Emission Factor
Fremont Community Digester, LLC | 59785_G_19002 | 59785 | G | 19002 |  | Non-Fossil Waste | MIS_LMI | Michigan | Newaygo | 2.9 | 2012 | 9999 |  |  |  | 0.81254 | Default Emission Factor
Chicago West Side Energy Center | 59794_G_GEN1 | 59794 | G | GEN1 |  | Combustion Turbine | PJM_COMD | Illinois | Cook | 3.5 | 2003 | 2045 |  |  |  | 0.155 | Default Emission Factor
Munster Landfill Gas-to-Energy | 59808_G_GEN1 | 59808 | G | GEN1 |  | Landfill Gas | MIS_INKY | Indiana | Lake | 1.1 | 2012 | 9999 |  |  |  | 0.61247 | Default Emission Factor
Mountain Home Energy Center | 59809_G_GEN1 | 59809 | G | GEN1 |  | Combustion Turbine | S_C_TVA | Tennessee | Washington | 3.2 | 2002 | 9999 |  |  |  | 0.86775 | Default Emission Factor
Mountain Home Energy Center | 59809_G_GEN2 | 59809 | G | GEN2 |  | Combustion Turbine | S_C_TVA | Tennessee | Washington | 1.8 | 2002 | 9999 |  |  |  | 0.86775 | Default Emission Factor
Mountain Home Energy Center | 59809_G_GEN3 | 59809 | G | GEN3 |  | Combustion Turbine | S_C_TVA | Tennessee | Washington | 1.8 | 2002 | 9999 |  |  |  | 0.86775 | Default Emission Factor
Dairyland WTE Plant | 59810_G_GEN1 | 59810 | G | GEN1 |  | Non-Fossil Waste | MIS_WUMS | Wisconsin | Brown | 0.7 | 2012 | 9999 |  |  |  | 0.81254 | Default Emission Factor
Dairyland WTE Plant | 59810_G_GEN2 | 59810 | G | GEN2 |  | Non-Fossil Waste | MIS_WUMS | Wisconsin | Brown | 0.7 | 2012 | 9999 |  |  |  | 0.81254 | Default Emission Factor
Wolf Hollow II | 59812_G_CGT4 | 59812 | G | CGT4 | 91202 | Combined Cycle | ERC_REST | Texas | Hood | 314.1 | 2017 | 9999 | 2019 | 48.1763 | 2086822 | 0.0286 | NEI 2019
Wolf Hollow II | 59812_G_CGT5 | 59812 | G | CGT5 | 91203 | Combined Cycle | ERC_REST | Texas | Hood | 317.9 | 2017 | 9999 | 2019 | 43.318 | 2143623 | 0.0286 | NEI 2019
Wolf Hollow II | 59812_G_STG6 | 59812 | G | STG6 | 91202 | Combined Cycle | ERC_REST | Texas | Hood | 432 | 2017 | 9999 | 2019 | 0.0132 | 2168604 | 0.0286 | NEI 2019
Granby LFG | 59815_G_GLFG1 | 59815 | G | GLFG1 |  | Landfill Gas | NENGREST | Massachusetts | Hampshire | 2.8 | 2001 | 9999 |  |  |  | 0.61247 | Default Emission Factor
Nanticoke LFG | 59816_G_BR12 | 59816 | G | BR12 |  | Landfill Gas | NY_Z_C&E | New York | Broome | 4 | 2006 | 9999 |  |  |  | 0.61247 | Default Emission Factor
New River | 59845_G_E1 | 59845 | G | E1 |  | Landfill Gas | PJM_West | Virginia | Pulaski | 0.3 | 2013 | 9999 | 2019 | 16.3933 | 19445 | 1.6861 | NEI 2019
New River | 59845_G_E10 | 59845 | G | E10 |  | Landfill Gas | PJM_West | Virginia | Pulaski | 0.3 | 2013 | 9999 |  |  |  | 1.6861 | NEI 2019
New River | 59845_G_E11 | 59845 | G | E11 |  | Landfill Gas | PJM_West | Virginia | Pulaski | 0.3 | 2013 | 9999 |  |  |  | 1.6861 | NEI 2019
New River | 59845_G_E12 | 59845 | G | E12 |  | Landfill Gas | PJM_West | Virginia | Pulaski | 0.3 | 2013 | 9999 |  |  |  | 1.6861 | NEI 2019
New River | 59845_G_E13 | 59845 | G | E13 |  | Landfill Gas | PJM_West | Virginia | Pulaski | 0.3 | 2013 | 9999 |  |  |  | 1.6861 | NEI 2019
New River | 59845_G_E14 | 59845 | G | E14 |  | Landfill Gas | PJM_West | Virginia | Pulaski | 0.3 | 2013 | 9999 |  |  |  | 1.6861 | NEI 2019
New River | 59845_G_E15 | 59845 | G | E15 |  | Landfill Gas | PJM_West | Virginia | Pulaski | 0.3 | 2013 | 9999 |  |  |  | 1.6861 | NEI 2019
New River | 59845_G_E16 | 59845 | G | E16 |  | Landfill Gas | PJM_West | Virginia | Pulaski | 0.3 | 2013 | 9999 |  |  |  | 1.6861 | NEI 2019
New River | 59845_G_E17 | 59845 | G | E17 |  | Landfill Gas | PJM_West | Virginia | Pulaski | 0.3 | 2013 | 9999 |  |  |  | 1.6861 | NEI 2019
New River | 59845_G_E18 | 59845 | G | E18 |  | Landfill Gas | PJM_West | Virginia | Pulaski | 0.3 | 2013 | 9999 |  |  |  | 1.6861 | NEI 2019
New River | 59845_G_E2 | 59845 | G | E2 |  | Landfill Gas | PJM_West | Virginia | Pulaski | 0.3 | 2013 | 9999 |  |  |  | 1.6861 | NEI 2019
New River | 59845_G_E3 | 59845 | G | E3 |  | Landfill Gas | PJM_West | Virginia | Pulaski | 0.3 | 2013 | 9999 |  |  |  | 1.6861 | NEI 2019
New River | 59845_G_E4 | 59845 | G | E4 |  | Landfill Gas | PJM_West | Virginia | Pulaski | 0.3 | 2013 | 9999 |  |  |  | 1.6861 | NEI 2019
New River | 59845_G_E5 | 59845 | G | E5 |  | Landfill Gas | PJM_West | Virginia | Pulaski | 0.3 | 2013 | 9999 |  |  |  | 1.6861 | NEI 2019
New River | 59845_G_E6 | 59845 | G | E6 |  | Landfill Gas | PJM_West | Virginia | Pulaski | 0.3 | 2013 | 9999 |  |  |  | 1.6861 | NEI 2019
New River | 59845_G_E7 | 59845 | G | E7 |  | Landfill Gas | PJM_West | Virginia | Pulaski | 0.3 | 2013 | 9999 |  |  |  | 1.6861 | NEI 2019
New River | 59845_G_E8 | 59845 | G | E8 |  | Landfill Gas | PJM_West | Virginia | Pulaski | 0.3 | 2013 | 9999 |  |  |  | 1.6861 | NEI 2019
New River | 59845_G_E9 | 59845 | G | E9 |  | Landfill Gas | PJM_West | Virginia | Pulaski | 0.3 | 2013 | 9999 |  |  |  | 1.6861 | NEI 2019
Northwest Community Hospital | 59847_G_1 | 59847 | G | 1 |  | Combustion Turbine | PJM_COMD | Illinois | Cook | 0.9 | 1996 | 2045 |  |  |  | 0.86775 | Default Emission Factor
Northwest Community Hospital | 59847_G_2 | 59847 | G | 2 |  | Combustion Turbine | PJM_COMD | Illinois | Cook | 0.9 | 1996 | 2045 |  |  |  | 0.86775 | Default Emission Factor
Northwest Community Hospital | 59847_G_3 | 59847 | G | 3 |  | Combustion Turbine | PJM_COMD | Illinois | Cook | 0.9 | 1996 | 2045 |  |  |  | 0.86775 | Default Emission Factor
Northwest Community Hospital | 59847_G_4 | 59847 | G | 4 |  | Combustion Turbine | PJM_COMD | Illinois | Cook | 0.9 | 1996 | 2045 |  |  |  | 0.86775 | Default Emission Factor
HP Hood CT | 59860_G_HHOOD | 59860 | G | HHOOD |  | Combustion Turbine | PJM_AP | Virginia | Frederick | 15 | 2015 | 9999 | 2018 | 10.7394 | 83390 | 0.25757 | Virginia State Emissions
Exelon West Medway II LLC | 59882_G_4 | 59882 | G | 4 | 91232 | Combustion Turbine | NENGREST | Massachusetts | Norfolk | 97.4 | 2019 | 9999 |  |  |  | 0.06931 | Default Emission Factor
Exelon West Medway II LLC | 59882_G_5 | 59882 | G | 5 | 91233 | Combustion Turbine | NENGREST | Massachusetts | Norfolk | 97.4 | 2019 | 9999 |  |  |  | 0.06931 | Default Emission Factor
Moxie Freedom Generation Plant | 59906_G_GEN1 | 59906 | G | GEN1 | 91193 | Combined Cycle | PJM_WMAC | Pennsylvania | Luzerne | 490 | 2018 | 9999 | 2019 | 69.6162 | 3606530 | 0.04106 | NEI 2019
Moxie Freedom Generation Plant | 59906_G_GEN2 | 59906 | G | GEN2 | 91194 | Combined Cycle | PJM_WMAC | Pennsylvania | Luzerne | 490 | 2018 | 9999 | 2019 | 73.1824 | 3349099 | 0.04106 | NEI 2019
Greensville County Power Station | 59913_G_CT01 | 59913 | G | CT01 | 91099 | Combined Cycle | PJM_Dom | Virginia | Greensville | 324.4 | 2018 | 9999 | 2019 | 35.6506 | 9859878 | 0.02155 | NEI 2019
Greensville County Power Station | 59913_G_CT02 | 59913 | G | CT02 | 91100 | Combined Cycle | PJM_Dom | Virginia | Greensville | 324.4 | 2018 | 9999 |  |  |  | 0.02155 | NEI 2019
Greensville County Power Station | 59913_G_CT03 | 59913 | G | CT03 | 91101 | Combined Cycle | PJM_Dom | Virginia | Greensville | 324.4 | 2018 | 9999 |  |  |  | 0.02155 | NEI 2019
Greensville County Power Station | 59913_G_ST01 | 59913 | G | ST01 | 91099 | Combined Cycle | PJM_Dom | Virginia | Greensville | 611.8 | 2018 | 9999 |  |  |  | 0.02155 | NEI 2019
Alpine Power Plant | 59926_G_AI1 | 59926 | G | AI1 | 91051 | Combustion Turbine | MIS_LMI | Michigan | Otsego | 202.6 | 2016 | 9999 | 2019 | 1.7155 | 155982.5 | 0.022 | NEI 2019
Alpine Power Plant | 59926_G_AI2 | 59926 | G | AI2 | 91052 | Combustion Turbine | MIS_LMI | Michigan | Otsego | 202.6 | 2016 | 9999 | 2019 | 1.6265 | 155982.5 | 0.02086 | NEI 2019
FCPC Renewable Generation | 59931_G_GEN1 | 59931 | G | GEN1 |  | Non-Fossil Waste | MIS_WUMS | Wisconsin | Milwaukee | 1 | 2013 | 9999 |  |  |  | 0.81254 | Default Emission Factor
FCPC Renewable Generation | 59931_G_GEN2 | 59931 | G | GEN2 |  | Non-Fossil Waste | MIS_WUMS | Wisconsin | Milwaukee | 1 | 2013 | 9999 |  |  |  | 0.81254 | Default Emission Factor
Sky Global Power One | 59938_G_UNIT1 | 59938 | G | UNIT1 |  | Combustion Turbine | ERC_REST | Texas | Colorado | 8.3 | 2016 | 9999 | 2018 | 0.44373 | 7666.6667 | 0.11576 | Texas Emissions Inventory
Sky Global Power One | 59938_G_UNIT2 | 59938 | G | UNIT2 |  | Combustion Turbine | ERC_REST | Texas | Colorado | 8.3 | 2016 | 9999 | 2018 | 0.44373 | 7666.6667 | 0.11576 | Texas Emissions Inventory
Sky Global Power One | 59938_G_UNIT3 | 59938 | G | UNIT3 |  | Combustion Turbine | ERC_REST | Texas | Colorado | 8.3 | 2016 | 9999 | 2018 | 0.44373 | 7666.6667 | 0.11576 | Texas Emissions Inventory
Sky Global Power One | 59938_G_UNIT4 | 59938 | G | UNIT4 |  | Combustion Turbine | ERC_REST | Texas | Colorado | 8.3 | 2016 | 9999 | 2018 | 0.44373 | 7666.6667 | 0.11576 | Texas Emissions Inventory
Sky Global Power One | 59938_G_UNIT5 | 59938 | G | UNIT5 |  | Combustion Turbine | ERC_REST | Texas | Colorado | 8.3 | 2016 | 9999 | 2018 | 0.44373 | 7666.6667 | 0.11576 | Texas Emissions Inventory
Sky Global Power One | 59938_G_UNIT6 | 59938 | G | UNIT6 |  | Combustion Turbine | ERC_REST | Texas | Colorado | 8.3 | 2016 | 9999 | 2018 | 0.44373 | 7666.6667 | 0.11576 | Texas Emissions Inventory
Potrero Hills Energy Producers | 59952_G_1 | 59952 | G | 1 |  | Landfill Gas | WEC_CALN | California | Solano | 1.6 | 2016 | 9999 | 2018 | 0.4786 | 12647.8 | 0.07568 | California Air Resources Board
Potrero Hills Energy Producers | 59952_G_2 | 59952 | G | 2 |  | Landfill Gas | WEC_CALN | California | Solano | 1.6 | 2016 | 9999 | 2018 | 0.4786 | 12647.8 | 0.07568 | California Air Resources Board
Potrero Hills Energy Producers | 59952_G_3 | 59952 | G | 3 |  | Landfill Gas | WEC_CALN | California | Solano | 1.6 | 2016 | 9999 | 2018 | 0.4786 | 12647.8 | 0.07568 | California Air Resources Board
Potrero Hills Energy Producers | 59952_G_4 | 59952 | G | 4 |  | Landfill Gas | WEC_CALN | California | Solano | 1.6 | 2016 | 9999 | 2018 | 0.4786 | 12647.8 | 0.07568 | California Air Resources Board
Potrero Hills Energy Producers | 59952_G_5 | 59952 | G | 5 |  | Landfill Gas | WEC_CALN | California | Solano | 1.6 | 2016 | 9999 | 2018 | 0.4786 | 12647.8 | 0.07568 | California Air Resources Board
Eight Flags Energy | 60025_G_01 | 60025 | G | 01 |  | Combustion Turbine | FRCC | Florida | Nassau | 21.3 | 2016 | 9999 | 2019 | 30.0955 | 180604 | 0.33328 | NEI 2019
Lorin Industries | 60102_G_1 | 60102 | G | 1 |  | Combustion Turbine | MIS_LMI | Michigan | Muskegon | 0.8 | 1990 | 9999 | 2018 | 0.071875 | 2285.115 | 0.06291 | Michigan Point Source Emission
Lorin Industries | 60102_G_2 | 60102 | G | 2 |  | Combustion Turbine | MIS_LMI | Michigan | Muskegon | 0.8 | 1990 | 9999 | 2018 | 0.071875 | 2285.115 | 0.06291 | Michigan Point Source Emission
Lorin Industries | 60102_G_3 | 60102 | G | 3 |  | Combustion Turbine | MIS_LMI | Michigan | Muskegon | 0.8 | 1990 | 9999 | 2018 | 0.071875 | 2285.115 | 0.06291 | Michigan Point Source Emission
Lorin Industries | 60102_G_4 | 60102 | G | 4 |  | Combustion Turbine | MIS_LMI | Michigan | Muskegon | 0.8 | 1990 | 9999 | 2018 | 0.071875 | 2285.115 | 0.06291 | Michigan Point Source Emission
Colorado Bend II | 60122_G_CT7 | 60122 | G | CT7 | 91195 | Combined Cycle | ERC_REST | Texas | Wharton | 313.2 | 2017 | 9999 | 2019 | 45.2682 | 1984589 | 0.03171 | NEI 2019
Colorado Bend II | 60122_G_CT8 | 60122 | G | CT8 | 91196 | Combined Cycle | ERC_REST | Texas | Wharton | 313.2 | 2017 | 9999 | 2019 | 51.514 | 2015525 | 0.03171 | NEI 2019
Colorado Bend II | 60122_G_STG9 | 60122 | G | STG9 | 91195 | Combined Cycle | ERC_REST | Texas | Wharton | 461.4 | 2017 | 9999 | 2019 | 0.0132 | 2104363 | 0.03171 | NEI 2019
Olive | 6013_G_O1 | 6013 | G | O1 | 2677 | O/G Steam | WEC_LADW | California | Los Angeles | 44 | 1959 | 9999 |  |  |  | 0.15323 | Default Emission Factor
Olive | 6013_G_O2 | 6013 | G | O2 | 2678 | O/G Steam | WEC_LADW | California | Los Angeles | 55 | 1964 | 9999 |  |  |  | 0.15323 | Default Emission Factor
Big Sand Draw Plant | 60130_G_1 | 60130 | G | 1 |  | Combustion Turbine | WECC_WY | Wyoming | Fremont | 1.4 | 2015 | 9999 |  |  |  | 0.86775 | Default Emission Factor
Big Sand Draw Plant | 60130_G_2 | 60130 | G | 2 |  | Combustion Turbine | WECC_WY | Wyoming | Fremont | 1.4 | 2015 | 9999 |  |  |  | 0.86775 | Default Emission Factor
Big Sand Draw Plant | 60130_G_4 | 60130 | G | 4 |  | Combustion Turbine | WECC_WY | Wyoming | Fremont | 1.4 | 2015 | 9999 |  |  |  | 0.86775 | Default Emission Factor
Big Sand Draw Plant | 60130_G_5 | 60130 | G | 5 |  | Combustion Turbine | WECC_WY | Wyoming | Fremont | 1.4 | 2015 | 9999 |  |  |  | 0.86775 | Default Emission Factor
Big Sand Draw Plant | 60130_G_6 | 60130 | G | 6 |  | Combustion Turbine | WECC_WY | Wyoming | Fremont | 1.4 | 2015 | 9999 |  |  |  | 0.86775 | Default Emission Factor
Glasgow LFGTE | 60137_G_1 | 60137 | G | 1 |  | Landfill Gas | PJM_West | Kentucky | Barren | 1 | 2015 | 9999 |  |  |  | 0.61247 | Default Emission Factor
ADS Renewable Energy-Wolf Creek LLC | 60184_G_GEN1 | 60184 | G | GEN1 |  | Landfill Gas | S_SOU | Georgia | Twiggs | 1.4 | 2011 | 9999 |  |  |  | 0.61247 | Default Emission Factor
ADS Renewable Energy-Wolf Creek LLC | 60184_G_GEN2 | 60184 | G | GEN2 |  | Landfill Gas | S_SOU | Georgia | Twiggs | 1.4 | 2011 | 9999 |  |  |  | 0.61247 | Default Emission Factor
Zero Waste Energy Development Co LLC | 60220_G_ZWED1 | 60220 | G | ZWED1 |  | Non-Fossil Waste | WEC_CALN | California | Santa Clara | 0.8 | 2015 | 9999 |  |  |  | 0.81254 | Default Emission Factor
Zero Waste Energy Development Co LLC | 60220_G_ZWED2 | 60220 | G | ZWED2 |  | Non-Fossil Waste | WEC_CALN | California | Santa Clara | 0.8 | 2015 | 9999 |  |  |  | 0.81254 | Default Emission Factor
Bristol Plant | 60222_G_A1 | 60222 | G | A1 |  | Landfill Gas | S_C_TVA | Virginia | Bristol City | 0.3 | 2016 | 9999 | 2018 | 0.23889 | 485.2222 | 0.98466 | Virginia State Emissions
Bristol Plant | 60222_G_A2 | 60222 | G | A2 |  | Landfill Gas | S_C_TVA | Virginia | Bristol City | 0.3 | 2016 | 9999 | 2018 | 0.23889 | 485.2222 | 0.98466 | Virginia State Emissions
Bristol Plant | 60222_G_A3 | 60222 | G | A3 |  | Landfill Gas | S_C_TVA | Virginia | Bristol City | 0.3 | 2016 | 9999 | 2018 | 0.23889 | 485.2222 | 0.98466 | Virginia State Emissions
Bristol Plant | 60222_G_A4 | 60222 | G | A4 |  | Landfill Gas | S_C_TVA | Virginia | Bristol City | 0.3 | 2016 | 9999 | 2018 | 0.23889 | 485.2222 | 0.98466 | Virginia State Emissions
Bristol Plant | 60222_G_A5 | 60222 | G | A5 |  | Landfill Gas | S_C_TVA | Virginia | Bristol City | 0.3 | 2016 | 9999 | 2018 | 0.23889 | 485.2222 | 0.98466 | Virginia State Emissions
Bristol Plant | 60222_G_A6 | 60222 | G | A6 |  | Landfill Gas | S_C_TVA | Virginia | Bristol City | 0.3 | 2016 | 9999 | 2018 | 0.23889 | 485.2222 | 0.98466 | Virginia State Emissions
Bristol Plant | 60222_G_C1 | 60222 | G | C1 |  | Landfill Gas | S_C_TVA | Virginia | Bristol City | 0.3 | 2015 | 9999 | 2018 | 0.23889 | 485.2222 | 0.98466 | Virginia State Emissions
Bristol Plant | 60222_G_C2 | 60222 | G | C2 |  | Landfill Gas | S_C_TVA | Virginia | Bristol City | 0.3 | 2015 | 9999 | 2018 | 0.23889 | 485.2222 | 0.98466 | Virginia State Emissions
Bristol Plant | 60222_G_C3 | 60222 | G | C3 |  | Landfill Gas | S_C_TVA | Virginia | Bristol City | 0.3 | 2015 | 9999 | 2018 | 0.23889 | 485.2222 | 0.98466 | Virginia State Emissions
Bristol Plant | 60222_G_C4 | 60222 | G | C4 |  | Landfill Gas | S_C_TVA | Virginia | Bristol City | 0.3 | 2015 | 9999 | 2018 | 0.23889 | 485.2222 | 0.98466 | Virginia State Emissions
Bristol Plant | 60222_G_C5 | 60222 | G | C5 |  | Landfill Gas | S_C_TVA | Virginia | Bristol City | 0.3 | 2015 | 9999 | 2018 | 0.23889 | 485.2222 | 0.98466 | Virginia State Emissions
Bristol Plant | 60222_G_C6 | 60222 | G | C6 |  | Landfill Gas | S_C_TVA | Virginia | Bristol City | 0.3 | 2015 | 9999 | 2018 | 0.23889 | 485.2222 | 0.98466 | Virginia State Emissions
Belle Haven Diesel Generation Facility | 60234_G_BDG10 | 60234 | G | BDG10 |  | Combustion Turbine | PJM_EMAC | Virginia | Accomack | 2 | 2002 | 9999 | 2018 | 0.0189 | 124 | 0.30484 | Virginia State Emissions
Belle Haven Diesel Generation Facility | 60234_G_BDG9 | 60234 | G | BDG9 |  | Combustion Turbine | PJM_EMAC | Virginia | Accomack | 2 | 2002 | 9999 | 2018 | 0.0189 | 124 | 0.30484 | Virginia State Emissions
Perdue Diesel Generation Facility | 60235_G_PDG5 | 60235 | G | PDG5 |  | Combustion Turbine | PJM_EMAC | Virginia | Accomack | 2 | 2002 | 9999 | 2018 | 0.01535 | 103.5 | 0.29662 | Virginia State Emissions
Perdue Diesel Generation Facility | 60235_G_PDG6 | 60235 | G | PDG6 |  | Combustion Turbine | PJM_EMAC | Virginia | Accomack | 2 | 2002 | 9999 | 2018 | 0.01535 | 103.5 | 0.29662 | Virginia State Emissions
Onancock Diesel Generation Facility | 60236_G_ODG7 | 60236 | G | ODG7 |  | Combustion Turbine | PJM_EMAC | Virginia | Accomack | 2 | 2002 | 9999 | 2018 | 0.01585 | 96.5 | 0.3285 | Virginia State Emissions
Onancock Diesel Generation Facility | 60236_G_ODG8 | 60236 | G | ODG8 |  | Combustion Turbine | PJM_EMAC | Virginia | Accomack | 2 | 2002 | 9999 | 2018 | 0.01585 | 96.5 | 0.3285 | Virginia State Emissions
Union Renewable Energy Facility | 60241_G_00611 | 60241 | G | 00611 |  | Landfill Gas | S_VACA | South Carolina | Union | 1.2 | 2015 | 9999 |  |  |  | 0.61247 | Default Emission Factor
Union Renewable Energy Facility | 60241_G_00677 | 60241 | G | 00677 |  | Landfill Gas | S_VACA | South Carolina | Union | 1.2 | 2015 | 9999 |  |  |  | 0.61247 | Default Emission Factor
Silicon Valley Clean Water | 60249_G_CGN | 60249 | G | CGN |  | Non-Fossil Waste | WEC_CALN | California | San Mateo | 1.2 | 2015 | 9999 |  |  |  | 0.81254 | Default Emission Factor
Owatonna Energy Station | 60254_G_UNIT1 | 60254 | G | UNIT1 |  | Combustion Turbine | MIS_MNWI | Minnesota | Steele | 9.7 | 2018 | 9999 |  |  |  | 0.86775 | Default Emission Factor
Owatonna Energy Station | 60254_G_UNIT2 | 60254 | G | UNIT2 |  | Combustion Turbine | MIS_MNWI | Minnesota | Steele | 9.7 | 2018 | 9999 |  |  |  | 0.86775 | Default Emission Factor
Owatonna Energy Station | 60254_G_UNIT3 | 60254 | G | UNIT3 |  | Combustion Turbine | MIS_MNWI | Minnesota | Steele | 9.7 | 2018 | 9999 | 2019 | 0.18362 | 7092.5 | 0.05178 | NEI 2019
Owatonna Energy Station | 60254_G_UNIT4 | 60254 | G | UNIT4 |  | Combustion Turbine | MIS_MNWI | Minnesota | Steele | 9.7 | 2018 | 9999 | 2019 | 0.1707 | 7092.5 | 0.04814 | NEI 2019
Durham AWTF | 60263_G_GEN1 | 60263 | G | GEN1 |  | Non-Fossil Waste | WECC_PNW | Oregon | Washington | 0.7 | 2015 | 9999 |  |  |  | 0.81254 | Default Emission Factor
Durham AWTF | 60263_G_GEN2 | 60263 | G | GEN2 |  | Non-Fossil Waste | WECC_PNW | Oregon | Washington | 0.8 | 2015 | 9999 |  |  |  | 0.81254 | Default Emission Factor
Bacliff | 60264_G_BCGT1 | 60264 | G | BCGT1 | 91269 | Combustion Turbine | ERC_REST | Texas | Galveston | 54 | 2018 | 9999 | 2019 | 1.33 | 26729.3333 | 0.09952 | NEI 2019
Bacliff | 60264_G_BCGT2 | 60264 | G | BCGT2 | 91270 | Combustion Turbine | ERC_REST | Texas | Galveston | 54 | 2018 | 9999 | 2019 | 1.1113 | 26729.3333 | 0.08315 | NEI 2019
Bacliff | 60264_G_BCGT3 | 60264 | G | BCGT3 | 91271 | Combustion Turbine | ERC_REST | Texas | Galveston | 54 | 2018 | 9999 | 2019 | 0.83 | 26729.3333 | 0.0621 | NEI 2019
Bacliff | 60264_G_BCGT4 | 60264 | G | BCGT4 | 91272 | Combustion Turbine | ERC_REST | Texas | Galveston | 54 | 2018 | 9999 | 2019 | 0.99 | 26729.3333 | 0.07408 | NEI 2019
Bacliff | 60264_G_BCGT5 | 60264 | G | BCGT5 | 91273 | Combustion Turbine | ERC_REST | Texas | Galveston | 54 | 2018 | 9999 | 2019 | 1.6 | 26729.3333 | 0.11972 | NEI 2019
Bacliff | 60264_G_BCGT6 | 60264 | G | BCGT6 | 91274 | Combustion Turbine | ERC_REST | Texas | Galveston | 54 | 2018 | 9999 | 2019 | 1.17 | 26729.3333 | 0.08754 | NEI 2019
West Groton CHP | 60276_G_G1 | 60276 | G | G1 |  | Combustion Turbine | NENGREST | Massachusetts | Middlesex | 3.8 | 2015 | 9999 |  |  |  | 0.155 | Default Emission Factor
Keys Energy Center | 60302_G_10 | 60302 | G | 10 | 91141 | Combined Cycle | PJM_SMAC | Maryland | Prince Georges | 327 | 2018 | 9999 |  |  |  | 0.02812 | NEI 2019
Keys Energy Center | 60302_G_11 | 60302 | G | 11 | 91141 | Combined Cycle | PJM_SMAC | Maryland | Prince Georges | 214 | 2018 | 9999 | 2019 | 37.8761 | 1509825 | 0.02812 | NEI 2019
Keys Energy Center | 60302_G_12 | 60302 | G | 12 | 91142 | Combined Cycle | PJM_SMAC | Maryland | Prince Georges | 214 | 2018 | 9999 | 2019 | 27.6184 | 1452135 | 0.02812 | NEI 2019
Belle River | 6034_G_12-1 | 6034 | G | 12-1 | 2697 | Combustion Turbine | MIS_LMI | Michigan | St Clair | 75 | 1999 | 9999 | 2019 | 1.357 | 110930.0223 | 0.02447 | NEI 2019
Belle River | 6034_G_12-2 | 6034 | G | 12-2 | 2698 | Combustion Turbine | MIS_LMI | Michigan | St Clair | 75 | 1999 | 9999 | 2019 | 0.3783 | 110930.0223 | 0.00682 | NEI 2019
Belle River | 6034_G_13-1 | 6034 | G | 13-1 | 2699 | Combustion Turbine | MIS_LMI | Michigan | St Clair | 74 | 1999 | 9999 | 2019 | 1.8025 | 109450.9554 | 0.03294 | NEI 2019
Belle River | 6034_G_3 | 6034 | G | 3 |  | Combustion Turbine | MIS_LMI | Michigan | St Clair | 3 | 1981 | 9999 |  |  |  | 0.86775 | Default Emission Factor
Belle River | 6034_G_4 | 6034 | G | 4 |  | Combustion Turbine | MIS_LMI | Michigan | St Clair | 3 | 1981 | 9999 |  |  |  | 0.86775 | Default Emission Factor
Belle River | 6034_G_5 | 6034 | G | 5 |  | Combustion Turbine | MIS_LMI | Michigan | St Clair | 3 | 1981 | 9999 |  |  |  | 0.86775 | Default Emission Factor
Belle River | 6034_G_IC1 | 6034 | G | IC1 |  | Combustion Turbine | MIS_LMI | Michigan | St Clair | 2 | 1981 | 9999 |  |  |  | 0.86775 | Default Emission Factor
Belle River | 6034_G_IC2 | 6034 | G | IC2 |  | Combustion Turbine | MIS_LMI | Michigan | St Clair | 3 | 1981 | 9999 |  |  |  | 0.86775 | Default Emission Factor
Okeechobee Clean Energy Center | 60345_G_1A | 60345 | G | 1A | 91288 | Combined Cycle | FRCC | Florida | Okeechobee | 376.6 | 2019 | 9999 | 2019 | 29.6753 | 1802848 | 0.02271 | NEI 2019
Okeechobee Clean Energy Center | 60345_G_1B | 60345 | G | 1B | 91287 | Combined Cycle | FRCC | Florida | Okeechobee | 376.6 | 2019 | 9999 | 2019 | 24.5177 | 1887781 | 0.02271 | NEI 2019
Okeechobee Clean Energy Center | 60345_G_1C | 60345 | G | 1C | 91289 | Combined Cycle | FRCC | Florida | Okeechobee | 376.6 | 2019 | 9999 | 2019 | 26.2315 | 1205614 | 0.02271 | NEI 2019
Okeechobee Clean Energy Center | 60345_G_1ST | 60345 | G | 1ST | 91288 | Combined Cycle | FRCC | Florida | Okeechobee | 593.3 | 2019 | 9999 |  |  |  | 0.02271 | NEI 2019
Hill AFB LFG Facility, Bldg #737 | 60349_G_LFGG1 | 60349 | G | LFGG1 |  | Landfill Gas | WECC_UT | Utah | Davis | 0.6 | 2005 | 9999 |  |  |  | 0.61247 | Default Emission Factor
Hill AFB LFG Facility, Bldg #737 | 60349_G_LFGG2 | 60349 | G | LFGG2 |  | Landfill Gas | WECC_UT | Utah | Davis | 0.7 | 2005 | 9999 |  |  |  | 0.61247 | Default Emission Factor
Hill AFB LFG Facility, Bldg #737 | 60349_G_LFGG3 | 60349 | G | LFGG3 |  | Landfill Gas | WECC_UT | Utah | Davis | 0.9 | 2008 | 9999 |  |  |  | 0.61247 | Default Emission Factor
Greenwood (MI) | 6035_G_11-1 | 6035 | G | 11-1 | 2701 | Combustion Turbine | MIS_LMI | Michigan | St Clair | 75 | 1999 | 9999 | 2019 | 0.521 | 28998.5491 | 0.03593 | NEI 2019
Greenwood (MI) | 6035_G_11-2 | 6035 | G | 11-2 | 2702 | Combustion Turbine | MIS_LMI | Michigan | St Clair | 75 | 1999 | 9999 | 2019 | 0.687 | 28998.5491 | 0.04738 | NEI 2019
Greenwood (MI) | 6035_G_11-3 | 6035 | G | 11-3 | 2703 | Combustion Turbine | MIS_LMI | Michigan | St Clair | 74 | 1999 | 9999 | 2019 | 0.2291 | 28611.9018 | 0.01601 | NEI 2019
South Field Energy | 60356_G_SFECC | 60356 | G | SFECC |  | Combined Cycle | PJM_ATSI | Ohio | Columbiana | 1060 | 2021 | 9999 |  |  |  | 0.02972 | Default Emission Factor
Lackawanna Energy Center | 60357_G_GEN1 | 60357 | G | GEN1 | 91210 | Combined Cycle | PJM_WMAC | Pennsylvania | Lackawanna | 465 | 2018 | 9999 | 2019 | 23.6 | 3577535 | 0.01319 | NEI 2019
Lackawanna Energy Center | 60357_G_GEN2 | 60357 | G | GEN2 | 91211 | Combined Cycle | PJM_WMAC | Pennsylvania | Lackawanna | 465 | 2018 | 9999 | 2019 | 31.3 | 3450424 | 0.01814 | NEI 2019
Lackawanna Energy Center | 60357_G_GEN3 | 60357 | G | GEN3 | 91212 | Combined Cycle | PJM_WMAC | Pennsylvania | Lackawanna | 465 | 2018 | 9999 | 2019 | 25.1 | 3135109 | 0.01601 | NEI 2019
White Street Renewables | 60364_G_WSLFG | 60364 | G | WSLFG |  | Landfill Gas | S_VACA | North Carolina | Guilford | 1.6 | 2019 | 9999 |  |  |  | 0.57643 | Default Emission Factor
Panda Hummel Station LLC | 60368_G_CTG1 | 60368 | G | CTG1 | 91106 | Combined Cycle | PJM_WMAC | Pennsylvania | Snyder | 226.3 | 2018 | 9999 | 2019 | 26.1039 | 1398187 | 0.02889 | NEI 2019
Panda Hummel Station LLC | 60368_G_CTG2 | 60368 | G | CTG2 | 91107 | Combined Cycle | PJM_WMAC | Pennsylvania | Snyder | 226.3 | 2018 | 9999 | 2019 | 32.1312 | 1231635 | 0.02889 | NEI 2019
Panda Hummel Station LLC | 60368_G_CTG3 | 60368 | G | CTG3 | 91111 | Combined Cycle | PJM_WMAC | Pennsylvania | Snyder | 226.3 | 2018 | 9999 | 2019 | 23.0118 | 1029926 | 0.02889 | NEI 2019
Panda Hummel Station LLC | 60368_G_STG | 60368 | G | STG | 91106 | Combined Cycle | PJM_WMAC | Pennsylvania | Snyder | 417.6 | 2018 | 9999 |  |  |  | 0.02889 | NEI 2019
Clean Energy Future-Lordstown, LLC | 60376_G_CTG1 | 60376 | G | CTG1 | 91109 | Combined Cycle | PJM_ATSI | Ohio | Trumbull | 263 | 2018 | 9999 | 2019 | 38.1 | 1965110 | 0.03485 | NEI 2019
Clean Energy Future-Lordstown, LLC | 60376_G_CTG2 | 60376 | G | CTG2 | 91110 | Combined Cycle | PJM_ATSI | Ohio | Trumbull | 263 | 2018 | 9999 | 2019 | 66.24 | 1932385 | 0.03485 | NEI 2019
Clean Energy Future-Lordstown, LLC | 60376_G_STG1 | 60376 | G | STG1 | 91109 | Combined Cycle | PJM_ATSI | Ohio | Trumbull | 324 | 2018 | 9999 |  |  |  | 0.03485 | NEI 2019
Morgantown | 60388_G_GEMT | 60388 | G | GEMT |  | Landfill Gas | PJM_WMAC | Pennsylvania | Berks | 1.6 | 2016 | 9999 |  |  |  | 0.61247 | Default Emission Factor
Manatee | 6042_G_3 | 6042 | G | 3 | 88110 | Combined Cycle | FRCC | Florida | Manatee | 453 | 2005 | 9999 |  |  |  | 0.04405 | NEI 2019
Manatee | 6042_G_A | 6042 | G | A | 88110 | Combined Cycle | FRCC | Florida | Manatee | 199 | 2005 | 9999 | 2019 | 44.595 | 3821139 | 0.04405 | NEI 2019
Manatee | 6042_G_B | 6042 | G | B | 88111 | Combined Cycle | FRCC | Florida | Manatee | 199 | 2005 | 9999 | 2019 | 42.1006 | 1224148 | 0.04405 | NEI 2019
Manatee | 6042_G_C | 6042 | G | C | 88112 | Combined Cycle | FRCC | Florida | Manatee | 199 | 2005 | 9999 | 2019 | 43.6142 | 1282167 | 0.04405 | NEI 2019
Manatee | 6042_G_D | 6042 | G | D | 88113 | Combined Cycle | FRCC | Florida | Manatee | 173.5 | 2005 | 9999 | 2019 | 43.0878 | 1545618 | 0.04405 | NEI 2019
Veyo Heat Recovery Project | 60421_G_WHR1 | 60421 | G | WHR1 |  | Non-Fossil Waste | WECC_UT | Utah | Washington | 8.4 | 2016 | 9999 |  |  |  | 0.81254 | Default Emission Factor
Martin | 6043_G_3GT1 | 6043 | G | 3GT1 | 2710 | Combined Cycle | FRCC | Florida | Martin | 165 | 1994 | 9999 | 2019 | 22.0202 | 1330520 | 0.0489 | NEI 2019
Martin | 6043_G_3GT2 | 6043 | G | 3GT2 | 2711 | Combined Cycle | FRCC | Florida | Martin | 165 | 1994 | 9999 | 2019 | 29.36 | 770915 | 0.0489 | NEI 2019
Martin | 6043_G_3ST | 6043 | G | 3ST | 2710 | Combined Cycle | FRCC | Florida | Martin | 157 | 1994 | 9999 |  |  |  | 0.0489 | NEI 2019
Martin | 6043_G_4GT1 | 6043 | G | 4GT1 | 2712 | Combined Cycle | FRCC | Florida | Martin | 165 | 1994 | 9999 | 2019 | 23.2634 | 1405698 | 0.04812 | NEI 2019
Martin | 6043_G_4GT2 | 6043 | G | 4GT2 | 2713 | Combined Cycle | FRCC | Florida | Martin | 165 | 1994 | 9999 | 2019 | 29.0028 | 766766 | 0.04812 | NEI 2019
Martin | 6043_G_4ST | 6043 | G | 4ST | 2712 | Combined Cycle | FRCC | Florida | Martin | 157 | 1994 | 9999 |  |  |  | 0.04812 | NEI 2019
Martin | 6043_G_8 | 6043 | G | 8 | 2716 | Combined Cycle | FRCC | Florida | Martin | 447.8 | 2005 | 9999 |  |  |  | 0.04502 | NEI 2019
Martin | 6043_G_8A | 6043 | G | 8A | 2716 | Combined Cycle | FRCC | Florida | Martin | 196.8 | 2001 | 9999 | 2019 | 40.7161 | 3790930 | 0.04502 | NEI 2019
Martin | 6043_G_8B | 6043 | G | 8B | 2717 | Combined Cycle | FRCC | Florida | Martin | 196.8 | 2001 | 9999 | 2019 | 40.6869 | 1158691 | 0.04502 | NEI 2019
Martin | 6043_G_8C | 6043 | G | 8C | 88114 | Combined Cycle | FRCC | Florida | Martin | 196.8 | 2005 | 9999 | 2019 | 43.4185 | 1250411 | 0.04502 | NEI 2019
Martin | 6043_G_8D | 6043 | G | 8D | 88115 | Combined Cycle | FRCC | Florida | Martin | 196.8 | 2005 | 9999 | 2019 | 42.6999 | 1242898 | 0.04502 | NEI 2019
Athens Energy | 60457_G_1 | 60457 | G | 1 |  | Biomass | NENG_ME | Maine | Somerset | 7.1 | 2016 | 9999 |  |  |  | 0.68393 | Default Emission Factor
Port Comfort Power LLC | 60459_G_PC1 | 60459 | G | PC1 | 91150 | Combustion Turbine | ERC_REST | Texas | Calhoun | 45 | 2017 | 9999 | 2019 | 0.32 | 28264 | 0.02264 | NEI 2019
Port Comfort Power LLC | 60459_G_PC2 | 60459 | G | PC2 | 91151 | Combustion Turbine | ERC_REST | Texas | Calhoun | 45 | 2017 | 9999 | 2019 | 0.37 | 28264 | 0.02618 | NEI 2019
DeBary | 6046_G_10 | 6046 | G | 10 | 2718 | Combustion Turbine | FRCC | Florida | Volusia | 75 | 1992 | 9999 | 2019 | 0.17189 | 18104.6797 | 0.01899 | NEI 2019
DeBary | 6046_G_2 | 6046 | G | 2 |  | Combustion Turbine | FRCC | Florida | Volusia | 48 | 1976 | 9999 | 2019 | 0.17394 | 11586.995 | 0.03002 | NEI 2019
DeBary | 6046_G_3 | 6046 | G | 3 |  | Combustion Turbine | FRCC | Florida | Volusia | 50 | 1975 | 9999 | 2019 | 0.10528 | 12069.7865 | 0.01745 | NEI 2019
DeBary | 6046_G_4 | 6046 | G | 4 |  | Combustion Turbine | FRCC | Florida | Volusia | 50 | 1976 | 9999 | 2019 | 0.093863 | 12069.7865 | 0.01555 | NEI 2019
DeBary | 6046_G_5 | 6046 | G | 5 |  | Combustion Turbine | FRCC | Florida | Volusia | 50 | 1975 | 9999 | 2019 | 0.043674 | 12069.7865 | 0.00724 | NEI 2019
DeBary | 6046_G_6 | 6046 | G | 6 |  | Combustion Turbine | FRCC | Florida | Volusia | 51 | 1976 | 9999 | 2019 | 0.10893 | 12311.1822 | 0.0177 | NEI 2019
DeBary | 6046_G_7 | 6046 | G | 7 | 2719 | Combustion Turbine | FRCC | Florida | Volusia | 79 | 1992 | 9999 | 2019 | 1.7442 | 19070.2626 | 0.18293 | NEI 2019
DeBary | 6046_G_8 | 6046 | G | 8 | 2720 | Combustion Turbine | FRCC | Florida | Volusia | 78 | 1992 | 9999 | 2019 | 1.8628 | 18828.8669 | 0.19787 | NEI 2019
DeBary | 6046_G_9 | 6046 | G | 9 | 2721 | Combustion Turbine | FRCC | Florida | Volusia | 80 | 1992 | 9999 | 2019 | 2.1985 | 19311.6583 | 0.22769 | NEI 2019
Chamon Power LLC | 60460_G_CH1 | 60460 | G | CH1 | 91152 | Combustion Turbine | ERC_REST | Texas | Harris | 45 | 2017 | 9999 | 2019 | 0.37 | 30802 | 0.02402 | NEI 2019
Chamon Power LLC | 60460_G_CH2 | 60460 | G | CH2 | 91153 | Combustion Turbine | ERC_REST | Texas | Harris | 45 | 2017 | 9999 | 2019 | 0.35 | 30802 | 0.02273 | NEI 2019
Tenaska Westmoreland Generating Station | 60464_G_CTG1 | 60464 | G | CTG1 | 91139 | Combined Cycle | PJM_PENE | Pennsylvania | Westmoreland | 286.6 | 2018 | 9999 | 2019 | 11.4 | 1654814 | 0.01217 | NEI 2019
Tenaska Westmoreland Generating Station | 60464_G_CTG2 | 60464 | G | CTG2 | 91140 | Combined Cycle | PJM_PENE | Pennsylvania | Westmoreland | 286.6 | 2018 | 9999 | 2019 | 20 | 1848104 | 0.01217 | NEI 2019
Tenaska Westmoreland Generating Station | 60464_G_STG1 | 60464 | G | STG1 | 91139 | Combined Cycle | PJM_PENE | Pennsylvania | Westmoreland | 370.8 | 2018 | 9999 |  |  |  | 0.01217 | NEI 2019
Friendswood Energy | 60468_G_GT-1 | 60468 | G | GT-1 | 91283 | Combustion Turbine | ERC_REST | Texas | Harris | 117 | 2018 | 9999 | 2019 | 3 | 70635 | 0.08494 | NEI 2019
West Tisbury Generating Facility | 6049_G_UN1 | 6049 | G | UN1 |  | Combustion Turbine | NENGREST | Massachusetts | Dukes | 2.8 | 1975 | 9999 | 2019 | 0.024523 | 293 | 0.1674 | NEI 2019
West Tisbury Generating Facility | 6049_G_UN2 | 6049 | G | UN2 |  | Combustion Turbine | NENGREST | Massachusetts | Dukes | 2.8 | 1975 | 9999 | 2019 | 0.3429 | 293 | 2.3406 | NEI 2019
Wansley | 6052_G_5A | 6052 | G | 5A | 90257 | Combustion Turbine | S_SOU | Georgia | Heard | 49 | 1980 | 9999 |  |  |  | 0.155 | Default Emission Factor
UA Central Utility Plant | 60536_G_TRBN1 | 60536 | G | TRBN1 |  | Combustion Turbine | SPP_WEST | Arkansas | Washington | 5.2 | 2016 | 9999 |  |  |  | 0.155 | Default Emission Factor
Marquette Energy Center | 60559_G_MEC1 | 60559 | G | MEC1 |  | Combustion Turbine | MIS_WUMS | Michigan | Marquette | 16.7 | 2017 | 9999 | 2019 | 24.3241 | 143873.999 | 0.33813 | NEI 2019
Marquette Energy Center | 60559_G_MEC2 | 60559 | G | MEC2 |  | Combustion Turbine | MIS_WUMS | Michigan | Marquette | 16.7 | 2017 | 9999 |  |  |  | 0.33813 | NEI 2019
Marquette Energy Center | 60559_G_MEC3 | 60559 | G | MEC3 |  | Combustion Turbine | MIS_WUMS | Michigan | Marquette | 16.7 | 2017 | 9999 |  |  |  | 0.33813 | NEI 2019
Westside Energy Station | 60564_G_WES1 | 60564 | G | WES1 |  | Combustion Turbine | MIS_MNWI | Minnesota | Olmsted | 9.3 | 2018 | 9999 |  |  |  | 0.86775 | Default Emission Factor
Westside Energy Station | 60564_G_WES2 | 60564 | G | WES2 |  | Combustion Turbine | MIS_MNWI | Minnesota | Olmsted | 9.3 | 2018 | 9999 |  |  |  | 0.86775 | Default Emission Factor
Westside Energy Station | 60564_G_WES3 | 60564 | G | WES3 |  | Combustion Turbine | MIS_MNWI | Minnesota | Olmsted | 9.3 | 2018 | 9999 |  |  |  | 0.86775 | Default Emission Factor
Westside Energy Station | 60564_G_WES4 | 60564 | G | WES4 |  | Combustion Turbine | MIS_MNWI | Minnesota | Olmsted | 9.3 | 2018 | 9999 |  |  |  | 0.86775 | Default Emission Factor
Westside Energy Station | 60564_G_WES5 | 60564 | G | WES5 |  | Combustion Turbine | MIS_MNWI | Minnesota | Olmsted | 9.3 | 2018 | 9999 |  |  |  | 0.86775 | Default Emission Factor
North City Cogeneration Facility | 60571_G_NCEP | 60571 | G | NCEP |  | Landfill Gas | WEC_SDGE | California | San Diego | 1.4 | 2013 | 9999 |  |  |  | 0.61247 | Default Emission Factor
Cascade Creek | 6058_G_1 | 6058 | G | 1 | 90209 | Combustion Turbine | MIS_MNWI | Minnesota | Olmsted | 27.9 | 1975 | 9999 |  |  |  | 0.155 | Default Emission Factor
Cascade Creek | 6058_G_2 | 6058 | G | 2 | 2727 | Combustion Turbine | MIS_MNWI | Minnesota | Olmsted | 49.5 | 2002 | 9999 |  |  |  | 0.155 | Default Emission Factor
CPV Fairview Energy Center | 60589_G_GEN1 | 60589 | G | GEN1 | 91312 | Combined Cycle | PJM_PENE | Pennsylvania | Cambria | 342 | 2020 | 9999 |  |  |  | 0.02972 | Default Emission Factor
CPV Fairview Energy Center | 60589_G_GEN2 | 60589 | G | GEN2 | 91311 | Combined Cycle | PJM_PENE | Pennsylvania | Cambria | 342 | 2020 | 9999 |  |  |  | 0.02972 | Default Emission Factor
CPV Fairview Energy Center | 60589_G_GEN3 | 60589 | G | GEN3 | 91312 | Combined Cycle | PJM_PENE | Pennsylvania | Cambria | 416 | 2020 | 9999 |  |  |  | 0.02972 | Default Emission Factor
Coachella | 6060_G_1 | 6060 | G | 1 |  | Combustion Turbine | WECC_IID | California | Riverside | 20.1 | 1973 | 9999 |  |  |  | 0.155 | Default Emission Factor
Coachella | 6060_G_2 | 6060 | G | 2 |  | Combustion Turbine | WECC_IID | California | Riverside | 20 | 1973 | 9999 |  |  |  | 0.155 | Default Emission Factor
Coachella | 6060_G_3 | 6060 | G | 3 |  | Combustion Turbine | WECC_IID | California | Riverside | 20.7 | 1974 | 9999 | 2017 | 0.044132 | 525.6176 | 0.16793 | NEI 2019
Coachella | 6060_G_4 | 6060 | G | 4 |  | Combustion Turbine | WECC_IID | California | Riverside | 20.8 | 1976 | 9999 |  |  |  | 0.155 | Default Emission Factor
St. Mary Clean Energy Center | 60610_G_1 | 60610 | G | 1 |  | Non-Fossil Waste | MIS_LA | Louisiana | St Mary | 47.9 | 2019 | 9999 |  |  |  | 0.36193 | Default Emission Factor
Electrifarm | 6063_G_1 | 6063 | G | 1 | 90086 | Combustion Turbine | MIS_MIDA | Iowa | Black Hawk | 56.4 | 1975 | 9999 | 2019 | 0.041587 | 303.9895 | 0.27361 | NEI 2019
Electrifarm | 6063_G_2 | 6063 | G | 2 | 90087 | Combustion Turbine | MIS_MIDA | Iowa | Black Hawk | 65.6 | 1978 | 9999 | 2019 | 0.12604 | 353.5764 | 0.71294 | NEI 2019
Electrifarm | 6063_G_3 | 6063 | G | 3 | 90088 | Combustion Turbine | MIS_MIDA | Iowa | Black Hawk | 67.8 | 1978 | 9999 | 2019 | 0.073083 | 365.4341 | 0.39998 | NEI 2019
Nearman Creek | 6064_G_CT4 | 6064 | G | CT4 | 89528 | Combustion Turbine | SPP_N | Kansas | Wyandotte | 76 | 2006 | 9999 | 2019 | 0.59834 | 8892 | 0.13458 | NEI 2019
Shakopee Energy Park | 60647_G_SQA01 | 60647 | G | SQA01 |  | Combustion Turbine | MIS_MNWI | Minnesota | Scott | 9.3 | 2017 | 9999 |  |  |  | 0.86775 | Default Emission Factor
Shakopee Energy Park | 60647_G_SQA02 | 60647 | G | SQA02 |  | Combustion Turbine | MIS_MNWI | Minnesota | Scott | 9.3 | 2017 | 9999 |  |  |  | 0.86775 | Default Emission Factor
Shakopee Energy Park | 60647_G_SQA03 | 60647 | G | SQA03 |  | Combustion Turbine | MIS_MNWI | Minnesota | Scott | 9.3 | 2017 | 9999 |  |  |  | 0.86775 | Default Emission Factor
Shakopee Energy Park | 60647_G_SQA04 | 60647 | G | SQA04 |  | Combustion Turbine | MIS_MNWI | Minnesota | Scott | 9.3 | 2017 | 9999 |  |  |  | 0.86775 | Default Emission Factor
Shakopee Energy Park | 60647_G_SQA05 | 60647 | G | SQA05 |  | Combustion Turbine | MIS_MNWI | Minnesota | Scott | 9.3 | 2017 | 9999 |  |  |  | 0.86775 | Default Emission Factor
Four Peaks Camino Real | 60696_G_1 | 60696 | G | 1 |  | Landfill Gas | WECC_NM | New Mexico | Dona Ana | 1.6 | 2008 | 9999 |  |  |  | 0.61247 | Default Emission Factor
Four Peaks Camino Real | 60696_G_2 | 60696 | G | 2 |  | Landfill Gas | WECC_NM | New Mexico | Dona Ana | 1.6 | 2008 | 9999 |  |  |  | 0.61247 | Default Emission Factor
Stanton Energy Reliability Center | 60698_G_GT1 | 60698 | G | GT1 |  | Combustion Turbine | WECC_SCE | California | Orange | 45.9 | 2020 | 9999 |  |  |  | 0.06931 | Default Emission Factor
Stanton Energy Reliability Center | 60698_G_GT2 | 60698 | G | GT2 |  | Combustion Turbine | WECC_SCE | California | Orange | 45.9 | 2020 | 9999 |  |  |  | 0.06931 | Default Emission Factor
Fredonia | 607_G_1 | 607 | G | 1 |  | Combustion Turbine | WECC_PNW | Washington | Skagit | 93 | 1984 | 9999 | 2019 | 2.6 | 65041.876 | 0.07995 | NEI 2019
Fredonia | 607_G_2 | 607 | G | 2 |  | Combustion Turbine | WECC_PNW | Washington | Skagit | 93 | 1984 | 9999 | 2019 | 5.9 | 65041.876 | 0.18142 | NEI 2019
Fredonia | 607_G_3 | 607 | G | 3 | 9183 | Combustion Turbine | WECC_PNW | Washington | Skagit | 47 | 2001 | 9999 | 2019 | 0.3 | 32870.6255 | 0.01825 | NEI 2019
Fredonia | 607_G_4 | 607 | G | 4 | 9184 | Combustion Turbine | WECC_PNW | Washington | Skagit | 47 | 2001 | 9999 | 2019 | 1.1 | 32870.6255 | 0.06693 | NEI 2019
JED Solid Waste Mgmt Renewable Energy | 60701_G_00603 | 60701 | G | 00603 |  | Landfill Gas | FRCC | Florida | Osceola | 1.4 | 2017 | 9999 | 2018 | 4.4333 | 9285.5 | 0.95489 | Florida State Emissions Inventory
JED Solid Waste Mgmt Renewable Energy | 60701_G_00696 | 60701 | G | 00696 |  | Landfill Gas | FRCC | Florida | Osceola | 1.4 | 2017 | 9999 | 2018 | 4.4333 | 9285.5 | 0.95489 | Florida State Emissions Inventory
JED Solid Waste Mgmt Renewable Energy | 60701_G_00697 | 60701 | G | 00697 |  | Landfill Gas | FRCC | Florida | Osceola | 1.4 | 2017 | 9999 | 2018 | 4.4333 | 9285.5 | 0.95489 | Florida State Emissions Inventory
JED Solid Waste Mgmt Renewable Energy | 60701_G_00698 | 60701 | G | 00698 |  | Landfill Gas | FRCC | Florida | Osceola | 1.4 | 2017 | 9999 | 2018 | 4.4333 | 9285.5 | 0.95489 | Florida State Emissions Inventory
JED Solid Waste Mgmt Renewable Energy | 60701_G_00699 | 60701 | G | 00699 |  | Landfill Gas | FRCC | Florida | Osceola | 1.4 | 2017 | 9999 | 2018 | 4.4333 | 9285.5 | 0.95489 | Florida State Emissions Inventory
JED Solid Waste Mgmt Renewable Energy | 60701_G_00700 | 60701 | G | 00700 |  | Landfill Gas | FRCC | Florida | Osceola | 1.4 | 2017 | 9999 | 2018 | 4.4333 | 9285.5 | 0.95489 | Florida State Emissions Inventory
Green City Recovery, LLC | 60703_G_1 | 60703 | G | 1 |  | Landfill Gas | S_C_KY | Kentucky | Scott | 1 | 2016 | 9999 |  |  |  | 0.61247 | Default Emission Factor
Green City Recovery, LLC | 60703_G_2 | 60703 | G | 2 |  | Landfill Gas | S_C_KY | Kentucky | Scott | 1 | 2019 | 9999 |  |  |  | 0.57643 | Default Emission Factor
Trimble County | 6071_G_10 | 6071 | G | 10 | 2738 | Combustion Turbine | S_C_KY | Kentucky | Trimble | 159 | 2004 | 9999 | 2019 | 4.8625 | 146651.6667 | 0.06631 | NEI 2019
Trimble County | 6071_G_5 | 6071 | G | 5 | 2739 | Combustion Turbine | S_C_KY | Kentucky | Trimble | 159 | 2002 | 9999 | 2019 | 18.5192 | 146651.6667 | 0.25256 | NEI 2019
Trimble County | 6071_G_6 | 6071 | G | 6 | 2740 | Combustion Turbine | S_C_KY | Kentucky | Trimble | 159 | 2002 | 9999 | 2019 | 6.1572 | 146651.6667 | 0.08397 | NEI 2019
Trimble County | 6071_G_7 | 6071 | G | 7 | 2741 | Combustion Turbine | S_C_KY | Kentucky | Trimble | 159 | 2004 | 9999 | 2019 | 10.7463 | 146651.6667 | 0.14656 | NEI 2019
Trimble County | 6071_G_8 | 6071 | G | 8 | 2742 | Combustion Turbine | S_C_KY | Kentucky | Trimble | 159 | 2004 | 9999 | 2019 | 4.7706 | 146651.6667 | 0.06506 | NEI 2019
Trimble County | 6071_G_9 | 6071 | G | 9 | 2743 | Combustion Turbine | S_C_KY | Kentucky | Trimble | 159 | 2004 | 9999 | 2019 | 9.5214 | 146651.6667 | 0.12985 | NEI 2019
Green Cow Power | 60721_G_ENG1 | 60721 | G | ENG1 |  | Non-Fossil Waste | MIS_INKY | Indiana | Elkhart | 1 | 2015 | 9999 |  |  |  | 0.81254 | Default Emission Factor
Green Cow Power | 60721_G_ENG2 | 60721 | G | ENG2 |  | Non-Fossil Waste | MIS_INKY | Indiana | Elkhart | 1 | 2015 | 9999 |  |  |  | 0.81254 | Default Emission Factor
Green Cow Power | 60721_G_ENG3 | 60721 | G | ENG3 |  | Non-Fossil Waste | MIS_INKY | Indiana | Elkhart | 1 | 2015 | 9999 |  |  |  | 0.81254 | Default Emission Factor
Victor J Daniel Jr | 6073_G_3 | 6073 | G | 3 | 2746 | Combined Cycle | S_SOU | Mississippi | Jackson | 177.2 | 2001 | 9999 | 2019 | 26.39 | 2866607 | 0.02503 | NEI 2019
Victor J Daniel Jr | 6073_G_3CT | 6073 | G | 3CT | 2747 | Combined Cycle | S_SOU | Mississippi | Jackson | 177.2 | 2001 | 9999 | 2019 | 26.4264 | 1353882 | 0.02503 | NEI 2019
Victor J Daniel Jr | 6073_G_3ST | 6073 | G | 3ST | 2746 | Combined Cycle | S_SOU | Mississippi | Jackson | 186.5 | 2001 | 9999 |  |  |  | 0.02503 | NEI 2019
Victor J Daniel Jr | 6073_G_4 | 6073 | G | 4 | 2748 | Combined Cycle | S_SOU | Mississippi | Jackson | 176.9 | 2001 | 9999 | 2019 | 26.1534 | 2811011 | 0.02931 | NEI 2019
Victor J Daniel Jr | 6073_G_4CT | 6073 | G | 4CT | 2749 | Combined Cycle | S_SOU | Mississippi | Jackson | 176.9 | 2001 | 9999 | 2019 | 33.5244 | 1260835 | 0.02931 | NEI 2019
Victor J Daniel Jr | 6073_G_4ST | 6073 | G | 4ST | 2748 | Combined Cycle | S_SOU | Mississippi | Jackson | 186.2 | 2001 | 9999 |  |  |  | 0.02931 | NEI 2019
Greenwood (MO) | 6074_G_3 | 6074 | G | 3 | 90009 | Combustion Turbine | SPP_N | Missouri | Jackson | 62.9 | 1977 | 2025 | 2019 | 0.3855 | 3597.3292 | 0.21433 | NEI 2019
Greenwood (MO) | 6074_G_4 | 6074 | G | 4 | 90010 | Combustion Turbine | SPP_N | Missouri | Jackson | 58.3 | 1979 | 9999 | 2019 | 0.3413 | 3334.2495 | 0.20472 | NEI 2019
Argonne National Laboratory CHP | 60742_G_CHP | 60742 | G | CHP |  | Combustion Turbine | PJM_COMD | Illinois | DuPage | 4.7 | 2016 | 2045 |  |  |  | 0.155 | Default Emission Factor
Osawatomie Power Plant South Sub | 60750_G_CAT4 | 60750 | G | CAT4 |  | Combustion Turbine | SPP_N | Kansas | Miami | 2 | 2017 | 9999 |  |  |  | 0.86775 | Default Emission Factor
Osawatomie Power Plant South Sub | 60750_G_CAT5 | 60750 | G | CAT5 |  | Combustion Turbine | SPP_N | Kansas | Miami | 2 | 2017 | 9999 |  |  |  | 0.86775 | Default Emission Factor
Osawatomie Power Plant South Sub | 60750_G_CAT6 | 60750 | G | CAT6 |  | Combustion Turbine | SPP_N | Kansas | Miami | 2 | 2017 | 9999 |  |  |  | 0.86775 | Default Emission Factor
Osawatomie Power Plant North Sub | 60751_G_CAT1 | 60751 | G | CAT1 |  | Combustion Turbine | SPP_N | Kansas | Miami | 2 | 2018 | 9999 |  |  |  | 0.86775 | Default Emission Factor
Osawatomie Power Plant North Sub | 60751_G_CAT2 | 60751 | G | CAT2 |  | Combustion Turbine | SPP_N | Kansas | Miami | 2 | 2018 | 9999 |  |  |  | 0.86775 | Default Emission Factor
Osawatomie Power Plant North Sub | 60751_G_CAT3 | 60751 | G | CAT3 |  | Combustion Turbine | SPP_N | Kansas | Miami | 2 | 2018 | 9999 |  |  |  | 0.86775 | Default Emission Factor
Gila River Power Block 2 | 60768_G_CTG3 | 60768 | G | CTG3 |  | Combined Cycle | WECC_AZ | Arizona | Maricopa | 146 | 2003 | 9999 | 2019 | 13.9726 | 1939260 | 0.01934 | NEI 2019
Gila River Power Block 2 | 60768_G_CTG4 | 60768 | G | CTG4 |  | Combined Cycle | WECC_AZ | Arizona | Maricopa | 146 | 2003 | 9999 | 2019 | 13.4885 | 900772 | 0.01934 | NEI 2019
Gila River Power Block 2 | 60768_G_ST10 | 60768 | G | ST10 |  | Combined Cycle | WECC_AZ | Arizona | Maricopa | 223 | 2003 | 9999 |  |  |  | 0.01934 | NEI 2019
CC Landfill Energy, LLC | 60792_G_GT1 | 60792 | G | GT1 |  | Landfill Gas | WECC_SNV | Nevada | Clark | 3.3 | 2012 | 9999 |  |  |  | 0.61247 | Default Emission Factor
CC Landfill Energy, LLC | 60792_G_GT2 | 60792 | G | GT2 |  | Landfill Gas | WECC_SNV | Nevada | Clark | 3.3 | 2012 | 9999 |  |  |  | 0.61247 | Default Emission Factor
Lake Forest Hospital | 60797_G_GEN1 | 60797 | G | GEN1 |  | Combustion Turbine | PJM_COMD | Illinois | Lake | 3.2 | 1996 | 2045 |  |  |  | 0.86775 | Default Emission Factor
Stony Brook | 6081_G_1 | 6081 | G | 1 | 2759 | Combustion Turbine | NENGREST | Massachusetts | Hampden | 65 | 1982 | 9999 | 2017 | 0.47236 | 1629.5 | 0.57977 | NEI 2019
Stony Brook | 6081_G_2 | 6081 | G | 2 | 2760 | Combustion Turbine | NENGREST | Massachusetts | Hampden | 65 | 1982 | 9999 | 2019 | 0.34238 | 760.5 | 0.90042 | NEI 2019
Stony Brook | 6081_G_BS#1 | 6081 | G | BS#1 |  | Combustion Turbine | NENGREST | Massachusetts | Hampden | 2 | 2007 | 9999 |  |  |  | 0.86775 | Default Emission Factor
Stony Brook | 6081_G_BS#2 | 6081 | G | BS#2 |  | Combustion Turbine | NENGREST | Massachusetts | Hampden | 2 | 2007 | 9999 |  |  |  | 0.86775 | Default Emission Factor
Stony Brook | 6081_G_CA1 | 6081 | G | CA1 | 2756 | Combined Cycle | NENGREST | Massachusetts | Hampden | 96 | 1981 | 9999 |  |  |  | 0.02586 | NEI 2019
Stony Brook | 6081_G_CT1 | 6081 | G | CT1 | 2756 | Combined Cycle | NENGREST | Massachusetts | Hampden | 69.7 | 1981 | 9999 | 2019 | 0.13942 | 28038 | 0.02586 | NEI 2019
Stony Brook | 6081_G_CT2 | 6081 | G | CT2 | 2757 | Combined Cycle | NENGREST | Massachusetts | Hampden | 69.7 | 1981 | 9999 | 2019 | 0.2615 | 2476 | 0.02586 | NEI 2019
Stony Brook | 6081_G_CT3 | 6081 | G | CT3 | 2758 | Combined Cycle | NENGREST | Massachusetts | Hampden | 69.7 | 1981 | 9999 | 2019 | 0.17772 | 14239 | 0.02586 | NEI 2019
Stony Brook | 6081_G_EDSI | 6081 | G | EDSI |  | Combustion Turbine | NENGREST | Massachusetts | Hampden | 0.6 | 1981 | 9999 |  |  |  | 0.86775 | Default Emission Factor
Orbit Energy RI | 60831_G_1 | 60831 | G | 1 |  | Non-Fossil Waste | NENGREST | Rhode Island | Providence | 3.2 | 2017 | 9999 |  |  |  | 0.81254 | Default Emission Factor
R M Schahfer | 6085_G_16A | 6085 | G | 16A | 9095 | Combustion Turbine | MIS_INKY | Indiana | Jasper | 78 | 1979 | 9999 | 2017 | 0.17523 | 7213.7419 | 0.04858 | NEI 2019
R M Schahfer | 6085_G_16B | 6085 | G | 16B | 9096 | Combustion Turbine | MIS_INKY | Indiana | Jasper | 77 | 1979 | 9999 | 2017 | 0.23877 | 7121.2581 | 0.06706 | NEI 2019
North Loop | 6088_G_1 | 6088 | G | 1 |  | Combustion Turbine | WECC_AZ | Arizona | Pima | 25 | 1972 | 9999 | 2019 | 0.073719 | 3283.1579 | 0.04491 | NEI 2019
North Loop | 6088_G_2 | 6088 | G | 2 |  | Combustion Turbine | WECC_AZ | Arizona | Pima | 25 | 1972 | 9999 | 2019 | 0.31972 | 3283.1579 | 0.19477 | NEI 2019
North Loop | 6088_G_3 | 6088 | G | 3 |  | Combustion Turbine | WECC_AZ | Arizona | Pima | 25 | 1972 | 9999 | 2019 | 0.19382 | 3283.1579 | 0.11807 | NEI 2019
North Loop | 6088_G_4 | 6088 | G | 4 |  | Combustion Turbine | WECC_AZ | Arizona | Pima | 20 | 2001 | 9999 | 2019 | 0.032807 | 2626.5263 | 0.02498 | NEI 2019
Lewis & Clark | 6089_G_2 | 6089 | G | 2 |  | Combustion Turbine | MIS_MAPP | Montana | Richland | 9.1 | 2016 | 9999 | 2019 | 0.1964 | 1001.5 | 0.39221 | NEI 2019
Lewis & Clark | 6089_G_3 | 6089 | G | 3 |  | Combustion Turbine | MIS_MAPP | Montana | Richland | 9.1 | 2016 | 9999 | 2019 | 0.63 | 1001.5 | 1.2581 | NEI 2019
Cape Canaveral | 609_G_3A | 609 | G | 3A | 90801 | Combined Cycle | FRCC | Florida | Brevard | 270.4 | 2013 | 9999 | 2019 | 56.393 | 3628560 | 0.04314 | NEI 2019
Cape Canaveral | 609_G_3B | 609 | G | 3B | 90802 | Combined Cycle | FRCC | Florida | Brevard | 270.4 | 2013 | 9999 | 2019 | 44.434 | 1711020 | 0.04314 | NEI 2019
Cape Canaveral | 609_G_3C | 609 | G | 3C | 90803 | Combined Cycle | FRCC | Florida | Brevard | 270.4 | 2013 | 9999 | 2019 | 43.1771 | 1337282 | 0.04314 | NEI 2019
Cape Canaveral | 609_G_3ST | 609 | G | 3ST | 90801 | Combined Cycle | FRCC | Florida | Brevard | 478.8 | 2013 | 9999 |  |  |  | 0.04314 | NEI 2019
Salem Harbor Station NGCC | 60903_G_1 | 60903 | G | 1 | 91204 | Combined Cycle | NENGREST | Massachusetts | Essex | 134.5 | 2018 | 9999 | 2019 | 1.9694 | 86887 | 0.01622 | NEI 2019
Salem Harbor Station NGCC | 60903_G_2 | 60903 | G | 2 | 91205 | Combined Cycle | NENGREST | Massachusetts | Essex | 134.2 | 2018 | 9999 | 2019 | 1.6116 | 101470 | 0.01107 | NEI 2019
Salem Harbor Station NGCC | 60903_G_3 | 60903 | G | 3 |  | Combined Cycle | NENGREST | Massachusetts | Essex | 204.4 | 2018 | 9999 |  |  |  | 0.01622 | NEI 2019
Salem Harbor Station NGCC | 60903_G_4 | 60903 | G | 4 |  | Combined Cycle | NENGREST | Massachusetts | Essex | 204 | 2018 | 9999 |  |  |  | 0.01107 | NEI 2019
NET Power La Porte Station | 60910_G_NPLPS | 60910 | G | NPLPS |  | Combustion Turbine | ERC_REST | Texas | Harris | 25.5 | 2019 | 9999 |  |  |  | 0.06931 | Default Emission Factor
Verwey-Hanford Dairy Digester #1 | 60918_G_00003 | 60918 | G | 00003 |  | Non-Fossil Waste | WEC_CALN | California | Kings | 1 | 2016 | 9999 |  |  |  | 0.81254 | Default Emission Factor
Spirit Mound | 6092_G_1 | 6092 | G | 1 |  | Combustion Turbine | SPP_WAUE | South Dakota | Clay | 54.6 | 1978 | 2025 |  |  |  | 0.155 | Default Emission Factor
Spirit Mound | 6092_G_2 | 6092 | G | 2 |  | Combustion Turbine | SPP_WAUE | South Dakota | Clay | 45.5 | 1978 | 2025 | 2019 | 0.021512 | 2454.5455 | 0.01753 | NEI 2019
St. Charles Power Station (LA) | 60926_G_1A | 60926 | G | 1A | 91295 | Combined Cycle | MIS_AMSO | Louisiana | St Charles | 250 | 2019 | 9999 | 2019 | 32.5678 | 3615675 | 0.01802 | NEI 2019
St. Charles Power Station (LA) | 60926_G_1B | 60926 | G | 1B | 91296 | Combined Cycle | MIS_AMSO | Louisiana | St Charles | 250 | 2019 | 9999 |  |  |  | 0.01802 | NEI 2019
St. Charles Power Station (LA) | 60926_G_1C | 60926 | G | 1C | 91295 | Combined Cycle | MIS_AMSO | Louisiana | St Charles | 500 | 2019 | 9999 |  |  |  | 0.01802 | NEI 2019
Lake Charles Power | 60927_G_1A | 60927 | G | 1A |  | Combined Cycle | MIS_WOTA | Louisiana | Calcasieu | 250 | 2020 | 9999 |  |  |  | 0.02972 | Default Emission Factor
Lake Charles Power | 60927_G_1B | 60927 | G | 1B |  | Combined Cycle | MIS_WOTA | Louisiana | Calcasieu | 250 | 2020 | 9999 |  |  |  | 0.02972 | Default Emission Factor
Lake Charles Power | 60927_G_1C | 60927 | G | 1C |  | Combined Cycle | MIS_WOTA | Louisiana | Calcasieu | 500 | 2020 | 9999 |  |  |  | 0.02972 | Default Emission Factor
New Orleans Power | 60928_G_1 | 60928 | G | 1 |  | Combustion Turbine | MIS_AMSO | Louisiana | Orleans | 250 | 2020 | 9999 |  |  |  | 0.06931 | Default Emission Factor
Hopewell Cogeneration NJ | 60933_G_GEN1 | 60933 | G | GEN1 |  | Combustion Turbine | PJM_EMAC | New Jersey | Mercer | 2 | 2015 | 9999 |  |  |  | 0.86775 | Default Emission Factor
Hopewell Cogeneration NJ | 60933_G_GEN2 | 60933 | G | GEN2 |  | Combustion Turbine | PJM_EMAC | New Jersey | Mercer | 2 | 2015 | 9999 |  |  |  | 0.86775 | Default Emission Factor
Hyperion Treatment Plant CHP Plant | 60960_G_CTG1 | 60960 | G | CTG1 |  | Non-Fossil Waste | WEC_LADW | California | Los Angeles | 10 | 2017 | 9999 |  |  |  | 0.81254 | Default Emission Factor
Hyperion Treatment Plant CHP Plant | 60960_G_CTG2 | 60960 | G | CTG2 |  | Non-Fossil Waste | WEC_LADW | California | Los Angeles | 10 | 2017 | 9999 |  |  |  | 0.81254 | Default Emission Factor
Hyperion Treatment Plant CHP Plant | 60960_G_STG1 | 60960 | G | STG1 |  | Non-Fossil Waste | WEC_LADW | California | Los Angeles | 2 | 2017 | 9999 |  |  |  | 0.81254 | Default Emission Factor
Big Stone | 6098_G_D1 | 6098 | G | D1 |  | Combustion Turbine | MIS_MAPP | South Dakota | Grant | 0.6 | 1975 | 9999 |  |  |  | 0.86775 | Default Emission Factor
Mill Seat Renewable Energy Facility | 61012_G_GEN1 | 61012 | G | GEN1 |  | Landfill Gas | NY_Z_B | New York | Genesee | 0.8 | 2007 | 9999 |  |  |  | 0.61247 | Default Emission Factor
Mill Seat Renewable Energy Facility | 61012_G_GEN2 | 61012 | G | GEN2 |  | Landfill Gas | NY_Z_B | New York | Genesee | 0.8 | 2007 | 9999 |  |  |  | 0.61247 | Default Emission Factor
Mill Seat Renewable Energy Facility | 61012_G_GEN3 | 61012 | G | GEN3 |  | Landfill Gas | NY_Z_B | New York | Genesee | 0.8 | 2007 | 9999 |  |  |  | 0.61247 | Default Emission Factor
Mill Seat Renewable Energy Facility | 61012_G_GEN4 | 61012 | G | GEN4 |  | Landfill Gas | NY_Z_B | New York | Genesee | 0.8 | 2007 | 9999 |  |  |  | 0.61247 | Default Emission Factor
Mill Seat Renewable Energy Facility | 61012_G_GEN5 | 61012 | G | GEN5 |  | Landfill Gas | NY_Z_B | New York | Genesee | 0.8 | 2007 | 9999 |  |  |  | 0.61247 | Default Emission Factor
Mill Seat Renewable Energy Facility | 61012_G_GEN6 | 61012 | G | GEN6 |  | Landfill Gas | NY_Z_B | New York | Genesee | 0.8 | 2007 | 9999 |  |  |  | 0.61247 | Default Emission Factor
Mill Seat Renewable Energy Facility | 61012_G_GEN7 | 61012 | G | GEN7 |  | Landfill Gas | NY_Z_B | New York | Genesee | 0.8 | 2007 | 9999 |  |  |  | 0.61247 | Default Emission Factor
Mill Seat Renewable Energy Facility | 61012_G_GEN8 | 61012 | G | GEN8 |  | Landfill Gas | NY_Z_B | New York | Genesee | 0.8 | 2007 | 9999 |  |  |  | 0.61247 | Default Emission Factor
Montefiore - Westchester Square | 61025_G_EGEN1 | 61025 | G | EGEN1 |  | Combustion Turbine | NY_Z_J | New York | Bronx | 1 | 1983 | 9999 |  |  |  | 0.86775 | Default Emission Factor
New York Presbyterian Hospital-168th St | 61026_G_CHNY1 | 61026 | G | CHNY1 |  | Combustion Turbine | NY_Z_J | New York | New York | 2 | 2003 | 9999 |  |  |  | 0.86775 | Default Emission Factor
New York Presbyterian Hospital-168th St | 61026_G_CHNY2 | 61026 | G | CHNY2 |  | Combustion Turbine | NY_Z_J | New York | New York | 2 | 2003 | 9999 |  |  |  | 0.86775 | Default Emission Factor
New York Presbyterian Hospital-168th St | 61026_G_GARG | 61026 | G | GARG |  | Combustion Turbine | NY_Z_J | New York | New York | 0.1 | 2000 | 9999 |  |  |  | 0.86775 | Default Emission Factor
New York Presbyterian Hospital-168th St | 61026_G_MHB1 | 61026 | G | MHB1 |  | Combustion Turbine | NY_Z_J | New York | New York | 2 | 2000 | 9999 |  |  |  | 0.86775 | Default Emission Factor
New York Presbyterian Hospital-168th St | 61026_G_MHB2 | 61026 | G | MHB2 |  | Combustion Turbine | NY_Z_J | New York | New York | 1.4 | 2000 | 9999 |  |  |  | 0.86775 | Default Emission Factor
New York Presbyterian Hospital-168th St | 61026_G_MHB3 | 61026 | G | MHB3 |  | Combustion Turbine | NY_Z_J | New York | New York | 1.4 | 2000 | 9999 |  |  |  | 0.86775 | Default Emission Factor
New York Presbyterian Hospital-168th St | 61026_G_MHB4 | 61026 | G | MHB4 |  | Combustion Turbine | NY_Z_J | New York | New York | 1.5 | 2008 | 9999 |  |  |  | 0.86775 | Default Emission Factor
New York Presbyterian Hospital-168th St | 61026_G_MHB5 | 61026 | G | MHB5 |  | Combustion Turbine | NY_Z_J | New York | New York | 1.5 | 2008 | 9999 |  |  |  | 0.86775 | Default Emission Factor
Hickory Run Energy Station | 61028_G_CTG1 | 61028 | G | CTG1 |  | Combined Cycle | PJM_ATSI | Pennsylvania | Lawrence | 283 | 2020 | 9999 |  |  |  | 0.02972 | Default Emission Factor
Hickory Run Energy Station | 61028_G_CTG2 | 61028 | G | CTG2 |  | Combined Cycle | PJM_ATSI | Pennsylvania | Lawrence | 283 | 2020 | 9999 |  |  |  | 0.02972 | Default Emission Factor
Hickory Run Energy Station | 61028_G_STG1 | 61028 | G | STG1 |  | Combined Cycle | PJM_ATSI | Pennsylvania | Lawrence | 437 | 2020 | 9999 |  |  |  | 0.02972 | Default Emission Factor
Birdsboro Power | 61035_G_GEN1 | 61035 | G | GEN1 | 91213 | Combined Cycle | PJM_WMAC | Pennsylvania | Berks | 476 | 2019 | 9999 | 2019 | 8.62 | 2186256 | 0.00789 | NEI 2019
Sub 12 | 61080_G_IC1 | 61080 | G | IC1 |  | Combustion Turbine | FRCC | Florida | Leon | 9.3 | 2018 | 9999 |  |  |  | 0.86775 | Default Emission Factor
Sub 12 | 61080_G_IC2 | 61080 | G | IC2 |  | Combustion Turbine | FRCC | Florida | Leon | 9.3 | 2018 | 9999 |  |  |  | 0.86775 | Default Emission Factor
Fort St Vrain | 6112_G_1 | 6112 | G | 1 | 2779 | Combined Cycle | WECC_CO | Colorado | Weld | 301 | 1998 | 9999 |  |  |  | 0.04609 | Default Emission Factor
Fort St Vrain | 6112_G_2 | 6112 | G | 2 | 2779 | Combined Cycle | WECC_CO | Colorado | Weld | 123 | 1996 | 9999 |  |  |  | 0.04609 | Default Emission Factor
Fort St Vrain | 6112_G_3 | 6112 | G | 3 | 2780 | Combined Cycle | WECC_CO | Colorado | Weld | 128 | 1999 | 9999 |  |  |  | 0.04609 | Default Emission Factor
Fort St Vrain | 6112_G_4 | 6112 | G | 4 | 2781 | Combined Cycle | WECC_CO | Colorado | Weld | 128 | 2001 | 9999 |  |  |  | 0.04609 | Default Emission Factor
Fort St Vrain | 6112_G_5 | 6112 | G | 5 | 90254 | Combustion Turbine | WECC_CO | Colorado | Weld | 144 | 2009 | 9999 | 2019 | 1.0337 | 53729 | 0.03848 | NEI 2019
Fort St Vrain | 6112_G_6 | 6112 | G | 6 | 90255 | Combustion Turbine | WECC_CO | Colorado | Weld | 144 | 2009 | 9999 | 2019 | 0.97957 | 53729 | 0.03646 | NEI 2019
Brown County LFGTE Power Station | 61145_G_GM01 | 61145 | G | GM01 |  | Landfill Gas | PJM_West | Ohio | Brown | 1.5 | 2017 | 9999 |  |  |  | 0.61247 | Default Emission Factor
Brown County LFGTE Power Station | 61145_G_GM02 | 61145 | G | GM02 |  | Landfill Gas | PJM_West | Ohio | Brown | 1.5 | 2017 | 9999 |  |  |  | 0.61247 | Default Emission Factor
Brown County LFGTE Power Station | 61145_G_GM03 | 61145 | G | GM03 |  | Landfill Gas | PJM_West | Ohio | Brown | 1.5 | 2017 | 9999 |  |  |  | 0.61247 | Default Emission Factor
Boston Medical Center CHP Plant | 61186_G_COGEN | 61186 | G | COGEN |  | Combustion Turbine | NENGREST | Massachusetts | Suffolk | 2 | 2017 | 9999 |  |  |  | 0.86775 | Default Emission Factor
Fort Myers | 612_G_2A | 612 | G | 2A | 403 | Combined Cycle | FRCC | Florida | Lee | 199.5 | 2000 | 9999 | 2019 | 37.7059 | 1527241 | 0.06055 | NEI 2019
Fort Myers | 612_G_2B | 612 | G | 2B | 404 | Combined Cycle | FRCC | Florida | Lee | 199.5 | 2000 | 9999 | 2019 | 32.5834 | 896237 | 0.06055 | NEI 2019
Fort Myers | 612_G_2C | 612 | G | 2C | 405 | Combined Cycle | FRCC | Florida | Lee | 199.5 | 2000 | 9999 | 2019 | 26.4602 | 772094 | 0.06055 | NEI 2019
Fort Myers | 612_G_2D | 612 | G | 2D | 406 | Combined Cycle | FRCC | Florida | Lee | 199.5 | 2001 | 9999 | 2019 | 33.4271 | 2901818 | 0.04125 | NEI 2019
Fort Myers | 612_G_2E | 612 | G | 2E | 407 | Combined Cycle | FRCC | Florida | Lee | 199.5 | 2001 | 9999 | 2019 | 32.8551 | 957893 | 0.04125 | NEI 2019
Fort Myers | 612_G_2F | 612 | G | 2F | 408 | Combined Cycle | FRCC | Florida | Lee | 199.5 | 2001 | 9999 | 2019 | 34.2884 | 1016973 | 0.04125 | NEI 2019
Fort Myers | 612_G_9 | 612 | G | 9 |  | Combustion Turbine | FRCC | Florida | Lee | 54 | 1974 | 9999 |  |  |  | 0.155 | Default Emission Factor
Fort Myers | 612_G_CT1 | 612 | G | CT1 | 411 | Combustion Turbine | FRCC | Florida | Lee | 182 | 2003 | 9999 | 2019 | 3.0255 | 67677.8892 | 0.08941 | NEI 2019
Fort Myers | 612_G_CT2 | 612 | G | CT2 | 412 | Combustion Turbine | FRCC | Florida | Lee | 182 | 2003 | 9999 | 2019 | 1.9765 | 67677.8892 | 0.05841 | NEI 2019
Fort Myers | 612_G_GT1 | 612 | G | GT1 |  | Combustion Turbine | FRCC | Florida | Lee | 54 | 1974 | 9999 |  |  |  | 0.155 | Default Emission Factor
Fort Myers | 612_G_PFM3C | 612 | G | PFM3C | 91055 | Combustion Turbine | FRCC | Florida | Lee | 231 | 2016 | 9999 | 2019 | 2.3728 | 85898.8594 | 0.05525 | NEI 2019
Fort Myers | 612_G_PFM3D | 612 | G | PFM3D | 91054 | Combustion Turbine | FRCC | Florida | Lee | 231 | 2016 | 9999 | 2019 | 2.5633 | 85898.8594 | 0.05968 | NEI 2019
Fort Myers | 612_G_ST1 | 612 | G | ST1 | 403 | Combined Cycle | FRCC | Florida | Lee | 155.8 | 1958 | 9999 |  |  |  | 0.06055 | NEI 2019
Fort Myers | 612_G_ST2 | 612 | G | ST2 | 406 | Combined Cycle | FRCC | Florida | Lee | 459.2 | 1969 | 9999 |  |  |  | 0.04125 | NEI 2019
Whitehorn | 6120_G_2 | 6120 | G | 2 |  | Combustion Turbine | WECC_PNW | Washington | Whatcom | 67 | 1981 | 9999 | 2019 | 0.2 | 3935 | 0.10165 | NEI 2019
Whitehorn | 6120_G_3 | 6120 | G | 3 |  | Combustion Turbine | WECC_PNW | Washington | Whatcom | 67 | 1981 | 9999 | 2019 | 0.2 | 3935 | 0.10165 | NEI 2019
NY - Presbyt. Hospital - 525 E 68TH St | 61238_G_ANX1 | 61238 | G | ANX1 |  | Combustion Turbine | NY_Z_J | New York | New York | 2.5 | 2016 | 9999 |  |  |  | 0.86775 | Default Emission Factor
NY - Presbyt. Hospital - 525 E 68TH St | 61238_G_ANX2 | 61238 | G | ANX2 |  | Combustion Turbine | NY_Z_J | New York | New York | 2.5 | 2016 | 9999 |  |  |  | 0.86775 | Default Emission Factor
NY - Presbyt. Hospital - 525 E 68TH St | 61238_G_CGTB | 61238 | G | CGTB |  | Combustion Turbine | NY_Z_J | New York | New York | 7.7 | 2009 | 9999 |  |  |  | 0.155 | Default Emission Factor
NY - Presbyt. Hospital - 525 E 68TH St | 61238_G_GRB1 | 61238 | G | GRB1 |  | Combustion Turbine | NY_Z_J | New York | New York | 1.4 | 1997 | 9999 |  |  |  | 0.86775 | Default Emission Factor
NY - Presbyt. Hospital - 525 E 68TH St | 61238_G_GRB2 | 61238 | G | GRB2 |  | Combustion Turbine | NY_Z_J | New York | New York | 1.4 | 1997 | 9999 |  |  |  | 0.86775 | Default Emission Factor
NY - Presbyt. Hospital - 525 E 68TH St | 61238_G_GRB3 | 61238 | G | GRB3 |  | Combustion Turbine | NY_Z_J | New York | New York | 1.4 | 1997 | 9999 |  |  |  | 0.86775 | Default Emission Factor
NY - Presbyt. Hospital - 525 E 68TH St | 61238_G_GRB4 | 61238 | G | GRB4 |  | Combustion Turbine | NY_Z_J | New York | New York | 1.5 | 2008 | 9999 |  |  |  | 0.86775 | Default Emission Factor
McIntosh | 6124_G_CT1 | 6124 | G | CT1 | 2788 | Combustion Turbine | S_SOU | Georgia | Effingham | 82.2 | 1995 | 9999 | 2019 | 0.27244 | 5467.5 | 0.09966 | NEI 2019
McIntosh | 6124_G_CT2 | 6124 | G | CT2 | 2789 | Combustion Turbine | S_SOU | Georgia | Effingham | 82.2 | 1995 | 9999 | 2019 | 0.32191 | 5467.5 | 0.11775 | NEI 2019
McIntosh | 6124_G_CT3 | 6124 | G | CT3 | 2790 | Combustion Turbine | S_SOU | Georgia | Effingham | 82.2 | 1994 | 9999 | 2019 | 0.20052 | 5467.5 | 0.07335 | NEI 2019
McIntosh | 6124_G_CT4 | 6124 | G | CT4 | 2791 | Combustion Turbine | S_SOU | Georgia | Effingham | 82.2 | 1994 | 9999 | 2019 | 0.4338 | 5467.5 | 0.15868 | NEI 2019
McIntosh | 6124_G_CT5 | 6124 | G | CT5 | 2792 | Combustion Turbine | S_SOU | Georgia | Effingham | 82.2 | 1994 | 9999 | 2019 | 0.43912 | 5467.5 | 0.16063 | NEI 2019
McIntosh | 6124_G_CT6 | 6124 | G | CT6 | 2793 | Combustion Turbine | S_SOU | Georgia | Effingham | 82.2 | 1994 | 9999 | 2019 | 0.36462 | 5467.5 | 0.13338 | NEI 2019
McIntosh | 6124_G_CT7 | 6124 | G | CT7 | 2794 | Combustion Turbine | S_SOU | Georgia | Effingham | 82.2 | 1994 | 9999 | 2019 | 0.28103 | 5467.5 | 0.1028 | NEI 2019
McIntosh | 6124_G_CT8 | 6124 | G | CT8 | 2795 | Combustion Turbine | S_SOU | Georgia | Effingham | 82.2 | 1994 | 9999 | 2019 | 0.16504 | 5467.5 | 0.06037 | NEI 2019
Victoria City Power LLC | 61241_G_VC-1 | 61241 | G | VC-1 |  | Combustion Turbine | ERC_REST | Texas | Victoria | 43 | 2019 | 9999 |  |  |  | 0.06931 | Default Emission Factor
Victoria City Power LLC | 61241_G_VC-2 | 61241 | G | VC-2 |  | Combustion Turbine | ERC_REST | Texas | Victoria | 43 | 2019 | 9999 |  |  |  | 0.06931 | Default Emission Factor
Victoria Port Power LLC | 61242_G_VP-1 | 61242 | G | VP-1 | 91228 | Combustion Turbine | ERC_REST | Texas | Victoria | 50 | 2019 | 9999 |  |  |  | 0.06931 | Default Emission Factor
Victoria Port Power LLC | 61242_G_VP-2 | 61242 | G | VP-2 | 91229 | Combustion Turbine | ERC_REST | Texas | Victoria | 50 | 2019 | 9999 |  |  |  | 0.06931 | Default Emission Factor
Shrewsbury | 6125_G_1 | 6125 | G | 1 |  | Combustion Turbine | NENGREST | Massachusetts | Worcester | 2.8 | 1969 | 9999 |  |  |  | 0.86775 | Default Emission Factor
Shrewsbury | 6125_G_2 | 6125 | G | 2 |  | Combustion Turbine | NENGREST | Massachusetts | Worcester | 2.8 | 1969 | 9999 |  |  |  | 0.86775 | Default Emission Factor
Shrewsbury | 6125_G_3 | 6125 | G | 3 |  | Combustion Turbine | NENGREST | Massachusetts | Worcester | 2.8 | 1975 | 9999 |  |  |  | 0.86775 | Default Emission Factor
Shrewsbury | 6125_G_4 | 6125 | G | 4 |  | Combustion Turbine | NENGREST | Massachusetts | Worcester | 2.8 | 1975 | 9999 |  |  |  | 0.86775 | Default Emission Factor
Shrewsbury | 6125_G_5 | 6125 | G | 5 |  | Combustion Turbine | NENGREST | Massachusetts | Worcester | 2.8 | 1978 | 9999 |  |  |  | 0.86775 | Default Emission Factor
Wolf Run Energy | 61263_G_GEN1 | 61263 | G | GEN1 |  | Combustion Turbine | PJM_PENE | Pennsylvania | Bradford | 4.4 | 2019 | 9999 |  |  |  | 0.36262 | Default Emission Factor
Wolf Run Energy | 61263_G_GEN2 | 61263 | G | GEN2 |  | Combustion Turbine | PJM_PENE | Pennsylvania | Bradford | 4.4 | 2019 | 9999 |  |  |  | 0.36262 | Default Emission Factor
Wolf Run Energy | 61263_G_GEN3 | 61263 | G | GEN3 |  | Combustion Turbine | PJM_PENE | Pennsylvania | Bradford | 4.4 | 2019 | 9999 |  |  |  | 0.36262 | Default Emission Factor
Wolf Run Energy | 61263_G_GEN4 | 61263 | G | GEN4 |  | Combustion Turbine | PJM_PENE | Pennsylvania | Bradford | 4.4 | 2019 | 9999 |  |  |  | 0.36262 | Default Emission Factor
Wolf Run Energy | 61263_G_GEN5 | 61263 | G | GEN5 |  | Combustion Turbine | PJM_PENE | Pennsylvania | Bradford | 4.4 | 2019 | 9999 |  |  |  | 0.36262 | Default Emission Factor
Hurricane Creek Lift Station | 61267_G_HURR | 61267 | G | HURR |  | Combustion Turbine | MIS_INKY | Indiana | Johnson | 2 | 2004 | 9999 |  |  |  | 0.86775 | Default Emission Factor
APG Combined Heat and Power Plant | 61282_G_GEN1 | 61282 | G | GEN1 |  | Combustion Turbine | PJM_EMAC | Maryland | Harford | 6.2 | 2016 | 9999 |  |  |  | 0.155 | Default Emission Factor
Lauderdale | 613_G_3 | 613 | G | 3 |  | Combustion Turbine | FRCC | Florida | Broward | 34.3 | 1970 | 9999 |  |  |  | 0.155 | Default Emission Factor
Lauderdale | 613_G_5 | 613 | G | 5 |  | Combustion Turbine | FRCC | Florida | Broward | 34.3 | 1970 | 9999 |  |  |  | 0.155 | Default Emission Factor
Lauderdale | 613_G_6A | 613 | G | 6A | 91056 | Combustion Turbine | FRCC | Florida | Broward | 231 | 2016 | 9999 | 2019 | 1.3392 | 79648.181 | 0.03363 | NEI 2019
Lauderdale | 613_G_6B | 613 | G | 6B | 91057 | Combustion Turbine | FRCC | Florida | Broward | 231 | 2016 | 9999 | 2019 | 1.4132 | 79648.181 | 0.03549 | NEI 2019
Lauderdale | 613_G_6C | 613 | G | 6C | 91058 | Combustion Turbine | FRCC | Florida | Broward | 231 | 2016 | 9999 | 2019 | 1.6796 | 79648.181 | 0.04218 | NEI 2019
Lauderdale | 613_G_6D | 613 | G | 6D | 91059 | Combustion Turbine | FRCC | Florida | Broward | 231 | 2016 | 9999 | 2019 | 1.873 | 79648.181 | 0.04703 | NEI 2019
Lauderdale | 613_G_6E | 613 | G | 6E | 91060 | Combustion Turbine | FRCC | Florida | Broward | 231 | 2016 | 9999 | 2019 | 2.2813 | 79648.181 | 0.05729 | NEI 2019
A B Brown | 6137_G_4 | 6137 | G | 4 | 2799 | Combustion Turbine | MIS_INKY | Indiana | Posey | 80 | 1991 | 9999 | 2019 | 0.3021 | 10931.5 | 0.05527 | NEI 2019
A B Brown | 6137_G_5 | 6137 | G | 5 | 10210 | Combustion Turbine | MIS_INKY | Indiana | Posey | 80 | 2002 | 9999 | 2019 | 0.4976 | 10931.5 | 0.09104 | NEI 2019
Georgia LFG Oak Grove Plant | 61385_G_GM01 | 61385 | G | GM01 |  | Landfill Gas | S_SOU | Georgia | Barrow | 2.1 | 2016 | 9999 |  |  |  | 0.61247 | Default Emission Factor
Georgia LFG Oak Grove Plant | 61385_G_GM02 | 61385 | G | GM02 |  | Landfill Gas | S_SOU | Georgia | Barrow | 2.1 | 2016 | 9999 |  |  |  | 0.61247 | Default Emission Factor
Georgia LFG Oak Grove Plant | 61385_G_GM03 | 61385 | G | GM03 |  | Landfill Gas | S_SOU | Georgia | Barrow | 2.1 | 2016 | 9999 |  |  |  | 0.61247 | Default Emission Factor
Georgia LFG Pine Ridge Plant | 61386_G_GM01 | 61386 | G | GM01 |  | Landfill Gas | S_SOU | Georgia | Spalding | 2.1 | 2016 | 9999 |  |  |  | 0.61247 | Default Emission Factor
Georgia LFG Pine Ridge Plant | 61386_G_GM02 | 61386 | G | GM02 |  | Landfill Gas | S_SOU | Georgia | Spalding | 2.1 | 2016 | 9999 |  |  |  | 0.61247 | Default Emission Factor
Georgia LFG Pine Ridge Plant | 61386_G_GM03 | 61386 | G | GM03 |  | Landfill Gas | S_SOU | Georgia | Spalding | 2.1 | 2016 | 9999 |  |  |  | 0.61247 | Default Emission Factor
Georgia LFG Richland Creek Plant | 61387_G_GM01 | 61387 | G | GM01 |  | Landfill Gas | S_SOU | Georgia | Gwinnett | 2.1 | 2016 | 9999 |  |  |  | 0.61247 | Default Emission Factor
Georgia LFG Richland Creek Plant | 61387_G_GM02 | 61387 | G | GM02 |  | Landfill Gas | S_SOU | Georgia | Gwinnett | 2.1 | 2016 | 9999 |  |  |  | 0.61247 | Default Emission Factor
Georgia LFG Richland Creek Plant | 61387_G_GM03 | 61387 | G | GM03 |  | Landfill Gas | S_SOU | Georgia | Gwinnett | 2.1 | 2016 | 9999 |  |  |  | 0.61247 | Default Emission Factor
Georgia LFG Richland Creek Plant | 61387_G_GM04 | 61387 | G | GM04 |  | Landfill Gas | S_SOU | Georgia | Gwinnett | 2.1 | 2016 | 9999 |  |  |  | 0.61247 | Default Emission Factor
Georgia LFG Richland Creek Plant | 61387_G_GM05 | 61387 | G | GM05 |  | Landfill Gas | S_SOU | Georgia | Gwinnett | 2.1 | 2016 | 9999 |  |  |  | 0.61247 | Default Emission Factor
A.J. Mihm Generating Station | 61391_G_M1 | 61391 | G | M1 |  | Combustion Turbine | MIS_WUMS | Michigan | Baraga | 18.3 | 2019 | 9999 |  |  |  | 0.36262 | Default Emission Factor
A.J. Mihm Generating Station | 61391_G_M2 | 61391 | G | M2 |  | Combustion Turbine | MIS_WUMS | Michigan | Baraga | 18.3 | 2019 | 9999 |  |  |  | 0.36262 | Default Emission Factor
A.J. Mihm Generating Station | 61391_G_M3 | 61391 | G | M3 |  | Combustion Turbine | MIS_WUMS | Michigan | Baraga | 18.3 | 2019 | 9999 |  |  |  | 0.36262 | Default Emission Factor
F.D. Kuester Generating Station | 61392_G_K1 | 61392 | G | K1 |  | Combustion Turbine | MIS_WUMS | Michigan | Marquette | 18.3 | 2019 | 9999 |  |  |  | 0.36262 | Default Emission Factor
F.D. Kuester Generating Station | 61392_G_K2 | 61392 | G | K2 |  | Combustion Turbine | MIS_WUMS | Michigan | Marquette | 18.3 | 2019 | 9999 |  |  |  | 0.36262 | Default Emission Factor
F.D. Kuester Generating Station | 61392_G_K3 | 61392 | G | K3 |  | Combustion Turbine | MIS_WUMS | Michigan | Marquette | 18.3 | 2019 | 9999 |  |  |  | 0.36262 | Default Emission Factor
F.D. Kuester Generating Station | 61392_G_K4 | 61392 | G | K4 |  | Combustion Turbine | MIS_WUMS | Michigan | Marquette | 18.3 | 2019 | 9999 |  |  |  | 0.36262 | Default Emission Factor
F.D. Kuester Generating Station | 61392_G_K5 | 61392 | G | K5 |  | Combustion Turbine | MIS_WUMS | Michigan | Marquette | 18.3 | 2019 | 9999 |  |  |  | 0.36262 | Default Emission Factor
F.D. Kuester Generating Station | 61392_G_K6 | 61392 | G | K6 |  | Combustion Turbine | MIS_WUMS | Michigan | Marquette | 18.3 | 2019 | 9999 |  |  |  | 0.36262 | Default Emission Factor
F.D. Kuester Generating Station | 61392_G_K7 | 61392 | G | K7 |  | Combustion Turbine | MIS_WUMS | Michigan | Marquette | 18.3 | 2019 | 9999 |  |  |  | 0.36262 | Default Emission Factor
NYC-HH - CONEY ISLAND HOSPITAL | 61413_G_GEN1 | 61413 | G | GEN1 |  | Combustion Turbine | NY_Z_J | New York | Kings | 1.2 | 1993 | 9999 |  |  |  | 0.86775 | Default Emission Factor
NYC-HH - CONEY ISLAND HOSPITAL | 61413_G_GEN2 | 61413 | G | GEN2 |  | Combustion Turbine | NY_Z_J | New York | Kings | 1.3 | 2005 | 9999 |  |  |  | 0.86775 | Default Emission Factor
NYC-HH - CONEY ISLAND HOSPITAL | 61413_G_GEN3 | 61413 | G | GEN3 |  | Combustion Turbine | NY_Z_J | New York | Kings | 0.3 | 2014 | 9999 |  |  |  | 0.86775 | Default Emission Factor
CoreSite Real Estate 2972 Stender, L.P. | 61464_G_G-1 | 61464 | G | G-1 |  | Combustion Turbine | WEC_CALN | California | Santa Clara | 2 | 2011 | 9999 |  |  |  | 0.86775 | Default Emission Factor
CoreSite Real Estate 2972 Stender, L.P. | 61464_G_G-2 | 61464 | G | G-2 |  | Combustion Turbine | WEC_CALN | California | Santa Clara | 2 | 2011 | 9999 |  |  |  | 0.86775 | Default Emission Factor
CoreSite Real Estate 2972 Stender, L.P. | 61464_G_G-3 | 61464 | G | G-3 |  | Combustion Turbine | WEC_CALN | California | Santa Clara | 2 | 2011 | 9999 |  |  |  | 0.86775 | Default Emission Factor
CoreSite Real Estate 2972 Stender, L.P. | 61464_G_G-4 | 61464 | G | G-4 |  | Combustion Turbine | WEC_CALN | California | Santa Clara | 2 | 2011 | 9999 |  |  |  | 0.86775 | Default Emission Factor
CoreSite Real Estate 2972 Stender, L.P. | 61464_G_G-5 | 61464 | G | G-5 |  | Combustion Turbine | WEC_CALN | California | Santa Clara | 2 | 2011 | 9999 |  |  |  | 0.86775 | Default Emission Factor
CoreSite Real Estate 2972 Stender, L.P. | 61464_G_G-6 | 61464 | G | G-6 |  | Combustion Turbine | WEC_CALN | California | Santa Clara | 2 | 2011 | 9999 |  |  |  | 0.86775 | Default Emission Factor
ABEC #2 dba West-Star Dairy | 61501_G_GEN1 | 61501 | G | GEN1 |  | Non-Fossil Waste | WECC_SCE | California | Kern | 1 | 2018 | 9999 |  |  |  | 0.81254 | Default Emission Factor
ABEC #3 dba Lakeview Dairy | 61502_G_GEN1 | 61502 | G | GEN1 |  | Non-Fossil Waste | WECC_SCE | California | Kern | 1 | 2018 | 9999 |  |  |  | 0.81254 | Default Emission Factor
ABEC #4 dba CE&S Dairy | 61503_G_GEN1 | 61503 | G | GEN1 |  | Non-Fossil Waste | WECC_SCE | California | Kern | 1 | 2018 | 9999 |  |  |  | 0.81254 | Default Emission Factor
Provo Power Plant | 61508_G_1 | 61508 | G | 1 |  | Combustion Turbine | WECC_UT | Utah | Utah | 2.4 | 2018 | 9999 |  |  |  | 0.86775 | Default Emission Factor
Provo Power Plant | 61508_G_2 | 61508 | G | 2 |  | Combustion Turbine | WECC_UT | Utah | Utah | 2.4 | 2018 | 9999 |  |  |  | 0.86775 | Default Emission Factor
Provo Power Plant | 61508_G_3 | 61508 | G | 3 |  | Combustion Turbine | WECC_UT | Utah | Utah | 2.4 | 2018 | 9999 |  |  |  | 0.86775 | Default Emission Factor
Provo Power Plant | 61508_G_4 | 61508 | G | 4 |  | Combustion Turbine | WECC_UT | Utah | Utah | 2.4 | 2018 | 9999 |  |  |  | 0.86775 | Default Emission Factor
Provo Power Plant | 61508_G_5 | 61508 | G | 5 |  | Combustion Turbine | WECC_UT | Utah | Utah | 2.4 | 2018 | 9999 |  |  |  | 0.86775 | Default Emission Factor
New Haven Harbor | 6156_G_2 | 6156 | G | 2 | 90569 | Combustion Turbine | NENG_CT | Connecticut | New Haven | 42.9 | 2012 | 9999 |  |  |  | 0.155 | Default Emission Factor
New Haven Harbor | 6156_G_3 | 6156 | G | 3 | 90570 | Combustion Turbine | NENG_CT | Connecticut | New Haven | 42.9 | 2012 | 9999 |  |  |  | 0.155 | Default Emission Factor
New Haven Harbor | 6156_G_4 | 6156 | G | 4 | 90571 | Combustion Turbine | NENG_CT | Connecticut | New Haven | 42.9 | 2012 | 9999 |  |  |  | 0.155 | Default Emission Factor
Mount Sinai Beth Israel | 61569_G_EGEN1 | 61569 | G | EGEN1 |  | Combustion Turbine | NY_Z_J | New York | New York | 0.2 | 1988 | 9999 |  |  |  | 0.86775 | Default Emission Factor
Mount Sinai Beth Israel | 61569_G_EGEN2 | 61569 | G | EGEN2 |  | Combustion Turbine | NY_Z_J | New York | New York | 0.3 | 1988 | 9999 |  |  |  | 0.86775 | Default Emission Factor
Mount Sinai Beth Israel | 61569_G_EGEN4 | 61569 | G | EGEN4 |  | Combustion Turbine | NY_Z_J | New York | New York | 0.3 | 1988 | 9999 |  |  |  | 0.86775 | Default Emission Factor
Mount Sinai Beth Israel | 61569_G_EGEN5 | 61569 | G | EGEN5 |  | Combustion Turbine | NY_Z_J | New York | New York | 0.2 | 1988 | 9999 |  |  |  | 0.86775 | Default Emission Factor
Mount Sinai Beth Israel | 61569_G_EGEN6 | 61569 | G | EGEN6 |  | Combustion Turbine | NY_Z_J | New York | New York | 0.3 | 1988 | 9999 |  |  |  | 0.86775 | Default Emission Factor
Mount Sinai Beth Israel | 61569_G_EGEN7 | 61569 | G | EGEN7 |  | Combustion Turbine | NY_Z_J | New York | New York | 0.8 | 1988 | 9999 |  |  |  | 0.86775 | Default Emission Factor
Mount Sinai Beth Israel | 61569_G_EGEN8 | 61569 | G | EGEN8 |  | Combustion Turbine | NY_Z_J | New York | New York | 0.8 | 1988 | 9999 |  |  |  | 0.86775 | Default Emission Factor
Mount Sinai Beth Israel | 61569_G_EGEN9 | 61569 | G | EGEN9 |  | Combustion Turbine | NY_Z_J | New York | New York | 0.9 | 1988 | 9999 |  |  |  | 0.86775 | Default Emission Factor
Denton Energy Center | 61643_G_DEC1 | 61643 | G | DEC1 |  | Combustion Turbine | ERC_REST | Texas | Denton | 18.8 | 2018 | 9999 | 2019 | 2.215 | 19643.3333 | 0.22552 | NEI 2019
Denton Energy Center | 61643_G_DEC10 | 61643 | G | DEC10 |  | Combustion Turbine | ERC_REST | Texas | Denton | 18.8 | 2018 | 9999 | 2019 | 0.706 | 19643.3333 | 0.07188 | NEI 2019
Denton Energy Center | 61643_G_DEC11 | 61643 | G | DEC11 |  | Combustion Turbine | ERC_REST | Texas | Denton | 18.8 | 2018 | 9999 | 2019 | 0.687 | 19643.3333 | 0.06995 | NEI 2019
Denton Energy Center | 61643_G_DEC12 | 61643 | G | DEC12 |  | Combustion Turbine | ERC_REST | Texas | Denton | 18.8 | 2018 | 9999 | 2019 | 0.803 | 19643.3333 | 0.08176 | NEI 2019
Denton Energy Center | 61643_G_DEC2 | 61643 | G | DEC2 |  | Combustion Turbine | ERC_REST | Texas | Denton | 18.8 | 2018 | 9999 | 2019 | 1.023 | 19643.3333 | 0.10416 | NEI 2019
Denton Energy Center | 61643_G_DEC3 | 61643 | G | DEC3 |  | Combustion Turbine | ERC_REST | Texas | Denton | 18.8 | 2018 | 9999 | 2019 | 0.847 | 19643.3333 | 0.08624 | NEI 2019
Denton Energy Center | 61643_G_DEC4 | 61643 | G | DEC4 |  | Combustion Turbine | ERC_REST | Texas | Denton | 18.8 | 2018 | 9999 | 2019 | 0.841 | 19643.3333 | 0.08563 | NEI 2019
Denton Energy Center | 61643_G_DEC5 | 61643 | G | DEC5 |  | Combustion Turbine | ERC_REST | Texas | Denton | 18.8 | 2018 | 9999 | 2019 | 0.761 | 19643.3333 | 0.07748 | NEI 2019
Denton Energy Center | 61643_G_DEC6 | 61643 | G | DEC6 |  | Combustion Turbine | ERC_REST | Texas | Denton | 18.8 | 2018 | 9999 | 2019 | 1.109 | 19643.3333 | 0.11291 | NEI 2019
Denton Energy Center | 61643_G_DEC7 | 61643 | G | DEC7 |  | Combustion Turbine | ERC_REST | Texas | Denton | 18.8 | 2018 | 9999 | 2019 | 1.171 | 19643.3333 | 0.11923 | NEI 2019
Denton Energy Center | 61643_G_DEC8 | 61643 | G | DEC8 |  | Combustion Turbine | ERC_REST | Texas | Denton | 18.8 | 2018 | 9999 | 2019 | 1.045 | 19643.3333 | 0.1064 | NEI 2019
Denton Energy Center | 61643_G_DEC9 | 61643 | G | DEC9 |  | Combustion Turbine | ERC_REST | Texas | Denton | 18.8 | 2018 | 9999 | 2019 | 0.829 | 19643.3333 | 0.08441 | NEI 2019
Fiber Recovery, Inc. | 61652_G_ENG1 | 61652 | G | ENG1 |  | Landfill Gas | MIS_WUMS | Wisconsin | Marathon | 0.8 | 2008 | 9999 |  |  |  | 0.61247 | Default Emission Factor
Fiber Recovery, Inc. | 61652_G_ENG2 | 61652 | G | ENG2 |  | Landfill Gas | MIS_WUMS | Wisconsin | Marathon | 0.8 | 2008 | 9999 |  |  |  | 0.61247 | Default Emission Factor
Fiber Recovery, Inc. | 61652_G_ENG3 | 61652 | G | ENG3 |  | Landfill Gas | MIS_WUMS | Wisconsin | Marathon | 0.8 | 2008 | 9999 |  |  |  | 0.61247 | Default Emission Factor
NCSU CCUP Cogeneration Plant | 61675_G_CTG1 | 61675 | G | CTG1 |  | Combustion Turbine | S_VACA | North Carolina | Wake | 5.6 | 2019 | 9999 |  |  |  | 0.06931 | Default Emission Factor
NCSU CCUP Cogeneration Plant | 61675_G_STG | 61675 | G | STG |  | O/G Steam | S_VACA | North Carolina | Wake | 1 | 2019 | 9999 |  |  |  | 0.12902 | Default Emission Factor
NCSU Cates Cogeneration Plant | 61676_G_CTG1 | 61676 | G | CTG1 |  | Combustion Turbine | S_VACA | North Carolina | Wake | 4.7 | 2012 | 9999 |  |  |  | 0.155 | Default Emission Factor
NCSU Cates Cogeneration Plant | 61676_G_CTG2 | 61676 | G | CTG2 |  | Combustion Turbine | S_VACA | North Carolina | Wake | 4.7 | 2012 | 9999 |  |  |  | 0.155 | Default Emission Factor
Port Everglades | 617_G_5A | 617 | G | 5A | 91022 | Combined Cycle | FRCC | Florida | Broward | 271.9 | 2016 | 9999 | 2019 | 54.0834 | 1668730 | 0.04265 | NEI 2019
Port Everglades | 617_G_5B | 617 | G | 5B | 91023 | Combined Cycle | FRCC | Florida | Broward | 271.9 | 2016 | 9999 | 2019 | 51.5088 | 1624180 | 0.04265 | NEI 2019
Port Everglades | 617_G_5C | 617 | G | 5C | 91021 | Combined Cycle | FRCC | Florida | Broward | 271.9 | 2016 | 9999 | 2019 | 48.0472 | 1465625 | 0.04265 | NEI 2019
Port Everglades | 617_G_5ST | 617 | G | 5ST |  | Combined Cycle | FRCC | Florida | Broward | 421.3 | 2016 | 9999 |  |  |  | 0.04265 | NEI 2019
Greater New Bedford LFG Utiliz. Facility | 61702_G_11052 | 61702 | G | 11052 |  | Landfill Gas | NENGREST | Massachusetts | Bristol | 3.2 | 2005 | 9999 |  |  |  | 0.61247 | Default Emission Factor
Navy Yard Peaker Station | 61737_G_GEN1 | 61737 | G | GEN1 |  | Combustion Turbine | PJM_EMAC | Pennsylvania | Philadelphia | 2 | 2017 | 9999 |  |  |  | 0.86775 | Default Emission Factor
Navy Yard Peaker Station | 61737_G_GEN2 | 61737 | G | GEN2 |  | Combustion Turbine | PJM_EMAC | Pennsylvania | Philadelphia | 2 | 2017 | 9999 |  |  |  | 0.86775 | Default Emission Factor
Navy Yard Peaker Station | 61737_G_GEN3 | 61737 | G | GEN3 |  | Combustion Turbine | PJM_EMAC | Pennsylvania | Philadelphia | 2 | 2017 | 9999 |  |  |  | 0.86775 | Default Emission Factor
Navy Yard Peaker Station | 61737_G_GEN4 | 61737 | G | GEN4 |  | Combustion Turbine | PJM_EMAC | Pennsylvania | Philadelphia | 2 | 2018 | 9999 |  |  |  | 0.86775 | Default Emission Factor
SunSelect1 | 61754_G_1 | 61754 | G | 1 |  | Combustion Turbine | WECC_SCE | California | Kern | 3.3 | 2018 | 9999 |  |  |  | 0.86775 | Default Emission Factor
SunSelect1 | 61754_G_2 | 61754 | G | 2 |  | Combustion Turbine | WECC_SCE | California | Kern | 3.3 | 2018 | 9999 |  |  |  | 0.86775 | Default Emission Factor
Gaston County Renewable Energy Center | 61758_G_GEN1 | 61758 | G | GEN1 |  | Landfill Gas | S_VACA | North Carolina | Gaston | 1.4 | 2011 | 9999 |  |  |  | 0.61247 | Default Emission Factor
Gaston County Renewable Energy Center | 61758_G_GEN2 | 61758 | G | GEN2 |  | Landfill Gas | S_VACA | North Carolina | Gaston | 1.4 | 2011 | 9999 |  |  |  | 0.61247 | Default Emission Factor
Gaston County Renewable Energy Center | 61758_G_GEN3 | 61758 | G | GEN3 |  | Landfill Gas | S_VACA | North Carolina | Gaston | 1.4 | 2011 | 9999 |  |  |  | 0.61247 | Default Emission Factor
Douglas County Forest Products | 61761_G_GEN-1 | 61761 | G | GEN-1 |  | Biomass | WECC_PNW | Oregon | Douglas | 6.3 | 2006 | 9999 |  |  |  | 0.68393 | Default Emission Factor
Brevard | 61777_G_ENG1 | 61777 | G | ENG1 |  | Landfill Gas | FRCC | Florida | Brevard | 1.6 | 2008 | 9999 | 2018 | 3.5349 | 7792.1667 | 0.90729 | Florida State Emissions Inventory
Brevard | 61777_G_ENG2 | 61777 | G | ENG2 |  | Landfill Gas | FRCC | Florida | Brevard | 1.6 | 2008 | 9999 | 2018 | 3.5349 | 7792.1667 | 0.90729 | Florida State Emissions Inventory
Brevard | 61777_G_ENG3 | 61777 | G | ENG3 |  | Landfill Gas | FRCC | Florida | Brevard | 1.6 | 2008 | 9999 | 2018 | 3.5349 | 7792.1667 | 0.90729 | Florida State Emissions Inventory
Brevard | 61777_G_ENG4 | 61777 | G | ENG4 |  | Landfill Gas | FRCC | Florida | Brevard | 1.6 | 2008 | 9999 | 2018 | 3.5349 | 7792.1667 | 0.90729 | Florida State Emissions Inventory
Brevard | 61777_G_ENG5 | 61777 | G | ENG5 |  | Landfill Gas | FRCC | Florida | Brevard | 1.6 | 2008 | 9999 | 2018 | 3.5349 | 7792.1667 | 0.90729 | Florida State Emissions Inventory
Brevard | 61777_G_ENG6 | 61777 | G | ENG6 |  | Landfill Gas | FRCC | Florida | Brevard | 1.6 | 2008 | 9999 | 2018 | 3.5349 | 7792.1667 | 0.90729 | Florida State Emissions Inventory
Hernando | 61779_G_ENG1 | 61779 | G | ENG1 |  | Landfill Gas | FRCC | Florida | Hernando | 1.6 | 2010 | 9999 | 2018 | 3.159 | 10603 | 0.59586 | Florida State Emissions Inventory
Seminole Energy | 61780_G_ENG1 | 61780 | G | ENG1 |  | Landfill Gas | FRCC | Florida | Seminole | 1.6 | 2007 | 9999 | 2018 | 2.2541 | 4318.5 | 1.0439 | Florida State Emissions Inventory
Seminole Energy | 61780_G_ENG2 | 61780 | G | ENG2 |  | Landfill Gas | FRCC | Florida | Seminole | 1.6 | 2007 | 9999 | 2018 | 2.2541 | 4318.5 | 1.0439 | Florida State Emissions Inventory
Seminole Energy | 61780_G_ENG3 | 61780 | G | ENG3 |  | Landfill Gas | FRCC | Florida | Seminole | 1.6 | 2007 | 9999 | 2018 | 2.2541 | 4318.5 | 1.0439 | Florida State Emissions Inventory
Amana Society Service Company | 61850_G_IC1 | 61850 | G | IC1 |  | Combustion Turbine | MIS_IA | Iowa | Iowa | 1.8 | 2001 | 9999 |  |  |  | 0.86775 | Default Emission Factor
Amana Society Service Company | 61850_G_IC10 | 61850 | G | IC10 |  | Combustion Turbine | MIS_IA | Iowa | Iowa | 1.8 | 2001 | 9999 |  |  |  | 0.86775 | Default Emission Factor
Amana Society Service Company | 61850_G_IC11 | 61850 | G | IC11 |  | Combustion Turbine | MIS_IA | Iowa | Iowa | 1.8 | 2001 | 9999 |  |  |  | 0.86775 | Default Emission Factor
Amana Society Service Company | 61850_G_IC12 | 61850 | G | IC12 |  | Combustion Turbine | MIS_IA | Iowa | Iowa | 1.8 | 2001 | 9999 |  |  |  | 0.86775 | Default Emission Factor
Amana Society Service Company | 61850_G_IC2 | 61850 | G | IC2 |  | Combustion Turbine | MIS_IA | Iowa | Iowa | 1.8 | 2001 | 9999 |  |  |  | 0.86775 | Default Emission Factor
Amana Society Service Company | 61850_G_IC3 | 61850 | G | IC3 |  | Combustion Turbine | MIS_IA | Iowa | Iowa | 1.8 | 2001 | 9999 |  |  |  | 0.86775 | Default Emission Factor
Amana Society Service Company | 61850_G_IC4 | 61850 | G | IC4 |  | Combustion Turbine | MIS_IA | Iowa | Iowa | 1.8 | 2001 | 9999 |  |  |  | 0.86775 | Default Emission Factor
Amana Society Service Company | 61850_G_IC5 | 61850 | G | IC5 |  | Combustion Turbine | MIS_IA | Iowa | Iowa | 1.8 | 2001 | 9999 |  |  |  | 0.86775 | Default Emission Factor
Amana Society Service Company | 61850_G_IC6 | 61850 | G | IC6 |  | Combustion Turbine | MIS_IA | Iowa | Iowa | 1.8 | 2001 | 9999 |  |  |  | 0.86775 | Default Emission Factor
Amana Society Service Company | 61850_G_IC7 | 61850 | G | IC7 |  | Combustion Turbine | MIS_IA | Iowa | Iowa | 1.8 | 2001 | 9999 |  |  |  | 0.86775 | Default Emission Factor
Amana Society Service Company | 61850_G_IC8 | 61850 | G | IC8 |  | Combustion Turbine | MIS_IA | Iowa | Iowa | 1.8 | 2001 | 9999 |  |  |  | 0.86775 | Default Emission Factor
Amana Society Service Company | 61850_G_IC9 | 61850 | G | IC9 |  | Combustion Turbine | MIS_IA | Iowa | Iowa | 1.8 | 2001 | 9999 |  |  |  | 0.86775 | Default Emission Factor
NRG Chalk Point CT | 61890_G_SGT1 | 61890 | G | SGT1 |  | Combustion Turbine | PJM_SMAC | Maryland | Prince Georges | 71 | 1990 | 9999 |  |  |  | 0.155 | Default Emission Factor
Riviera | 619_G_5A | 619 | G | 5A | 90798 | Combined Cycle | FRCC | Florida | Palm Beach | 270.5 | 2014 | 9999 | 2019 | 41.3274 | 3508138 | 0.0423 | NEI 2019
Riviera | 619_G_5B | 619 | G | 5B | 90799 | Combined Cycle | FRCC | Florida | Palm Beach | 270.5 | 2014 | 9999 | 2019 | 41.8384 | 1278337 | 0.0423 | NEI 2019
Riviera | 619_G_5C | 619 | G | 5C | 90800 | Combined Cycle | FRCC | Florida | Palm Beach | 270.5 | 2014 | 9999 | 2019 | 53.0401 | 1653451 | 0.0423 | NEI 2019
Riviera | 619_G_5ST | 619 | G | 5ST | 90798 | Combined Cycle | FRCC | Florida | Palm Beach | 478.5 | 2014 | 9999 |  |  |  | 0.0423 | NEI 2019
John Twitty Energy Center | 6195_G_GT1 | 6195 | G | GT1 | 89861 | Combustion Turbine | SPP_N | Missouri | Greene | 52 | 1983 | 9999 | 2019 | 0.5561 | 18608 | 0.05977 | NEI 2019
John Twitty Energy Center | 6195_G_GT2 | 6195 | G | GT2 | 89863 | Combustion Turbine | SPP_N | Missouri | Greene | 52 | 1983 | 9999 | 2019 | 1.6586 | 18608 | 0.17827 | NEI 2019
MCRD Parris Island PV Hybrid | 61956_G_BAKUP | 61956 | G | BAKUP |  | Combustion Turbine | S_VACA | South Carolina | Beaufort | 2.5 | 2019 | 9999 |  |  |  | 0.36262 | Default Emission Factor
MCRD Parris Island PV Hybrid | 61956_G_BLKST | 61956 | G | BLKST |  | Combustion Turbine | S_VACA | South Carolina | Beaufort | 1 | 2019 | 9999 |  |  |  | 0.36262 | Default Emission Factor
MCRD Parris Island PV Hybrid | 61956_G_CHPP | 61956 | G | CHPP |  | Combustion Turbine | S_VACA | South Carolina | Beaufort | 3.5 | 2019 | 9999 |  |  |  | 0.06931 | Default Emission Factor
TAC-Distributed Energy Resource Hybrid | 61990_G_NG | 61990 | G | NG |  | Combustion Turbine | MIS_IL | Illinois | Champaign | 1 | 2017 | 2045 |  |  |  | 0.86775 | Default Emission Factor
Sanford | 620_G_4 | 620 | G | 4 | 429 | Combined Cycle | FRCC | Florida | Volusia | 388 | 1969 | 9999 |  |  |  | 0.05006 | NEI 2019
Sanford | 620_G_4A | 620 | G | 4A | 429 | Combined Cycle | FRCC | Florida | Volusia | 197 | 2002 | 9999 | 2019 | 29.5366 | 2531955 | 0.05006 | NEI 2019
Sanford | 620_G_4B | 620 | G | 4B | 430 | Combined Cycle | FRCC | Florida | Volusia | 197 | 2002 | 9999 | 2019 | 31.6511 | 830737 | 0.05006 | NEI 2019
Sanford | 620_G_4C | 620 | G | 4C | 431 | Combined Cycle | FRCC | Florida | Volusia | 197 | 2002 | 9999 | 2019 | 35.7956 | 946869 | 0.05006 | NEI 2019
Sanford | 620_G_4D | 620 | G | 4D | 432 | Combined Cycle | FRCC | Florida | Volusia | 197 | 2003 | 9999 | 2019 | 31.5286 | 825060 | 0.05006 | NEI 2019
Sanford | 620_G_5 | 620 | G | 5 | 433 | Combined Cycle | FRCC | Florida | Volusia | 388 | 1974 | 9999 |  |  |  | 0.04955 | NEI 2019
Sanford | 620_G_5A | 620 | G | 5A | 433 | Combined Cycle | FRCC | Florida | Volusia | 197 | 2002 | 9999 | 2019 | 18.6209 | 1624405 | 0.04955 | NEI 2019
Sanford | 620_G_5B | 620 | G | 5B | 434 | Combined Cycle | FRCC | Florida | Volusia | 197 | 2002 | 9999 | 2019 | 23.5962 | 638052 | 0.04955 | NEI 2019
Sanford | 620_G_5C | 620 | G | 5C | 435 | Combined Cycle | FRCC | Florida | Volusia | 197 | 2002 | 9999 | 2019 | 19.037 | 506723 | 0.04955 | NEI 2019
Sanford | 620_G_5D | 620 | G | 5D | 436 | Combined Cycle | FRCC | Florida | Volusia | 197 | 2002 | 9999 | 2019 | 21.7904 | 582621 | 0.04955 | NEI 2019
Brooklyn Hospital Center | 62002_G_400DF | 62002 | G | 400DF |  | Combustion Turbine | NY_Z_J | New York | Kings | 0.5 | 2004 | 9999 |  |  |  | 0.86775 | Default Emission Factor
Brooklyn Hospital Center | 62002_G_500RE | 62002 | G | 500RE |  | Combustion Turbine | NY_Z_J | New York | Kings | 0.5 | 2014 | 9999 |  |  |  | 0.86775 | Default Emission Factor
Brooklyn Hospital Center | 62002_G_SR4 | 62002 | G | SR4 |  | Combustion Turbine | NY_Z_J | New York | Kings | 0.5 | 1975 | 9999 |  |  |  | 0.86775 | Default Emission Factor
Turkey Point | 621_G_5CA | 621 | G | 5CA | 89540 | Combined Cycle | FRCC | Florida | Miami Dade | 466.2 | 2007 | 9999 |  |  |  | 0.04516 | NEI 2019
Turkey Point | 621_G_5CTA | 621 | G | 5CTA | 89540 | Combined Cycle | FRCC | Florida | Miami Dade | 196.7 | 2007 | 9999 | 2019 | 30.2722 | 1958642 | 0.04516 | NEI 2019
Turkey Point | 621_G_5CTB | 621 | G | 5CTB | 89541 | Combined Cycle | FRCC | Florida | Miami Dade | 196.7 | 2007 | 9999 | 2019 | 28.7011 | 840605 | 0.04516 | NEI 2019
Turkey Point | 621_G_5CTC | 621 | G | 5CTC | 89542 | Combined Cycle | FRCC | Florida | Miami Dade | 196.7 | 2007 | 9999 | 2019 | 30.1848 | 781964 | 0.04516 | NEI 2019
Turkey Point | 621_G_5CTD | 621 | G | 5CTD | 89543 | Combined Cycle | FRCC | Florida | Miami Dade | 196.7 | 2007 | 9999 | 2019 | 26.615 | 1546521 | 0.04516 | NEI 2019
Northeast (WA) | 6210_G_1 | 6210 | G | 1 |  | Combustion Turbine | WECC_PNW | Washington | Spokane | 45 | 1978 | 9999 |  |  |  | 0.155 | Default Emission Factor
Dynegy Oakland Power Plant | 6211_G_GEN1 | 6211 | G | GEN1 |  | Combustion Turbine | WEC_CALN | California | Alameda | 55 | 1978 | 9999 | 2019 | 0.117 | 1417 | 0.16514 | NEI 2019
Dynegy Oakland Power Plant | 6211_G_GEN3 | 6211 | G | GEN3 |  | Combustion Turbine | WEC_CALN | California | Alameda | 55 | 1978 | 9999 | 2017 | 0.2184 | 669.6667 | 0.65227 | NEI 2019
AES Alamitos Energy Center | 62115_G_1A | 62115 | G | 1A |  | Combined Cycle | WEC_LADW | California | Los Angeles | 194 | 2020 | 9999 |  |  |  | 0.02972 | Default Emission Factor
AES Alamitos Energy Center | 62115_G_1B | 62115 | G | 1B |  | Combined Cycle | WEC_LADW | California | Los Angeles | 194 | 2020 | 9999 |  |  |  | 0.02972 | Default Emission Factor
AES Alamitos Energy Center | 62115_G_1S | 62115 | G | 1S |  | Combined Cycle | WEC_LADW | California | Los Angeles | 215 | 2020 | 9999 |  |  |  | 0.02972 | Default Emission Factor
AES Huntington Beach Energy Project | 62116_G_1A | 62116 | G | 1A |  | Combined Cycle | WECC_SCE | California | Orange | 194 | 2020 | 9999 |  |  |  | 0.02972 | Default Emission Factor
AES Huntington Beach Energy Project | 62116_G_1B | 62116 | G | 1B |  | Combined Cycle | WECC_SCE | California | Orange | 194 | 2020 | 9999 |  |  |  | 0.02972 | Default Emission Factor
AES Huntington Beach Energy Project | 62116_G_1S | 62116 | G | 1S |  | Combined Cycle | WECC_SCE | California | Orange | 215 | 2020 | 9999 |  |  |  | 0.02972 | Default Emission Factor
Beloit Memorial Hospital Power Plant | 62117_G_GEN-1 | 62117 | G | GEN-1 |  | Combustion Turbine | MIS_WUMS | Wisconsin | Rock | 1.5 | 2000 | 9999 |  |  |  | 0.86775 | Default Emission Factor
Beloit Memorial Hospital Power Plant | 62117_G_GEN-2 | 62117 | G | GEN-2 |  | Combustion Turbine | MIS_WUMS | Wisconsin | Rock | 1.5 | 2000 | 9999 |  |  |  | 0.86775 | Default Emission Factor
4710 Hosting | 62162_G_4710 | 62162 | G | 4710 |  | Combustion Turbine | MIS_MNWI | Minnesota | Olmsted | 5 | 2012 | 9999 |  |  |  | 0.86775 | Default Emission Factor
Maimonides Medical Center | 62174_G_625DI | 62174 | G | 625DI |  | Combustion Turbine | NY_Z_J | New York | Kings | 0.5 | 1999 | 9999 |  |  |  | 0.86775 | Default Emission Factor
Maimonides Medical Center | 62174_G_CM500 | 62174 | G | CM500 |  | Combustion Turbine | NY_Z_J | New York | Kings | 0.5 | 2006 | 9999 |  |  |  | 0.86775 | Default Emission Factor
Maimonides Medical Center | 62174_G_CM800 | 62174 | G | CM800 |  | Combustion Turbine | NY_Z_J | New York | Kings | 0.8 | 2002 | 9999 |  |  |  | 0.86775 | Default Emission Factor
Maimonides Medical Center | 62174_G_CM900 | 62174 | G | CM900 |  | Combustion Turbine | NY_Z_J | New York | Kings | 0.9 | 2006 | 9999 |  |  |  | 0.86775 | Default Emission Factor
Maimonides Medical Center | 62174_G_CN900 | 62174 | G | CN900 |  | Combustion Turbine | NY_Z_J | New York | Kings | 0.9 | 2006 | 9999 |  |  |  | 0.86775 | Default Emission Factor
Maimonides Medical Center | 62174_G_ON300 | 62174 | G | ON300 |  | Combustion Turbine | NY_Z_J | New York | Kings | 0.3 | 1990 | 9999 |  |  |  | 0.86775 | Default Emission Factor
Blue Water Energy Center | 62192_G_11 | 62192 | G | 11 |  | Combined Cycle | MIS_LMI | Michigan | St Clair | 359 | 2022 | 9999 |  |  |  | 0.02972 | Default Emission Factor
Blue Water Energy Center | 62192_G_12 | 62192 | G | 12 |  | Combined Cycle | MIS_LMI | Michigan | St Clair | 359 | 2022 | 9999 |  |  |  | 0.02972 | Default Emission Factor
Blue Water Energy Center | 62192_G_1S | 62192 | G | 1S |  | Combined Cycle | MIS_LMI | Michigan | St Clair | 428 | 2022 | 9999 |  |  |  | 0.02972 | Default Emission Factor
Durant | 6220_G_7 | 6220 | G | 7 |  | Combustion Turbine | MIS_IA | Iowa | Cedar | 1.8 | 1998 | 9999 |  |  |  | 0.86775 | Default Emission Factor
Durant | 6220_G_8 | 6220 | G | 8 |  | Combustion Turbine | MIS_IA | Iowa | Cedar | 2.6 | 2011 | 9999 |  |  |  | 0.86775 | Default Emission Factor
Empire Energy Center | 6223_G_2 | 6223 | G | 2 | 89858 | Combustion Turbine | SPP_N | Missouri | Jasper | 82 | 1981 | 2025 | 2019 | 0.6065 | 35929.458 | 0.03376 | NEI 2019
Empire Energy Center | 6223_G_3 | 6223 | G | 3 | 9179 | Combustion Turbine | SPP_N | Missouri | Jasper | 49 | 2003 | 9999 | 2019 | 1.2232 | 21470.042 | 0.11395 | NEI 2019
Empire Energy Center | 6223_G_4 | 6223 | G | 4 | 9181 | Combustion Turbine | SPP_N | Missouri | Jasper | 49 | 2003 | 9999 | 2019 | 0.9277 | 21470.042 | 0.08642 | NEI 2019
NYC-HH-New Bellevue Hospital | 62250_G_CAT2H | 62250 | G | CAT2H |  | Combustion Turbine | NY_Z_J | New York | New York | 0.8 | 2011 | 9999 |  |  |  | 0.86775 | Default Emission Factor
NYC-HH-New Bellevue Hospital | 62250_G_CAT2M | 62250 | G | CAT2M |  | Combustion Turbine | NY_Z_J | New York | New York | 0.8 | 2011 | 9999 |  |  |  | 0.86775 | Default Emission Factor
NYC-HH-New Bellevue Hospital | 62250_G_CAT2X | 62250 | G | CAT2X |  | Combustion Turbine | NY_Z_J | New York | New York | 0.8 | 2011 | 9999 |  |  |  | 0.86775 | Default Emission Factor
NYC-HH-New Bellevue Hospital | 62250_G_CAT2Y | 62250 | G | CAT2Y |  | Combustion Turbine | NY_Z_J | New York | New York | 0.8 | 2011 | 9999 |  |  |  | 0.86775 | Default Emission Factor
NYC-HH-New Bellevue Hospital | 62250_G_CAT6M | 62250 | G | CAT6M |  | Combustion Turbine | NY_Z_J | New York | New York | 0.6 | 1996 | 9999 |  |  |  | 0.86775 | Default Emission Factor
NYC-HH-New Bellevue Hospital | 62250_G_CAT6P | 62250 | G | CAT6P |  | Combustion Turbine | NY_Z_J | New York | New York | 0.6 | 1996 | 9999 |  |  |  | 0.86775 | Default Emission Factor
NYC-HH-New Bellevue Hospital | 62250_G_CUM6Z | 62250 | G | CUM6Z |  | Combustion Turbine | NY_Z_J | New York | New York | 0.9 | 2011 | 9999 |  |  |  | 0.86775 | Default Emission Factor
NYC-HH-New Bellevue Hospital | 62250_G_RUD3R | 62250 | G | RUD3R |  | Combustion Turbine | NY_Z_J | New York | New York | 0.7 | 2002 | 9999 |  |  |  | 0.86775 | Default Emission Factor
Westchester County Medical Center | 62270_G_CAT04 | 62270 | G | CAT04 |  | Combustion Turbine | NY_Z_G-I | New York | Westchester | 0.7 | 2000 | 9999 |  |  |  | 0.86775 | Default Emission Factor
Westchester County Medical Center | 62270_G_CATH1 | 62270 | G | CATH1 |  | Combustion Turbine | NY_Z_G-I | New York | Westchester | 1.3 | 2002 | 9999 |  |  |  | 0.86775 | Default Emission Factor
Westchester County Medical Center | 62270_G_CATH2 | 62270 | G | CATH2 |  | Combustion Turbine | NY_Z_G-I | New York | Westchester | 1.3 | 2002 | 9999 |  |  |  | 0.86775 | Default Emission Factor
Westchester County Medical Center | 62270_G_CATN1 | 62270 | G | CATN1 |  | Combustion Turbine | NY_Z_G-I | New York | Westchester | 0.7 | 1974 | 9999 |  |  |  | 0.86775 | Default Emission Factor
Westchester County Medical Center | 62270_G_CATN2 | 62270 | G | CATN2 |  | Combustion Turbine | NY_Z_G-I | New York | Westchester | 0.7 | 1974 | 9999 |  |  |  | 0.86775 | Default Emission Factor
Westchester County Medical Center | 62270_G_CATN3 | 62270 | G | CATN3 |  | Combustion Turbine | NY_Z_G-I | New York | Westchester | 0.7 | 1996 | 9999 |  |  |  | 0.86775 | Default Emission Factor
Westchester County Medical Center | 62270_G_CATR3 | 62270 | G | CATR3 |  | Combustion Turbine | NY_Z_G-I | New York | Westchester | 0.6 | 2013 | 9999 |  |  |  | 0.86775 | Default Emission Factor
Westchester County Medical Center | 62270_G_CATR4 | 62270 | G | CATR4 |  | Combustion Turbine | NY_Z_G-I | New York | Westchester | 0.3 | 1980 | 9999 |  |  |  | 0.86775 | Default Emission Factor
Westchester County Medical Center | 62270_G_CUM37 | 62270 | G | CUM37 |  | Combustion Turbine | NY_Z_G-I | New York | Westchester | 0.4 | 2000 | 9999 |  |  |  | 0.86775 | Default Emission Factor
Westchester County Medical Center | 62270_G_DT080 | 62270 | G | DT080 |  | Combustion Turbine | NY_Z_G-I | New York | Westchester | 0.5 | 2002 | 9999 |  |  |  | 0.86775 | Default Emission Factor
Westchester County Medical Center | 62270_G_DT250 | 62270 | G | DT250 |  | Combustion Turbine | NY_Z_G-I | New York | Westchester | 0.3 | 2000 | 9999 |  |  |  | 0.86775 | Default Emission Factor
Westchester County Medical Center | 62270_G_DT500 | 62270 | G | DT500 |  | Combustion Turbine | NY_Z_G-I | New York | Westchester | 0.5 | 2000 | 9999 |  |  |  | 0.86775 | Default Emission Factor
Mobile | 6229_G_1 | 6229 | G | 1 |  | Combustion Turbine | SPP_NEBR | Nebraska | York | 1 | 1980 | 9999 |  |  |  | 0.86775 | Default Emission Factor
Mobile | 6229_G_2 | 6229 | G | 2 |  | Combustion Turbine | SPP_NEBR | Nebraska | York | 1.6 | 1996 | 9999 |  |  |  | 0.86775 | Default Emission Factor
Mobile | 6229_G_500 | 6229 | G | 500 |  | Combustion Turbine | SPP_NEBR | Nebraska | York | 0.5 | 1994 | 9999 |  |  |  | 0.86775 | Default Emission Factor
Pearl Station | 6238_G_GT1 | 6238 | G | GT1 |  | Combustion Turbine | MIS_IL | Illinois | Pike | 20.1 | 1973 | 2030 |  |  |  | 0.155 | Default Emission Factor
Verwey-Hanford Dairy Digester #2 | 62418_G_4 | 62418 | G | 4 |  | Non-Fossil Waste | WEC_CALN | California | Kings | 1 | 2019 | 9999 |  |  |  | 0.36193 | Default Emission Factor
Verwey-Hanford Dairy Digester #3 | 62419_G_4 | 62419 | G | 4 |  | Non-Fossil Waste | WEC_CALN | California | Kings | 1 | 2019 | 9999 |  |  |  | 0.36193 | Default Emission Factor
Dansby | 6243_G_2 | 6243 | G | 2 | 89412 | Combustion Turbine | ERC_REST | Texas | Brazos | 47.1 | 2004 | 9999 | 2019 | 0.7389 | 24015 | 0.06154 | NEI 2019
Dansby | 6243_G_3 | 6243 | G | 3 | 90415 | Combustion Turbine | ERC_REST | Texas | Brazos | 47.1 | 2010 | 9999 | 2019 | 0.9151 | 24015 | 0.07621 | NEI 2019
JLL-One Rockwood Road | 62446_G_EGEN1 | 62446 | G | EGEN1 |  | Combustion Turbine | NY_Z_G-I | New York | Westchester | 1.5 | 2003 | 9999 |  |  |  | 0.86775 | Default Emission Factor
JLL-One Rockwood Road | 62446_G_EGEN2 | 62446 | G | EGEN2 |  | Combustion Turbine | NY_Z_G-I | New York | Westchester | 1.5 | 2003 | 9999 |  |  |  | 0.86775 | Default Emission Factor
Kimberly Clark Mobile - CHP Plant | 62449_G_GT100 | 62449 | G | GT100 |  | Combustion Turbine | S_SOU | Alabama | Mobile | 21.8 | 2019 | 9999 |  |  |  | 0.06931 | Default Emission Factor
Kimberly Clark Mobile - CHP Plant | 62449_G_GT200 | 62449 | G | GT200 |  | Combustion Turbine | S_SOU | Alabama | Mobile | 21.8 | 2019 | 9999 |  |  |  | 0.06931 | Default Emission Factor
St. Johns Episcopal Hospital | 62450_G_CT205 | 62450 | G | CT205 |  | Combustion Turbine | NY_Z_J | New York | Queens | 0.2 | 2010 | 9999 |  |  |  | 0.86775 | Default Emission Factor
St. Johns Episcopal Hospital | 62450_G_F1040 | 62450 | G | F1040 |  | Combustion Turbine | NY_Z_J | New York | Queens | 1 | 1995 | 9999 |  |  |  | 0.86775 | Default Emission Factor
St. Joseph Hospital | 62452_G_CT250 | 62452 | G | CT250 |  | Combustion Turbine | NY_Z_G-I | New York | Westchester | 0.3 | 1960 | 9999 |  |  |  | 0.86775 | Default Emission Factor
St. Joseph Hospital | 62452_G_CT750 | 62452 | G | CT750 |  | Combustion Turbine | NY_Z_G-I | New York | Westchester | 0.8 | 1978 | 9999 |  |  |  | 0.86775 | Default Emission Factor
Mt.Sinai-St.Lukes Roosevelt Hosp. Center | 62453_G_CT250 | 62453 | G | CT250 |  | Combustion Turbine | NY_Z_G-I | New York | Westchester | 0.3 | 1960 | 9999 |  |  |  | 0.86775 | Default Emission Factor
Mt.Sinai-St.Lukes Roosevelt Hosp. Center | 62453_G_CT750 | 62453 | G | CT750 |  | Combustion Turbine | NY_Z_G-I | New York | Westchester | 0.8 | 1978 | 9999 |  |  |  | 0.86775 | Default Emission Factor
Mt.Sinai-St.Lukes Roosevelt Hosp. Center | 62453_G_EG1 | 62453 | G | EG1 |  | Combustion Turbine | NY_Z_G-I | New York | Westchester | 0.3 | 1995 | 9999 |  |  |  | 0.86775 | Default Emission Factor
Mt.Sinai-St.Lukes Roosevelt Hosp. Center | 62453_G_EG2 | 62453 | G | EG2 |  | Combustion Turbine | NY_Z_G-I | New York | Westchester | 0.3 | 2010 | 9999 |  |  |  | 0.86775 | Default Emission Factor
Mt.Sinai-St.Lukes Roosevelt Hosp. Center | 62453_G_EG3 | 62453 | G | EG3 |  | Combustion Turbine | NY_Z_G-I | New York | Westchester | 2.5 | 2015 | 9999 |  |  |  | 0.86775 | Default Emission Factor
Mt.Sinai-St.Lukes Roosevelt Hosp. Center | 62453_G_EG4 | 62453 | G | EG4 |  | Combustion Turbine | NY_Z_G-I | New York | Westchester | 2.5 | 2015 | 9999 |  |  |  | 0.86775 | Default Emission Factor
Farmers Electric Cooperative - Kalona | 62461_G_1 | 62461 | G | 1 |  | Combustion Turbine | MIS_MIDA | Iowa | Johnson | 2 | 2001 | 9999 |  |  |  | 0.86775 | Default Emission Factor
Farmers Electric Cooperative - Kalona | 62461_G_2 | 62461 | G | 2 |  | Combustion Turbine | MIS_MIDA | Iowa | Johnson | 2 | 2001 | 9999 |  |  |  | 0.86775 | Default Emission Factor
Farmers Electric Cooperative - Kalona | 62461_G_3 | 62461 | G | 3 |  | Combustion Turbine | MIS_MIDA | Iowa | Johnson | 2 | 2006 | 9999 |  |  |  | 0.86775 | Default Emission Factor
ACB Energy Parntners LLC - MTF Cogen | 62492_G_ACB-1 | 62492 | G | ACB-1 |  | Combustion Turbine | PJM_EMAC | New Jersey | Atlantic | 7.1 | 2010 | 9999 |  |  |  | 0.155 | Default Emission Factor
Germantown | 6253_G_1 | 6253 | G | 1 | 90037 | Combustion Turbine | MIS_WUMS | Wisconsin | Washington | 48.8 | 1978 | 9999 | 2019 | 0.19164 | 2721.9912 | 0.14081 | NEI 2019
Germantown | 6253_G_2 | 6253 | G | 2 | 90039 | Combustion Turbine | MIS_WUMS | Wisconsin | Washington | 48.6 | 1978 | 9999 | 2019 | 0.056206 | 2710.8355 | 0.04147 | NEI 2019
Germantown | 6253_G_3 | 6253 | G | 3 | 90234 | Combustion Turbine | MIS_WUMS | Wisconsin | Washington | 45.8 | 1978 | 9999 | 2019 | 0.19258 | 2554.6557 | 0.15077 | NEI 2019
Germantown | 6253_G_4 | 6253 | G | 4 | 90236 | Combustion Turbine | MIS_WUMS | Wisconsin | Washington | 49.2 | 1978 | 9999 | 2019 | 0.055866 | 2744.3026 | 0.04071 | NEI 2019
Germantown | 6253_G_5 | 6253 | G | 5 | 2873 | Combustion Turbine | MIS_WUMS | Wisconsin | Washington | 81.2 | 2000 | 9999 |  |  |  | 0.155 | Default Emission Factor
Scherer | 6257_G_1 | 6257 | G | 1 | 2875 | Coal Steam | S_SOU | Georgia | Monroe | 860 | 1982 | 9999 | 2017 | 38.9998 | 2304302 | 0.03385 | NEI 2019
Wilson | 6258_G_5A | 6258 | G | 5A | 89926 | Combustion Turbine | S_SOU | Georgia | Burke | 41 | 1972 | 9999 |  |  |  | 0.155 | Default Emission Factor
Wilson | 6258_G_5B | 6258 | G | 5B | 89927 | Combustion Turbine | S_SOU | Georgia | Burke | 56 | 1972 | 9999 |  |  |  | 0.155 | Default Emission Factor
Wilson | 6258_G_5C | 6258 | G | 5C | 89928 | Combustion Turbine | S_SOU | Georgia | Burke | 49 | 1972 | 9999 |  |  |  | 0.155 | Default Emission Factor
Wilson | 6258_G_5D | 6258 | G | 5D | 89929 | Combustion Turbine | S_SOU | Georgia | Burke | 41 | 1973 | 9999 |  |  |  | 0.155 | Default Emission Factor
Wilson | 6258_G_5E | 6258 | G | 5E | 89930 | Combustion Turbine | S_SOU | Georgia | Burke | 54 | 1973 | 9999 |  |  |  | 0.155 | Default Emission Factor
Wilson | 6258_G_5F | 6258 | G | 5F | 89931 | Combustion Turbine | S_SOU | Georgia | Burke | 54 | 1973 | 9999 |  |  |  | 0.155 | Default Emission Factor
Wilson | 6258_G_IC1 | 6258 | G | IC1 |  | Combustion Turbine | S_SOU | Georgia | Burke | 2.5 | 1972 | 9999 |  |  |  | 0.86775 | Default Emission Factor
Montefiore Mount Vernon Hospital | 62589_G_CONP7 | 62589 | G | CONP7 |  | Combustion Turbine | NY_Z_G-I | New York | Westchester | 0.4 | 1976 | 9999 |  |  |  | 0.86775 | Default Emission Factor
Montefiore Mount Vernon Hospital | 62589_G_DETR4 | 62589 | G | DETR4 |  | Combustion Turbine | NY_Z_G-I | New York | Westchester | 0.7 | 1976 | 9999 |  |  |  | 0.86775 | Default Emission Factor
Wolf Creek Generator | 62590_G_WOLF | 62590 | G | WOLF |  | Combustion Turbine | SPP_N | Kansas | Coffey | 1 | 2014 | 9999 |  |  |  | 0.86775 | Default Emission Factor
Rockland Bakery Inc. | 62619_G_CAT1 | 62619 | G | CAT1 |  | Combustion Turbine | NY_Z_G-I | New York | Rockland | 0.8 | 1996 | 9999 |  |  |  | 0.86775 | Default Emission Factor
Rockland Bakery Inc. | 62619_G_CAT2 | 62619 | G | CAT2 |  | Combustion Turbine | NY_Z_G-I | New York | Rockland | 0.8 | 1996 | 9999 |  |  |  | 0.86775 | Default Emission Factor
Rockland Bakery Inc. | 62619_G_CAT3 | 62619 | G | CAT3 |  | Combustion Turbine | NY_Z_G-I | New York | Rockland | 0.8 | 1996 | 9999 |  |  |  | 0.86775 | Default Emission Factor
Rockland Bakery Inc. | 62619_G_CATE4 | 62619 | G | CATE4 |  | Combustion Turbine | NY_Z_G-I | New York | Rockland | 1.5 | 1996 | 9999 |  |  |  | 0.86775 | Default Emission Factor
Overlook Medical Center | 62622_G_CHPS1 | 62622 | G | CHPS1 |  | Combustion Turbine | PJM_EMAC | New Jersey | Union | 1 | 2012 | 9999 |  |  |  | 0.86775 | Default Emission Factor
Overlook Medical Center | 62622_G_CHPS2 | 62622 | G | CHPS2 |  | Combustion Turbine | PJM_EMAC | New Jersey | Union | 1 | 2012 | 9999 |  |  |  | 0.86775 | Default Emission Factor
Overlook Medical Center | 62622_G_CHPS3 | 62622 | G | CHPS3 |  | Combustion Turbine | PJM_EMAC | New Jersey | Union | 1 | 2012 | 9999 |  |  |  | 0.86775 | Default Emission Factor
West Water Street | 62625_G_G1 | 62625 | G | G1 |  | Combustion Turbine | NENGREST | Massachusetts | Bristol | 2.5 | 2018 | 9999 |  |  |  | 0.86775 | Default Emission Factor
West Water Street | 62625_G_G2 | 62625 | G | G2 |  | Combustion Turbine | NENGREST | Massachusetts | Bristol | 2.5 | 2018 | 9999 |  |  |  | 0.86775 | Default Emission Factor
West Water Street | 62625_G_G3 | 62625 | G | G3 |  | Combustion Turbine | NENGREST | Massachusetts | Bristol | 2.5 | 2018 | 9999 |  |  |  | 0.86775 | Default Emission Factor
West Water Street | 62625_G_G4 | 62625 | G | G4 |  | Combustion Turbine | NENGREST | Massachusetts | Bristol | 2.5 | 2018 | 9999 |  |  |  | 0.86775 | Default Emission Factor
Morehead Generating Facility | 62641_G_M3516 | 62641 | G | M3516 |  | Landfill Gas | PJM_West | Kentucky | Rowan | 1.4 | 2019 | 9999 |  |  |  | 0.57643 | Default Emission Factor
MBS Texbook Exchange | 62647_G_MBS1 | 62647 | G | MBS1 |  | Combustion Turbine | MIS_MO | Missouri | Boone | 1 | 2008 | 9999 |  |  |  | 0.86775 | Default Emission Factor
MBS Texbook Exchange | 62647_G_MBS2 | 62647 | G | MBS2 |  | Combustion Turbine | MIS_MO | Missouri | Boone | 1 | 2008 | 9999 |  |  |  | 0.86775 | Default Emission Factor
New York Presbyterian-The Allen Hospital | 62650_G_CAT32 | 62650 | G | CAT32 |  | Combustion Turbine | NY_Z_J | New York | New York | 1 | 2009 | 9999 |  |  |  | 0.86775 | Default Emission Factor
Cuyahoga Falls 1 | 62658_G_P001 | 62658 | G | P001 |  | Combustion Turbine | PJM_ATSI | Ohio | Summit | 1.5 | 2018 | 9999 |  |  |  | 0.86775 | Default Emission Factor
Cuyahoga Falls 1 | 62658_G_P002 | 62658 | G | P002 |  | Combustion Turbine | PJM_ATSI | Ohio | Summit | 1.5 | 2018 | 9999 |  |  |  | 0.86775 | Default Emission Factor
Cuyahoga Falls 1 | 62658_G_P003 | 62658 | G | P003 |  | Combustion Turbine | PJM_ATSI | Ohio | Summit | 1.5 | 2018 | 9999 |  |  |  | 0.86775 | Default Emission Factor
Cuyahoga Falls 1 | 62658_G_P004 | 62658 | G | P004 |  | Combustion Turbine | PJM_ATSI | Ohio | Summit | 1.5 | 2018 | 9999 |  |  |  | 0.86775 | Default Emission Factor
Cuyahoga Falls 1 | 62658_G_P005 | 62658 | G | P005 |  | Combustion Turbine | PJM_ATSI | Ohio | Summit | 1.5 | 2018 | 9999 |  |  |  | 0.86775 | Default Emission Factor
Cuyahoga Falls 1 | 62658_G_P006 | 62658 | G | P006 |  | Combustion Turbine | PJM_ATSI | Ohio | Summit | 1.5 | 2018 | 9999 |  |  |  | 0.86775 | Default Emission Factor
Epic Verona | 62676_G_G101 | 62676 | G | G101 |  | Combustion Turbine | MIS_WUMS | Wisconsin | Dane | 2.3 | 2013 | 9999 |  |  |  | 0.86775 | Default Emission Factor
Epic Verona | 62676_G_G102 | 62676 | G | G102 |  | Combustion Turbine | MIS_WUMS | Wisconsin | Dane | 2.3 | 2013 | 9999 |  |  |  | 0.86775 | Default Emission Factor
Epic Verona | 62676_G_G103 | 62676 | G | G103 |  | Combustion Turbine | MIS_WUMS | Wisconsin | Dane | 2.3 | 2013 | 9999 |  |  |  | 0.86775 | Default Emission Factor
Epic Verona | 62676_G_G104 | 62676 | G | G104 |  | Combustion Turbine | MIS_WUMS | Wisconsin | Dane | 2.3 | 2013 | 9999 |  |  |  | 0.86775 | Default Emission Factor
Epic Verona | 62676_G_G105 | 62676 | G | G105 |  | Combustion Turbine | MIS_WUMS | Wisconsin | Dane | 2.3 | 2013 | 9999 |  |  |  | 0.86775 | Default Emission Factor
Epic Verona | 62676_G_G202 | 62676 | G | G202 |  | Combustion Turbine | MIS_WUMS | Wisconsin | Dane | 2.3 | 2013 | 9999 |  |  |  | 0.86775 | Default Emission Factor
Epic Verona | 62676_G_G203 | 62676 | G | G203 |  | Combustion Turbine | MIS_WUMS | Wisconsin | Dane | 2.3 | 2013 | 9999 |  |  |  | 0.86775 | Default Emission Factor
Epic Verona | 62676_G_G204 | 62676 | G | G204 |  | Combustion Turbine | MIS_WUMS | Wisconsin | Dane | 2.3 | 2013 | 9999 |  |  |  | 0.86775 | Default Emission Factor
Epic Verona | 62676_G_G205 | 62676 | G | G205 |  | Combustion Turbine | MIS_WUMS | Wisconsin | Dane | 2.3 | 2013 | 9999 |  |  |  | 0.86775 | Default Emission Factor
Epic Verona | 62676_G_G206 | 62676 | G | G206 |  | Combustion Turbine | MIS_WUMS | Wisconsin | Dane | 2.3 | 2013 | 9999 |  |  |  | 0.86775 | Default Emission Factor
Epic Verona | 62676_G_G207 | 62676 | G | G207 |  | Combustion Turbine | MIS_WUMS | Wisconsin | Dane | 2.3 | 2013 | 9999 |  |  |  | 0.86775 | Default Emission Factor
Epic Verona | 62676_G_G208 | 62676 | G | G208 |  | Combustion Turbine | MIS_WUMS | Wisconsin | Dane | 2.3 | 2013 | 9999 |  |  |  | 0.86775 | Default Emission Factor
Epic Verona | 62676_G_G209 | 62676 | G | G209 |  | Combustion Turbine | MIS_WUMS | Wisconsin | Dane | 2.3 | 2013 | 9999 |  |  |  | 0.86775 | Default Emission Factor
Epic Verona | 62676_G_G210 | 62676 | G | G210 |  | Combustion Turbine | MIS_WUMS | Wisconsin | Dane | 2.3 | 2013 | 9999 |  |  |  | 0.86775 | Default Emission Factor
Epic Verona | 62676_G_G211 | 62676 | G | G211 |  | Combustion Turbine | MIS_WUMS | Wisconsin | Dane | 2.3 | 2013 | 9999 |  |  |  | 0.86775 | Default Emission Factor
Epic Verona | 62676_G_G301 | 62676 | G | G301 |  | Combustion Turbine | MIS_WUMS | Wisconsin | Dane | 2.3 | 2009 | 9999 |  |  |  | 0.86775 | Default Emission Factor
Epic Verona | 62676_G_G302 | 62676 | G | G302 |  | Combustion Turbine | MIS_WUMS | Wisconsin | Dane | 2.3 | 2009 | 9999 |  |  |  | 0.86775 | Default Emission Factor
Epic Verona | 62676_G_G303 | 62676 | G | G303 |  | Combustion Turbine | MIS_WUMS | Wisconsin | Dane | 2.3 | 2009 | 9999 |  |  |  | 0.86775 | Default Emission Factor
Bayboro | 627_G_P1 | 627 | G | P1 |  | Combustion Turbine | FRCC | Florida | Pinellas | 44 | 1973 | 9999 | 2019 | 0.058496 | 847.0643 | 0.13812 | NEI 2019
Bayboro | 627_G_P2 | 627 | G | P2 |  | Combustion Turbine | FRCC | Florida | Pinellas | 41 | 1973 | 9999 | 2019 | 0.08559 | 789.3099 | 0.21687 | NEI 2019
Bayboro | 627_G_P3 | 627 | G | P3 |  | Combustion Turbine | FRCC | Florida | Pinellas | 43 | 1973 | 9999 | 2019 | 0.054157 | 827.8129 | 0.13084 | NEI 2019
Bayboro | 627_G_P4 | 627 | G | P4 |  | Combustion Turbine | FRCC | Florida | Pinellas | 43 | 1973 | 9999 | 2019 | 0.073721 | 827.8129 | 0.17811 | NEI 2019
Harbec Energy | 62736_G_CPH | 62736 | G | CPH |  | Combustion Turbine | NY_Z_C&E | New York | Ontario | 0.5 | 2015 | 9999 |  |  |  | 0.155 | Default Emission Factor
Mount Joy Wire | 62741_G_CHP | 62741 | G | CHP |  | Combustion Turbine | PJM_EMAC | Pennsylvania | Lancaster | 1.1 | 2011 | 9999 |  |  |  | 0.86775 | Default Emission Factor
Bridgewater Complex Co-Generation Plant | 62757_G_CG1 | 62757 | G | CG1 |  | Combustion Turbine | NENGREST | Massachusetts | Bristol | 1.5 | 2015 | 9999 |  |  |  | 0.155 | Default Emission Factor
NASA Johnson Space Center CHP | 62762_G_CTG-1 | 62762 | G | CTG-1 |  | Combustion Turbine | ERC_REST | Texas | Harris | 5.3 | 2018 | 9999 |  |  |  | 0.155 | Default Emission Factor
NASA Johnson Space Center CHP | 62762_G_CTG-2 | 62762 | G | CTG-2 |  | Combustion Turbine | ERC_REST | Texas | Harris | 5.3 | 2018 | 9999 |  |  |  | 0.155 | Default Emission Factor
Crystal River | 628_G_1GTA | 628 | G | 1GTA | 91095 | Combined Cycle | FRCC | Florida | Citrus | 244 | 2018 | 9999 | 2019 | 32.2429 | 3747894 | 0.02364 | NEI 2019
Crystal River | 628_G_1GTB | 628 | G | 1GTB | 91096 | Combined Cycle | FRCC | Florida | Citrus | 244 | 2018 | 9999 | 2019 | 32.2858 | 1712108 | 0.02364 | NEI 2019
Crystal River | 628_G_2GTA | 628 | G | 2GTA | 91097 | Combined Cycle | FRCC | Florida | Citrus | 244 | 2018 | 9999 | 2019 | 30.6745 | 3573862 | 0.02361 | NEI 2019
Crystal River | 628_G_2GTB | 628 | G | 2GTB | 91098 | Combined Cycle | FRCC | Florida | Citrus | 244 | 2018 | 9999 | 2019 | 31.4375 | 1688661 | 0.02361 | NEI 2019
Crystal River | 628_G_CC1ST | 628 | G | CC1ST | 91095 | Combined Cycle | FRCC | Florida | Citrus | 328 | 2018 | 9999 |  |  |  | 0.02364 | NEI 2019
Crystal River | 628_G_CC2ST | 628 | G | CC2ST | 91097 | Combined Cycle | FRCC | Florida | Citrus | 328 | 2018 | 9999 |  |  |  | 0.02361 | NEI 2019
Coventry Clean Energy Corporation | 62859_G_COV-1 | 62859 | G | COV-1 |  | Landfill Gas | NENGREST | Vermont | Orleans | 1.5 | 2005 | 2024 |  |  |  | 0.61247 | Default Emission Factor
Coventry Clean Energy Corporation | 62859_G_COV-2 | 62859 | G | COV-2 |  | Landfill Gas | NENGREST | Vermont | Orleans | 1.5 | 2005 | 2024 |  |  |  | 0.61247 | Default Emission Factor
Coventry Clean Energy Corporation | 62859_G_COV-3 | 62859 | G | COV-3 |  | Landfill Gas | NENGREST | Vermont | Orleans | 1.5 | 2005 | 2024 |  |  |  | 0.61247 | Default Emission Factor
Coventry Clean Energy Corporation | 62859_G_COV-4 | 62859 | G | COV-4 |  | Landfill Gas | NENGREST | Vermont | Orleans | 1.5 | 2007 | 2024 |  |  |  | 0.61247 | Default Emission Factor
Coventry Clean Energy Corporation | 62859_G_COV-5 | 62859 | G | COV-5 |  | Landfill Gas | NENGREST | Vermont | Orleans | 1.5 | 2009 | 2024 |  |  |  | 0.61247 | Default Emission Factor
Carolina Poultry Power Farmville | 62873_G_7474 | 62873 | G | 7474 |  | Biomass | S_VACA | North Carolina | Pitt | 0.8 | 2019 | 9999 |  |  |  | 0.39792 | Default Emission Factor
Carolina Poultry Power Farmville | 62873_G_7475 | 62873 | G | 7475 |  | Biomass | S_VACA | North Carolina | Pitt | 0.8 | 2019 | 9999 |  |  |  | 0.39792 | Default Emission Factor
Carolina Poultry Power Farmville | 62873_G_7476 | 62873 | G | 7476 |  | Biomass | S_VACA | North Carolina | Pitt | 0.1 | 2019 | 9999 |  |  |  | 0.39792 | Default Emission Factor
Phoenix Contact - CCHP Plant | 62901_G_CCHP | 62901 | G | CCHP |  | Combustion Turbine | PJM_WMAC | Pennsylvania | Dauphin | 1 | 2014 | 9999 |  |  |  | 0.155 | Default Emission Factor
Burrstone Energy Center | 62920_G_CG-1 | 62920 | G | CG-1 |  | Combustion Turbine | NY_Z_C&E | New York | Oneida | 1.1 | 2009 | 9999 |  |  |  | 0.86775 | Default Emission Factor
Burrstone Energy Center | 62920_G_CG-2 | 62920 | G | CG-2 |  | Combustion Turbine | NY_Z_C&E | New York | Oneida | 1.1 | 2009 | 9999 |  |  |  | 0.86775 | Default Emission Factor
Burrstone Energy Center | 62920_G_CG-3 | 62920 | G | CG-3 |  | Combustion Turbine | NY_Z_C&E | New York | Oneida | 1.1 | 2009 | 9999 |  |  |  | 0.86775 | Default Emission Factor
Burrstone Energy Center | 62920_G_CG-4 | 62920 | G | CG-4 |  | Combustion Turbine | NY_Z_C&E | New York | Oneida | 0.3 | 2009 | 9999 |  |  |  | 0.86775 | Default Emission Factor
Jefferson Torresdale Hospital | 63023_G_COGEN | 63023 | G | COGEN |  | Combustion Turbine | PJM_EMAC | Pennsylvania | Philadelphia | 1.1 | 2016 | 9999 |  |  |  | 0.86775 | Default Emission Factor
Duke Energy CHP at Clemson University | 63063_G_GT01 | 63063 | G | GT01 |  | Combustion Turbine | S_VACA | South Carolina | Pickens | 12.8 | 2019 | 9999 |  |  |  | 0.06931 | Default Emission Factor
ReSource Center | 63094_G_SBAD1 | 63094 | G | SBAD1 |  | Non-Fossil Waste | WECC_SCE | California | Santa Barbara | 1.1 | 2020 | 9999 |  |  |  | 0.36193 | Default Emission Factor
ReSource Center | 63094_G_SBAD2 | 63094 | G | SBAD2 |  | Non-Fossil Waste | WECC_SCE | California | Santa Barbara | 1.1 | 2020 | 9999 |  |  |  | 0.36193 | Default Emission Factor
Hannibal - Oakwood Substation | 63097_G_EP-01 | 63097 | G | EP-01 |  | Combustion Turbine | S_D_AECI | Missouri | Marion | 1.8 | 2018 | 9999 |  |  |  | 0.86775 | Default Emission Factor
Hannibal - Oakwood Substation | 63097_G_EP-02 | 63097 | G | EP-02 |  | Combustion Turbine | S_D_AECI | Missouri | Marion | 1.8 | 2018 | 9999 |  |  |  | 0.86775 | Default Emission Factor
Hannibal - Oakwood Substation | 63097_G_EP-03 | 63097 | G | EP-03 |  | Combustion Turbine | S_D_AECI | Missouri | Marion | 1.8 | 2018 | 9999 |  |  |  | 0.86775 | Default Emission Factor
Hannibal - Oakwood Substation | 63097_G_EP-04 | 63097 | G | EP-04 |  | Combustion Turbine | S_D_AECI | Missouri | Marion | 1.8 | 2018 | 9999 |  |  |  | 0.86775 | Default Emission Factor
Hannibal - Oakwood Substation | 63097_G_EP-05 | 63097 | G | EP-05 |  | Combustion Turbine | S_D_AECI | Missouri | Marion | 1.8 | 2018 | 9999 |  |  |  | 0.86775 | Default Emission Factor
Hannibal - Oakwood Substation | 63097_G_EP-06 | 63097 | G | EP-06 |  | Combustion Turbine | S_D_AECI | Missouri | Marion | 1.8 | 2018 | 9999 |  |  |  | 0.86775 | Default Emission Factor
Hannibal - Oakwood Substation | 63097_G_EP-07 | 63097 | G | EP-07 |  | Combustion Turbine | S_D_AECI | Missouri | Marion | 1.8 | 2018 | 9999 |  |  |  | 0.86775 | Default Emission Factor
Hannibal - Oakwood Substation | 63097_G_EP-08 | 63097 | G | EP-08 |  | Combustion Turbine | S_D_AECI | Missouri | Marion | 1.8 | 2018 | 9999 |  |  |  | 0.86775 | Default Emission Factor
Hannibal - Water Treatment Plant | 63098_G_EP-09 | 63098 | G | EP-09 |  | Combustion Turbine | S_D_AECI | Missouri | Marion | 1.8 | 2018 | 9999 |  |  |  | 0.86775 | Default Emission Factor
Hannibal - Wastewater Treatment Plant | 63099_G_EP-10 | 63099 | G | EP-10 |  | Combustion Turbine | S_D_AECI | Missouri | Marion | 1.8 | 2018 | 9999 |  |  |  | 0.86775 | Default Emission Factor
Orange Street G1 | 63173_G_1 | 63173 | G | 1 |  | Combustion Turbine | PJM_West | Virginia | Bedford | 1.8 | 2005 | 9999 |  |  |  | 0.86775 | Default Emission Factor
P L Bartow | 634_G_4AGT | 634 | G | 4AGT | 90418 | Combined Cycle | FRCC | Florida | Pinellas | 189 | 2009 | 9999 | 2019 | 39.136 | 1015621 | 0.0523 | NEI 2019
P L Bartow | 634_G_4BGT | 634 | G | 4BGT | 90416 | Combined Cycle | FRCC | Florida | Pinellas | 187 | 2009 | 9999 | 2019 | 30.0155 | 793278 | 0.0523 | NEI 2019
P L Bartow | 634_G_4CGT | 634 | G | 4CGT | 90417 | Combined Cycle | FRCC | Florida | Pinellas | 192 | 2009 | 9999 | 2019 | 43.1465 | 1133143 | 0.0523 | NEI 2019
P L Bartow | 634_G_4DGT | 634 | G | 4DGT | 90419 | Combined Cycle | FRCC | Florida | Pinellas | 187 | 2009 | 9999 | 2019 | 39.8023 | 2874179 | 0.0523 | NEI 2019
P L Bartow | 634_G_4ST | 634 | G | 4ST | 90418 | Combined Cycle | FRCC | Florida | Pinellas | 349 | 2009 | 9999 |  |  |  | 0.0523 | NEI 2019
P L Bartow | 634_G_P1 | 634 | G | P1 |  | Combustion Turbine | FRCC | Florida | Pinellas | 41 | 1972 | 9999 | 2019 | 0.6765 | 5675.8155 | 0.23838 | NEI 2019
P L Bartow | 634_G_P2 | 634 | G | P2 |  | Combustion Turbine | FRCC | Florida | Pinellas | 41 | 1972 | 9999 | 2019 | 1.0081 | 5675.8155 | 0.35523 | NEI 2019
P L Bartow | 634_G_P3 | 634 | G | P3 |  | Combustion Turbine | FRCC | Florida | Pinellas | 41 | 1972 | 9999 | 2019 | 0.31006 | 5675.8155 | 0.10926 | NEI 2019
P L Bartow | 634_G_P4 | 634 | G | P4 |  | Combustion Turbine | FRCC | Florida | Pinellas | 45 | 1972 | 9999 | 2019 | 0.83299 | 6229.5536 | 0.26743 | NEI 2019
Sixth Street Gas Turbine | 6356_G_1 | 6356 | G | 1 |  | Combustion Turbine | MIS_LMI | Michigan | Ottawa | 16 | 1974 | 9999 |  |  |  | 0.155 | Default Emission Factor
Hutchinson Plant #2 | 6358_G_2 | 6358 | G | 2 | 2880 | Combined Cycle | MIS_MNWI | Minnesota | McLeod | 41 | 1994 | 9999 | 2017 | 0.04883 | 20054 | 0.00487 | NEI 2019
Hutchinson Plant #2 | 6358_G_3 | 6358 | G | 3 | 2880 | Combined Cycle | MIS_MNWI | Minnesota | McLeod | 10 | 1994 | 9999 |  |  |  | 0.00487 | NEI 2019
Hutchinson Plant #2 | 6358_G_9 | 6358 | G | 9 |  | Combustion Turbine | MIS_MNWI | Minnesota | McLeod | 22 | 2001 | 9999 |  |  |  | 0.155 | Default Emission Factor
Detour | 6369_G_6 | 6369 | G | 6 |  | Combustion Turbine | MIS_WUMS | Michigan | Chippewa | 2.5 | 1973 | 9999 |  |  |  | 0.86775 | Default Emission Factor
Detour | 6369_G_7 | 6369 | G | 7 |  | Combustion Turbine | MIS_WUMS | Michigan | Chippewa | 2.5 | 1976 | 9999 |  |  |  | 0.86775 | Default Emission Factor
Rokeby | 6373_G_2 | 6373 | G | 2 | 2883 | Combustion Turbine | SPP_NEBR | Nebraska | Lancaster | 90.4 | 1997 | 9999 |  |  |  | 0.155 | Default Emission Factor
Rokeby | 6373_G_3 | 6373 | G | 3 | 2884 | Combustion Turbine | SPP_NEBR | Nebraska | Lancaster | 94.2 | 2001 | 9999 |  |  |  | 0.155 | Default Emission Factor
Rokeby | 6373_G_BSU | 6373 | G | BSU |  | Combustion Turbine | SPP_NEBR | Nebraska | Lancaster | 3.2 | 1997 | 9999 |  |  |  | 0.86775 | Default Emission Factor
Ocracoke Hybrid | 6377_G_1 | 6377 | G | 1 |  | Combustion Turbine | S_VACA | North Carolina | Hyde | 3 | 1991 | 9999 | 2019 | 0.12 | 141 | 1.7021 | NEI 2019
Suwannee River | 638_G_P1 | 638 | G | P1 |  | Combustion Turbine | FRCC | Florida | Suwannee | 49 | 1980 | 9999 | 2019 | 1.3533 | 21178.1946 | 0.1278 | NEI 2019
Suwannee River | 638_G_P2 | 638 | G | P2 |  | Combustion Turbine | FRCC | Florida | Suwannee | 50 | 1980 | 9999 | 2019 | 0.1353 | 21610.4027 | 0.01252 | NEI 2019
Suwannee River | 638_G_P3 | 638 | G | P3 |  | Combustion Turbine | FRCC | Florida | Suwannee | 50 | 1980 | 9999 | 2019 | 1.4405 | 21610.4027 | 0.13332 | NEI 2019
Tangier | 6390_G_5 | 6390 | G | 5 |  | Combustion Turbine | PJM_EMAC | Virginia | Accomack | 1.2 | 1993 | 9999 | 2018 | 0.0462 | 82.5 | 1.12 | Virginia State Emissions
Tangier | 6390_G_6 | 6390 | G | 6 |  | Combustion Turbine | PJM_EMAC | Virginia | Accomack | 1.2 | 1993 | 9999 | 2018 | 0.0462 | 82.5 | 1.12 | Virginia State Emissions
Smith Island | 6391_G_2 | 6391 | G | 2 |  | Combustion Turbine | PJM_EMAC | Maryland | Somerset | 0.4 | 1969 | 9999 |  |  |  | 0.86775 | Default Emission Factor
Lansing Smith | 643_G_3A | 643 | G | 3A | 8284 | Combined Cycle | S_SOU | Florida | Bay | 167.6 | 2002 | 9999 | 2019 | 45.9627 | 1251259 | 0.04832 | NEI 2019
Lansing Smith | 643_G_3B | 643 | G | 3B | 8286 | Combined Cycle | S_SOU | Florida | Bay | 167.6 | 2002 | 9999 | 2019 | 48.5708 | 2661846 | 0.04832 | NEI 2019
Lansing Smith | 643_G_3S | 643 | G | 3S | 8284 | Combined Cycle | S_SOU | Florida | Bay | 175.9 | 2002 | 9999 |  |  |  | 0.04832 | NEI 2019
Lansing Smith | 643_G_CT1 | 643 | G | CT1 |  | Combustion Turbine | S_SOU | Florida | Bay | 32 | 1971 | 9999 |  |  |  | 0.155 | Default Emission Factor
Big Bend | 645_G_GT4 | 645 | G | GT4 | 90409 | Combustion Turbine | FRCC | Florida | Hillsborough | 56 | 2009 | 9999 | 2019 | 0.050822 | 3682 | 0.02761 | NEI 2019
Ames GT | 6463_G_GT1 | 6463 | G | GT1 |  | Combustion Turbine | MIS_MIDA | Iowa | Story | 15.5 | 1972 | 9999 |  |  |  | 0.155 | Default Emission Factor
Ames GT | 6463_G_GT2 | 6463 | G | GT2 | 89535 | Combustion Turbine | MIS_MIDA | Iowa | Story | 26.1 | 2005 | 9999 |  |  |  | 0.155 | Default Emission Factor
Valencia | 6515_G_GT1 | 6515 | G | GT1 |  | Combustion Turbine | WECC_AZ | Arizona | Santa Cruz | 13.5 | 1989 | 9999 | 2019 | 0.12228 | 6135.2239 | 0.03986 | NEI 2019
Valencia | 6515_G_GT2 | 6515 | G | GT2 |  | Combustion Turbine | WECC_AZ | Arizona | Santa Cruz | 13.5 | 1989 | 9999 | 2019 | 0.11859 | 6135.2239 | 0.03866 | NEI 2019
Valencia | 6515_G_GT3 | 6515 | G | GT3 |  | Combustion Turbine | WECC_AZ | Arizona | Santa Cruz | 13.5 | 1989 | 9999 |  |  |  | 0.155 | Default Emission Factor
Valencia | 6515_G_GT4 | 6515 | G | GT4 |  | Combustion Turbine | WECC_AZ | Arizona | Santa Cruz | 19.8 | 2006 | 9999 | 2019 | 0.79125 | 8998.3284 | 0.17587 | NEI 2019
Rocky Ford | 6516_G_IC1A | 6516 | G | IC1A |  | Combustion Turbine | WECC_CO | Colorado | Otero | 2 | 1964 | 9999 |  |  |  | 0.86775 | Default Emission Factor
Rocky Ford | 6516_G_IC2 | 6516 | G | IC2 |  | Combustion Turbine | WECC_CO | Colorado | Otero | 2 | 1964 | 9999 |  |  |  | 0.86775 | Default Emission Factor
Rocky Ford | 6516_G_IC3 | 6516 | G | IC3 |  | Combustion Turbine | WECC_CO | Colorado | Otero | 2 | 1964 | 9999 |  |  |  | 0.86775 | Default Emission Factor
Rocky Ford | 6516_G_IC4 | 6516 | G | IC4 |  | Combustion Turbine | WECC_CO | Colorado | Otero | 2 | 1964 | 9999 |  |  |  | 0.86775 | Default Emission Factor
Rocky Ford | 6516_G_IC5 | 6516 | G | IC5 |  | Combustion Turbine | WECC_CO | Colorado | Otero | 2 | 1964 | 9999 |  |  |  | 0.86775 | Default Emission Factor
Kings Beach | 6518_G_KB1 | 6518 | G | KB1 |  | Combustion Turbine | WECC_NNV | California | Placer | 2 | 2008 | 9999 | 2018 | 0.0016767 | 45.6667 | 0.07343 | California Air Resources Board
Kings Beach | 6518_G_KB2 | 6518 | G | KB2 |  | Combustion Turbine | WECC_NNV | California | Placer | 2 | 2008 | 9999 | 2018 | 0.0016767 | 45.6667 | 0.07343 | California Air Resources Board
Kings Beach | 6518_G_KB3 | 6518 | G | KB3 |  | Combustion Turbine | WECC_NNV | California | Placer | 2 | 2008 | 9999 | 2018 | 0.0016767 | 45.6667 | 0.07343 | California Air Resources Board
Kings Beach | 6518_G_KB4 | 6518 | G | KB4 |  | Combustion Turbine | WECC_NNV | California | Placer | 2 | 2008 | 9999 | 2018 | 0.0016767 | 45.6667 | 0.07343 | California Air Resources Board
Kings Beach | 6518_G_KB5 | 6518 | G | KB5 |  | Combustion Turbine | WECC_NNV | California | Placer | 2 | 2008 | 9999 | 2018 | 0.0016767 | 45.6667 | 0.07343 | California Air Resources Board
Kings Beach | 6518_G_KB6 | 6518 | G | KB6 |  | Combustion Turbine | WECC_NNV | California | Placer | 2 | 2008 | 9999 | 2018 | 0.0016767 | 45.6667 | 0.07343 | California Air Resources Board
Vergennes 9 | 6519_G_5 | 6519 | G | 5 |  | Combustion Turbine | NENGREST | Vermont | Addison | 2 | 1963 | 9999 |  |  |  | 0.86775 | Default Emission Factor
Vergennes 9 | 6519_G_6 | 6519 | G | 6 |  | Combustion Turbine | NENGREST | Vermont | Addison | 2 | 1964 | 9999 |  |  |  | 0.86775 | Default Emission Factor
Waverly Municipal Electric North Plant | 6554_G_10 | 6554 | G | 10 |  | Combustion Turbine | MIS_MIDA | Iowa | Bremer | 7 | 1993 | 9999 |  |  |  | 0.86775 | Default Emission Factor
Waverly Municipal Electric North Plant | 6554_G_17 | 6554 | G | 17 |  | Combustion Turbine | MIS_MIDA | Iowa | Bremer | 1.8 | 2015 | 9999 |  |  |  | 0.86775 | Default Emission Factor
Waverly Municipal Electric North Plant | 6554_G_18 | 6554 | G | 18 |  | Combustion Turbine | MIS_MIDA | Iowa | Bremer | 1.8 | 2015 | 9999 |  |  |  | 0.86775 | Default Emission Factor
Waverly Municipal Electric North Plant | 6554_G_19 | 6554 | G | 19 |  | Combustion Turbine | MIS_MIDA | Iowa | Bremer | 1.8 | 2015 | 9999 |  |  |  | 0.86775 | Default Emission Factor
Waverly Municipal Electric North Plant | 6554_G_20 | 6554 | G | 20 |  | Combustion Turbine | MIS_MIDA | Iowa | Bremer | 1.8 | 2015 | 9999 |  |  |  | 0.86775 | Default Emission Factor
Waverly Municipal Electric North Plant | 6554_G_7 | 6554 | G | 7 |  | Combustion Turbine | MIS_MIDA | Iowa | Bremer | 3.5 | 1958 | 9999 |  |  |  | 0.86775 | Default Emission Factor
Waverly Municipal Electric North Plant | 6554_G_8 | 6554 | G | 8 |  | Combustion Turbine | MIS_MIDA | Iowa | Bremer | 3.7 | 1967 | 9999 |  |  |  | 0.86775 | Default Emission Factor
Waverly Municipal Electric North Plant | 6554_G_9 | 6554 | G | 9 |  | Combustion Turbine | MIS_MIDA | Iowa | Bremer | 3.7 | 1967 | 9999 |  |  |  | 0.86775 | Default Emission Factor
D G Hunter | 6558_G_10 | 6558 | G | 10 |  | Combustion Turbine | MIS_LA | Louisiana | Rapides | 8.6 | 2016 | 9999 |  |  |  | 0.86775 | Default Emission Factor
D G Hunter | 6558_G_11 | 6558 | G | 11 |  | Combustion Turbine | MIS_LA | Louisiana | Rapides | 8.6 | 2016 | 9999 |  |  |  | 0.86775 | Default Emission Factor
D G Hunter | 6558_G_5 | 6558 | G | 5 |  | Combustion Turbine | MIS_LA | Louisiana | Rapides | 8.6 | 2016 | 9999 |  |  |  | 0.86775 | Default Emission Factor
D G Hunter | 6558_G_6 | 6558 | G | 6 |  | Combustion Turbine | MIS_LA | Louisiana | Rapides | 8.6 | 2016 | 9999 |  |  |  | 0.86775 | Default Emission Factor
D G Hunter | 6558_G_7 | 6558 | G | 7 |  | Combustion Turbine | MIS_LA | Louisiana | Rapides | 8.6 | 2016 | 9999 |  |  |  | 0.86775 | Default Emission Factor
D G Hunter | 6558_G_8 | 6558 | G | 8 |  | Combustion Turbine | MIS_LA | Louisiana | Rapides | 8.6 | 2016 | 9999 |  |  |  | 0.86775 | Default Emission Factor
D G Hunter | 6558_G_9 | 6558 | G | 9 |  | Combustion Turbine | MIS_LA | Louisiana | Rapides | 8.6 | 2016 | 9999 |  |  |  | 0.86775 | Default Emission Factor
Berlin | 6565_G_1A | 6565 | G | 1A |  | Combustion Turbine | PJM_EMAC | Maryland | Worcester | 1.1 | 1961 | 9999 |  |  |  | 0.86775 | Default Emission Factor
Berlin | 6565_G_5A | 6565 | G | 5A |  | Combustion Turbine | PJM_EMAC | Maryland | Worcester | 2.5 | 1989 | 9999 | 2019 | 0.03454 | 23.6111 | 2.9257 | NEI 2019
Block Island | 6567_G_23 | 6567 | G | 23 |  | Combustion Turbine | NENGREST | Rhode Island | Washington | 1.2 | 2001 | 9999 |  |  |  | 0.86775 | Default Emission Factor
Block Island | 6567_G_24 | 6567 | G | 24 |  | Combustion Turbine | NENGREST | Rhode Island | Washington | 1.6 | 2002 | 9999 |  |  |  | 0.86775 | Default Emission Factor
Block Island | 6567_G_25 | 6567 | G | 25 |  | Combustion Turbine | NENGREST | Rhode Island | Washington | 1.8 | 2006 | 9999 |  |  |  | 0.86775 | Default Emission Factor
Block Island | 6567_G_27 | 6567 | G | 27 |  | Combustion Turbine | NENGREST | Rhode Island | Washington | 2.5 | 2018 | 9999 |  |  |  | 0.86775 | Default Emission Factor
Johnson | 6579_G_CAT8 | 6579 | G | CAT8 |  | Combustion Turbine | SPP_N | Kansas | Stanton | 3 | 2017 | 9999 |  |  |  | 0.86775 | Default Emission Factor
Johnson | 6579_G_CAT9 | 6579 | G | CAT9 |  | Combustion Turbine | SPP_N | Kansas | Stanton | 3 | 2017 | 9999 |  |  |  | 0.86775 | Default Emission Factor
Stock Island | 6584_G_EP2 | 6584 | G | EP2 |  | Combustion Turbine | FRCC | Florida | Monroe | 2.5 | 2012 | 9999 |  |  |  | 0.86775 | Default Emission Factor
Stock Island | 6584_G_GT1 | 6584 | G | GT1 |  | Combustion Turbine | FRCC | Florida | Monroe | 19 | 1978 | 9999 | 2019 | 0.018597 | 487.5361 | 0.07629 | NEI 2019
Stock Island | 6584_G_GT2 | 6584 | G | GT2 |  | Combustion Turbine | FRCC | Florida | Monroe | 17 | 1999 | 9999 | 2019 | 0.0048713 | 436.2165 | 0.02233 | NEI 2019
Stock Island | 6584_G_GT3 | 6584 | G | GT3 |  | Combustion Turbine | FRCC | Florida | Monroe | 17 | 1999 | 9999 | 2019 | 0.010487 | 436.2165 | 0.04808 | NEI 2019
Stock Island | 6584_G_GT4 | 6584 | G | GT4 | 89604 | Combustion Turbine | FRCC | Florida | Monroe | 44 | 2006 | 9999 |  |  |  | 0.155 | Default Emission Factor
Stock Island | 6584_G_MSD1 | 6584 | G | MSD1 |  | Combustion Turbine | FRCC | Florida | Monroe | 7.5 | 1991 | 9999 | 2019 | 0.064538 | 102.8571 | 1.2549 | NEI 2019
Stock Island | 6584_G_MSD2 | 6584 | G | MSD2 |  | Combustion Turbine | FRCC | Florida | Monroe | 7.5 | 1991 | 9999 | 2019 | 0.055971 | 102.8571 | 1.0883 | NEI 2019
Wilkins Station | 6586_G_1 | 6586 | G | 1 |  | Combustion Turbine | NENGREST | Massachusetts | Essex | 2.5 | 1975 | 9999 | 2019 | 0.0029041 | 3 | 1.9361 | NEI 2019
Wilkins Station | 6586_G_2 | 6586 | G | 2 |  | Combustion Turbine | NENGREST | Massachusetts | Essex | 2.5 | 1975 | 9999 | 2019 | 0.0029041 | 3 | 1.9361 | NEI 2019
Burlington (CO) | 6619_G_1 | 6619 | G | 1 |  | Combustion Turbine | WECC_CO | Colorado | Kit Carson | 50 | 1977 | 9999 | 2019 | 0.04 | 1481 | 0.05402 | NEI 2019
Burlington (CO) | 6619_G_2 | 6619 | G | 2 |  | Combustion Turbine | WECC_CO | Colorado | Kit Carson | 50 | 1977 | 9999 | 2017 | 0.18073 | 1285.5 | 0.28118 | NEI 2019
Deerhaven Generating Station | 663_G_GT1 | 663 | G | GT1 |  | Combustion Turbine | FRCC | Florida | Alachua | 17.5 | 1976 | 2025 | 2019 | 0.032495 | 975.7045 | 0.06661 | NEI 2019
Deerhaven Generating Station | 663_G_GT2 | 663 | G | GT2 |  | Combustion Turbine | FRCC | Florida | Alachua | 17.5 | 1976 | 2025 | 2019 | 0.068998 | 975.7045 | 0.14143 | NEI 2019
Deerhaven Generating Station | 663_G_GT3 | 663 | G | GT3 | 488 | Combustion Turbine | FRCC | Florida | Alachua | 75 | 1996 | 9999 | 2019 | 0.26331 | 4181.5909 | 0.12594 | NEI 2019
A L Pierce | 6635_G_4 | 6635 | G | 4 | 90114 | Combustion Turbine | NENG_CT | Connecticut | New Haven | 74.1 | 2007 | 9999 | 2019 | 0.13653 | 1958 | 0.13945 | NEI 2019
John R Kelly | 664_G_CT04 | 664 | G | CT04 | 489 | Combined Cycle | FRCC | Florida | Alachua | 75 | 2001 | 9999 | 2017 | 13.6859 | 369897 | 0.0501 | NEI 2019
G W Ivey | 665_G_13 | 665 | G | 13 |  | Combustion Turbine | FRCC | Florida | Miami Dade | 1.8 | 1972 | 9999 |  |  |  | 0.86775 | Default Emission Factor
G W Ivey | 665_G_14 | 665 | G | 14 |  | Combustion Turbine | FRCC | Florida | Miami Dade | 1.8 | 1972 | 9999 |  |  |  | 0.86775 | Default Emission Factor
G W Ivey | 665_G_15 | 665 | G | 15 |  | Combustion Turbine | FRCC | Florida | Miami Dade | 1.8 | 1972 | 9999 |  |  |  | 0.86775 | Default Emission Factor
G W Ivey | 665_G_16 | 665 | G | 16 |  | Combustion Turbine | FRCC | Florida | Miami Dade | 1.8 | 1972 | 9999 |  |  |  | 0.86775 | Default Emission Factor
G W Ivey | 665_G_17 | 665 | G | 17 |  | Combustion Turbine | FRCC | Florida | Miami Dade | 1.8 | 1972 | 9999 | 2017 | 0.0082158 | 36.3853 | 0.4516 | NEI 2019
G W Ivey | 665_G_19 | 665 | G | 19 |  | Combustion Turbine | FRCC | Florida | Miami Dade | 8 | 1975 | 9999 |  |  |  | 0.86775 | Default Emission Factor
G W Ivey | 665_G_2 | 665 | G | 2 |  | Combustion Turbine | FRCC | Florida | Miami Dade | 1.8 | 1970 | 9999 |  |  |  | 0.86775 | Default Emission Factor
G W Ivey | 665_G_20 | 665 | G | 20 |  | Combustion Turbine | FRCC | Florida | Miami Dade | 6 | 1981 | 9999 |  |  |  | 0.86775 | Default Emission Factor
G W Ivey | 665_G_21 | 665 | G | 21 |  | Combustion Turbine | FRCC | Florida | Miami Dade | 6 | 1981 | 9999 |  |  |  | 0.86775 | Default Emission Factor
G W Ivey | 665_G_22 | 665 | G | 22 |  | Combustion Turbine | FRCC | Florida | Miami Dade | 0.1 | 2013 | 9999 |  |  |  | 0.86775 | Default Emission Factor
G W Ivey | 665_G_3 | 665 | G | 3 |  | Combustion Turbine | FRCC | Florida | Miami Dade | 1.8 | 1970 | 9999 |  |  |  | 0.86775 | Default Emission Factor
Mexico | 6650_G_1 | 6650 | G | 1 | 90098 | Combustion Turbine | MIS_MO | Missouri | Audrain | 53 | 1978 | 9999 | 2019 | 0.0457 | 220 | 0.41546 | NEI 2019
Moberly | 6651_G_1 | 6651 | G | 1 | 90099 | Combustion Turbine | MIS_MO | Missouri | Randolph | 53 | 1978 | 9999 | 2019 | 0.1359 | 2125 | 0.12791 | NEI 2019
Moreau | 6652_G_1 | 6652 | G | 1 | 90100 | Combustion Turbine | MIS_MO | Missouri | Cole | 53 | 1978 | 9999 | 2019 | 0.1321 | 1711 | 0.15441 | NEI 2019
J D Kennedy | 666_G_GT37 | 666 | G | GT37 | 493 | Combustion Turbine | FRCC | Florida | Duval | 158.6 | 2000 | 9999 | 2019 | 5.8027 | 106045.998 | 0.10944 | NEI 2019
J D Kennedy | 666_G_GT38 | 666 | G | GT38 | 90118 | Combustion Turbine | FRCC | Florida | Duval | 158.6 | 2009 | 9999 | 2019 | 2.0587 | 106045.998 | 0.03883 | NEI 2019
Northside Generating Station | 667_G_4 | 667 | G | 4 |  | Combustion Turbine | FRCC | Florida | Duval | 53 | 1975 | 9999 |  |  |  | 0.155 | Default Emission Factor
Northside Generating Station | 667_G_5 | 667 | G | 5 |  | Combustion Turbine | FRCC | Florida | Duval | 53 | 1974 | 9999 |  |  |  | 0.155 | Default Emission Factor
Northside Generating Station | 667_G_6 | 667 | G | 6 |  | Combustion Turbine | FRCC | Florida | Duval | 53 | 1974 | 9999 |  |  |  | 0.155 | Default Emission Factor
Northside Generating Station | 667_G_GT3 | 667 | G | GT3 |  | Combustion Turbine | FRCC | Florida | Duval | 53 | 1975 | 9999 |  |  |  | 0.155 | Default Emission Factor
Northside Generating Station | 667_G_ST3 | 667 | G | ST3 | 500 | O/G Steam | FRCC | Florida | Duval | 524 | 1977 | 9999 | 2019 | 68.5581 | 1751571 | 0.07828 | NEI 2019
Pebbly Beach Generating Station | 6704_G_10 | 6704 | G | 10 |  | Combustion Turbine | WECC_SCE | California | Los Angeles | 1.1 | 1966 | 9999 | 2018 | 0.21148 | 3369.5106 | 0.12553 | California Air Resources Board
Pebbly Beach Generating Station | 6704_G_12 | 6704 | G | 12 |  | Combustion Turbine | WECC_SCE | California | Los Angeles | 1.6 | 1976 | 9999 | 2018 | 0.30761 | 4901.1064 | 0.12553 | California Air Resources Board
Pebbly Beach Generating Station | 6704_G_14 | 6704 | G | 14 |  | Combustion Turbine | WECC_SCE | California | Los Angeles | 1.4 | 1986 | 9999 | 2018 | 0.26916 | 4288.4681 | 0.12553 | California Air Resources Board
Pebbly Beach Generating Station | 6704_G_15 | 6704 | G | 15 |  | Combustion Turbine | WECC_SCE | California | Los Angeles | 2.8 | 1995 | 9999 | 2018 | 0.53831 | 8576.9362 | 0.12553 | California Air Resources Board
Pebbly Beach Generating Station | 6704_G_7 | 6704 | G | 7 |  | Combustion Turbine | WECC_SCE | California | Los Angeles | 1 | 1958 | 9999 | 2018 | 0.19226 | 3063.1915 | 0.12553 | California Air Resources Board
Pebbly Beach Generating Station | 6704_G_8 | 6704 | G | 8 |  | Combustion Turbine | WECC_SCE | California | Los Angeles | 1.5 | 1963 | 9999 | 2018 | 0.28838 | 4594.7872 | 0.12553 | California Air Resources Board
Pebbly Beach Generating Station | 6704_G_MT01 | 6704 | G | MT01 |  | Combustion Turbine | WEC_LADW | California | Los Angeles | 0.1 | 2011 | 9999 | 2018 | 0.019226 | 30.5217 | 1.2598 | California Air Resources Board
Pebbly Beach Generating Station | 6704_G_MT02 | 6704 | G | MT02 |  | Combustion Turbine | WEC_LADW | California | Los Angeles | 0.1 | 2011 | 9999 | 2018 | 0.019226 | 30.5217 | 1.2598 | California Air Resources Board
Pebbly Beach Generating Station | 6704_G_MT03 | 6704 | G | MT03 |  | Combustion Turbine | WEC_LADW | California | Los Angeles | 0.1 | 2011 | 9999 | 2018 | 0.019226 | 30.5217 | 1.2598 | California Air Resources Board
Pebbly Beach Generating Station | 6704_G_MT04 | 6704 | G | MT04 |  | Combustion Turbine | WEC_LADW | California | Los Angeles | 0.1 | 2011 | 9999 | 2018 | 0.019226 | 30.5217 | 1.2598 | California Air Resources Board
Pebbly Beach Generating Station | 6704_G_MT05 | 6704 | G | MT05 |  | Combustion Turbine | WEC_LADW | California | Los Angeles | 0.1 | 2011 | 9999 | 2018 | 0.019226 | 30.5217 | 1.2598 | California Air Resources Board
Pebbly Beach Generating Station | 6704_G_MT06 | 6704 | G | MT06 |  | Combustion Turbine | WEC_LADW | California | Los Angeles | 0.1 | 2011 | 9999 | 2018 | 0.019226 | 30.5217 | 1.2598 | California Air Resources Board
Pebbly Beach Generating Station | 6704_G_MT07 | 6704 | G | MT07 |  | Combustion Turbine | WEC_LADW | California | Los Angeles | 0.1 | 2011 | 9999 | 2018 | 0.019226 | 30.5217 | 1.2598 | California Air Resources Board
Pebbly Beach Generating Station | 6704_G_MT08 | 6704 | G | MT08 |  | Combustion Turbine | WEC_LADW | California | Los Angeles | 0.1 | 2011 | 9999 | 2018 | 0.019226 | 30.5217 | 1.2598 | California Air Resources Board
Pebbly Beach Generating Station | 6704_G_MT09 | 6704 | G | MT09 |  | Combustion Turbine | WEC_LADW | California | Los Angeles | 0.1 | 2011 | 9999 | 2018 | 0.019226 | 30.5217 | 1.2598 | California Air Resources Board
Pebbly Beach Generating Station | 6704_G_MT10 | 6704 | G | MT10 |  | Combustion Turbine | WEC_LADW | California | Los Angeles | 0.1 | 2011 | 9999 | 2018 | 0.019226 | 30.5217 | 1.2598 | California Air Resources Board
Pebbly Beach Generating Station | 6704_G_MT11 | 6704 | G | MT11 |  | Combustion Turbine | WEC_LADW | California | Los Angeles | 0.1 | 2011 | 9999 | 2018 | 0.019226 | 30.5217 | 1.2598 | California Air Resources Board
Pebbly Beach Generating Station | 6704_G_MT14 | 6704 | G | MT14 |  | Combustion Turbine | WEC_LADW | California | Los Angeles | 0.1 | 2011 | 9999 | 2018 | 0.019226 | 30.5217 | 1.2598 | California Air Resources Board
Pebbly Beach Generating Station | 6704_G_MT15 | 6704 | G | MT15 |  | Combustion Turbine | WEC_LADW | California | Los Angeles | 0.1 | 2011 | 9999 | 2018 | 0.019226 | 30.5217 | 1.2598 | California Air Resources Board
Pebbly Beach Generating Station | 6704_G_MT16 | 6704 | G | MT16 |  | Combustion Turbine | WEC_LADW | California | Los Angeles | 0.1 | 2011 | 9999 | 2018 | 0.019226 | 30.5217 | 1.2598 | California Air Resources Board
Pebbly Beach Generating Station | 6704_G_MT17 | 6704 | G | MT17 |  | Combustion Turbine | WEC_LADW | California | Los Angeles | 0.1 | 2011 | 9999 | 2018 | 0.019226 | 30.5217 | 1.2598 | California Air Resources Board
Pebbly Beach Generating Station | 6704_G_MT18 | 6704 | G | MT18 |  | Combustion Turbine | WEC_LADW | California | Los Angeles | 0.1 | 2011 | 9999 | 2018 | 0.019226 | 30.5217 | 1.2598 | California Air Resources Board
Pebbly Beach Generating Station | 6704_G_MT19 | 6704 | G | MT19 |  | Combustion Turbine | WEC_LADW | California | Los Angeles | 0.1 | 2011 | 9999 | 2018 | 0.019226 | 30.5217 | 1.2598 | California Air Resources Board
Pebbly Beach Generating Station | 6704_G_MT20 | 6704 | G | MT20 |  | Combustion Turbine | WEC_LADW | California | Los Angeles | 0.1 | 2011 | 9999 | 2018 | 0.019226 | 30.5217 | 1.2598 | California Air Resources Board
Pebbly Beach Generating Station | 6704_G_MT21 | 6704 | G | MT21 |  | Combustion Turbine | WEC_LADW | California | Los Angeles | 0.1 | 2011 | 9999 | 2018 | 0.019226 | 30.5217 | 1.2598 | California Air Resources Board
Pebbly Beach Generating Station | 6704_G_MT22 | 6704 | G | MT22 |  | Combustion Turbine | WEC_LADW | California | Los Angeles | 0.1 | 2011 | 9999 | 2018 | 0.019226 | 30.5217 | 1.2598 | California Air Resources Board
Pebbly Beach Generating Station | 6704_G_MT23 | 6704 | G | MT23 |  | Combustion Turbine | WEC_LADW | California | Los Angeles | 0.1 | 2011 | 9999 | 2018 | 0.019226 | 30.5217 | 1.2598 | California Air Resources Board
Pebbly Beach Generating Station | 6704_G_MT24 | 6704 | G | MT24 |  | Combustion Turbine | WEC_LADW | California | Los Angeles | 0.1 | 2011 | 9999 | 2018 | 0.019226 | 30.5217 | 1.2598 | California Air Resources Board
Pebbly Beach Generating Station | 6704_G_MT25 | 6704 | G | MT25 |  | Combustion Turbine | WEC_LADW | California | Los Angeles | 0.1 | 2011 | 9999 | 2018 | 0.019226 | 30.5217 | 1.2598 | California Air Resources Board
Tom G Smith | 673_G_GT1 | 673 | G | GT1 |  | Combustion Turbine | FRCC | Florida | Palm Beach | 26 | 1976 | 9999 | 2019 | 0.35271 | 876 | 0.80529 | NEI 2019
Tom G Smith | 673_G_GT2 | 673 | G | GT2 |  | Combined Cycle | FRCC | Florida | Palm Beach | 21 | 1978 | 9999 | 2019 | 0.047724 | 3585 | 0.02222 | NEI 2019
Tom G Smith | 673_G_MU1 | 673 | G | MU1 |  | Combustion Turbine | FRCC | Florida | Palm Beach | 2 | 1965 | 9999 |  |  |  | 0.86775 | Default Emission Factor
Tom G Smith | 673_G_MU2 | 673 | G | MU2 |  | Combustion Turbine | FRCC | Florida | Palm Beach | 2 | 1965 | 9999 |  |  |  | 0.86775 | Default Emission Factor
Tom G Smith | 673_G_MU3 | 673 | G | MU3 |  | Combustion Turbine | FRCC | Florida | Palm Beach | 2 | 1965 | 9999 |  |  |  | 0.86775 | Default Emission Factor
Tom G Smith | 673_G_MU4 | 673 | G | MU4 |  | Combustion Turbine | FRCC | Florida | Palm Beach | 2 | 1965 | 9999 |  |  |  | 0.86775 | Default Emission Factor
Tom G Smith | 673_G_MU5 | 673 | G | MU5 |  | Combustion Turbine | FRCC | Florida | Palm Beach | 2 | 1965 | 9999 |  |  |  | 0.86775 | Default Emission Factor
Tom G Smith | 673_G_S5 | 673 | G | S5 |  | Combined Cycle | FRCC | Florida | Palm Beach | 10 | 1978 | 9999 |  |  |  | 0.04609 | Default Emission Factor
Rock Lake CT | 6741_G_1 | 6741 | G | 1 | 90185 | Combustion Turbine | MIS_MNWI | Minnesota | Pine | 22.1 | 1978 | 9999 | 2019 | 0.010606 | 743 | 0.02855 | NEI 2019
Larsen Memorial | 675_G_2 | 675 | G | 2 |  | Combustion Turbine | FRCC | Florida | Polk | 10 | 1962 | 9999 | 2019 | 0.012252 | 87.8947 | 0.27879 | NEI 2019
Larsen Memorial | 675_G_3 | 675 | G | 3 |  | Combustion Turbine | FRCC | Florida | Polk | 9 | 1962 | 9999 |  |  |  | 0.155 | Default Emission Factor
Larsen Memorial | 675_G_5 | 675 | G | 5 | 509 | Combined Cycle | FRCC | Florida | Polk | 29 | 1956 | 9999 |  |  |  | 0.0734 | NEI 2019
Larsen Memorial | 675_G_8 | 675 | G | 8 | 509 | Combined Cycle | FRCC | Florida | Polk | 76 | 1992 | 9999 | 2019 | 5.4811 | 110290 | 0.0734 | NEI 2019
C D McIntosh Jr | 676_G_5CT | 676 | G | 5CT | 515 | Combined Cycle | FRCC | Florida | Polk | 215 | 2001 | 9999 | 2019 | 53.6739 | 2233650 | 0.04806 | NEI 2019
C D McIntosh Jr | 676_G_5ST | 676 | G | 5ST | 515 | Combined Cycle | FRCC | Florida | Polk | 123 | 2002 | 9999 |  |  |  | 0.04806 | NEI 2019
C D McIntosh Jr | 676_G_GT1 | 676 | G | GT1 |  | Combustion Turbine | FRCC | Florida | Polk | 16 | 1973 | 9999 | 2019 | 0.013638 | 276 | 0.09883 | NEI 2019
C D McIntosh Jr | 676_G_GT2 | 676 | G | GT2 |  | Combustion Turbine | FRCC | Florida | Polk | 115 | 2020 | 9999 |  |  |  | 0.06931 | Default Emission Factor
C D McIntosh Jr | 676_G_IC1 | 676 | G | IC1 |  | Combustion Turbine | FRCC | Florida | Polk | 2.5 | 1970 | 9999 |  |  |  | 0.86775 | Default Emission Factor
C D McIntosh Jr | 676_G_IC2 | 676 | G | IC2 |  | Combustion Turbine | FRCC | Florida | Polk | 2.5 | 1970 | 9999 |  |  |  | 0.86775 | Default Emission Factor
Rawhide | 6761_G_A | 6761 | G | A | 8360 | Combustion Turbine | WECC_CO | Colorado | Larimer | 65 | 2002 | 9999 | 2019 | 0.04 | 12070.0644 | 0.00663 | NEI 2019
Rawhide | 6761_G_B | 6761 | G | B | 8362 | Combustion Turbine | WECC_CO | Colorado | Larimer | 65 | 2002 | 9999 | 2017 | 0.07 | 6449.2397 | 0.02171 | NEI 2019
Rawhide | 6761_G_C | 6761 | G | C | 8364 | Combustion Turbine | WECC_CO | Colorado | Larimer | 65 | 2002 | 9999 | 2017 | 0.06 | 6449.2397 | 0.01861 | NEI 2019
Rawhide | 6761_G_D | 6761 | G | D | 89476 | Combustion Turbine | WECC_CO | Colorado | Larimer | 65 | 2004 | 9999 | 2019 | 0.17 | 12070.0644 | 0.02817 | NEI 2019
Rawhide | 6761_G_F | 6761 | G | F | 90256 | Combustion Turbine | WECC_CO | Colorado | Larimer | 128 | 2008 | 9999 | 2017 | 1.51 | 12700.0412 | 0.2378 | NEI 2019
West Station (NJ) | 6776_G_1 | 6776 | G | 1 | 2909 | Combustion Turbine | PJM_EMAC | New Jersey | Cumberland | 22.9 | 1972 | 9999 | 2019 | 0.0503 | 274 | 0.36715 | NEI 2019
Augusta Electric Plant No 2 | 6791_G_1 | 6791 | G | 1 |  | Combustion Turbine | SPP_N | Kansas | Butler | 4 | 1968 | 9999 | 2019 | 0.07378 | 261.6915 | 0.56387 | NEI 2019
Augusta Electric Plant No 2 | 6791_G_2 | 6791 | G | 2 |  | Combustion Turbine | SPP_N | Kansas | Butler | 4 | 1968 | 9999 | 2019 | 0.11257 | 261.6915 | 0.86035 | NEI 2019
Augusta Electric Plant No 2 | 6791_G_3 | 6791 | G | 3 |  | Combustion Turbine | SPP_N | Kansas | Butler | 6 | 1981 | 9999 | 2019 | 0.23845 | 392.5373 | 1.2149 | NEI 2019
Augusta Electric Plant No 2 | 6791_G_4 | 6791 | G | 4 |  | Combustion Turbine | SPP_N | Kansas | Butler | 6.1 | 2005 | 9999 |  |  |  | 0.86775 | Default Emission Factor
St Bonifacius | 6824_G_1 | 6824 | G | 1 | 90186 | Combustion Turbine | MIS_MNWI | Minnesota | Carver | 60.1 | 1978 | 9999 | 2017 | 0.010052 | 536 | 0.03751 | NEI 2019
Indian River Plant | 683_G_A | 683 | G | A |  | Combustion Turbine | FRCC | Florida | Brevard | 37 | 1989 | 9999 | 2019 | 0.02985 | 244.3276 | 0.24434 | NEI 2019
Indian River Plant | 683_G_B | 683 | G | B |  | Combustion Turbine | FRCC | Florida | Brevard | 37 | 1989 | 9999 | 2019 | 0.023735 | 244.3276 | 0.19429 | NEI 2019
Indian River Plant | 683_G_C | 683 | G | C | 516 | Combustion Turbine | FRCC | Florida | Brevard | 108 | 1992 | 9999 |  |  |  | 0.155 | Default Emission Factor
Indian River Plant | 683_G_D | 683 | G | D | 517 | Combustion Turbine | FRCC | Florida | Brevard | 108 | 1992 | 9999 | 2019 | 0.34336 | 713.1724 | 0.96291 | NEI 2019
Arvah B Hopkins | 688_G_2 | 688 | G | 2 | 89683 | Combined Cycle | FRCC | Florida | Leon | 141 | 1977 | 9999 |  |  |  | 0.06463 | NEI 2019
Arvah B Hopkins | 688_G_CT 2A | 688 | G | CT 2A | 89683 | Combined Cycle | FRCC | Florida | Leon | 159 | 2008 | 9999 | 2019 | 42.5538 | 1316771 | 0.06463 | NEI 2019
Arvah B Hopkins | 688_G_GT3 | 688 | G | GT3 | 89526 | Combustion Turbine | FRCC | Florida | Leon | 46 | 2005 | 9999 | 2019 | 1.5309 | 74882.5 | 0.04089 | NEI 2019
Arvah B Hopkins | 688_G_GT4 | 688 | G | GT4 | 89527 | Combustion Turbine | FRCC | Florida | Leon | 46 | 2005 | 9999 | 2019 | 1.5731 | 74882.5 | 0.04201 | NEI 2019
Arvah B Hopkins | 688_G_IC1 | 688 | G | IC1 |  | Combustion Turbine | FRCC | Florida | Leon | 18.5 | 2019 | 9999 |  |  |  | 0.36262 | Default Emission Factor
Arvah B Hopkins | 688_G_IC2 | 688 | G | IC2 |  | Combustion Turbine | FRCC | Florida | Leon | 18.5 | 2019 | 9999 |  |  |  | 0.36262 | Default Emission Factor
Arvah B Hopkins | 688_G_IC3 | 688 | G | IC3 |  | Combustion Turbine | FRCC | Florida | Leon | 18.5 | 2019 | 9999 |  |  |  | 0.36262 | Default Emission Factor
Arvah B Hopkins | 688_G_IC4 | 688 | G | IC4 |  | Combustion Turbine | FRCC | Florida | Leon | 18.5 | 2019 | 9999 |  |  |  | 0.36262 | Default Emission Factor
S O Purdom | 689_G_8 | 689 | G | 8 | 521 | Combined Cycle | FRCC | Florida | Wakulla | 154 | 2000 | 9999 | 2019 | 33.9778 | 816054 | 0.05229 | NEI 2019
S O Purdom | 689_G_9 | 689 | G | 9 | 521 | Combined Cycle | FRCC | Florida | Wakulla | 72 | 2000 | 9999 | 2019 | 0.012012 | 484113 | 0.05229 | NEI 2019
Marathon Generating Plant | 696_G_10 | 696 | G | 10 |  | Combustion Turbine | FRCC | Florida | Monroe | 3.5 | 1998 | 9999 |  |  |  | 0.86775 | Default Emission Factor
Marathon Generating Plant | 696_G_11 | 696 | G | 11 |  | Combustion Turbine | FRCC | Florida | Monroe | 3.5 | 2001 | 9999 |  |  |  | 0.86775 | Default Emission Factor
Marathon Generating Plant | 696_G_8 | 696 | G | 8 |  | Combustion Turbine | FRCC | Florida | Monroe | 2 | 1989 | 9999 |  |  |  | 0.86775 | Default Emission Factor
Marathon Generating Plant | 696_G_9 | 696 | G | 9 |  | Combustion Turbine | FRCC | Florida | Monroe | 2 | 1989 | 9999 |  |  |  | 0.86775 | Default Emission Factor
Trenton North | 698_G_1 | 698 | G | 1 |  | Combustion Turbine | MIS_MO | Missouri | Grundy | 2.7 | 1974 | 9999 |  |  |  | 0.86775 | Default Emission Factor
Trenton North | 698_G_2 | 698 | G | 2 |  | Combustion Turbine | MIS_MO | Missouri | Grundy | 2.7 | 1974 | 9999 |  |  |  | 0.86775 | Default Emission Factor
Trenton North | 698_G_3 | 698 | G | 3 |  | Combustion Turbine | MIS_MO | Missouri | Grundy | 2.7 | 1974 | 9999 |  |  |  | 0.86775 | Default Emission Factor
Trenton North | 698_G_4 | 698 | G | 4 |  | Combustion Turbine | MIS_MO | Missouri | Grundy | 2.7 | 1974 | 9999 |  |  |  | 0.86775 | Default Emission Factor
Trenton North | 698_G_5 | 698 | G | 5 |  | Combustion Turbine | MIS_MO | Missouri | Grundy | 2.7 | 1975 | 9999 | 2019 | 0.0065 | 18 | 0.72222 | NEI 2019
Hugoton 2 | 7011_G_10 | 7011 | G | 10 |  | Combustion Turbine | SPP_N | Kansas | Stevens | 4 | 1983 | 9999 |  |  |  | 0.86775 | Default Emission Factor
Hugoton 2 | 7011_G_11 | 7011 | G | 11 |  | Combustion Turbine | SPP_N | Kansas | Stevens | 2.2 | 1997 | 9999 |  |  |  | 0.86775 | Default Emission Factor
Hugoton 2 | 7011_G_12 | 7011 | G | 12 |  | Combustion Turbine | SPP_N | Kansas | Stevens | 2.8 | 1997 | 9999 |  |  |  | 0.86775 | Default Emission Factor
Hugoton 2 | 7011_G_13 | 7011 | G | 13 |  | Combustion Turbine | SPP_N | Kansas | Stevens | 0.5 | 1998 | 9999 |  |  |  | 0.86775 | Default Emission Factor
Hugoton 2 | 7011_G_7 | 7011 | G | 7 |  | Combustion Turbine | SPP_N | Kansas | Stevens | 2 | 1964 | 9999 |  |  |  | 0.86775 | Default Emission Factor
Hugoton 2 | 7011_G_8 | 7011 | G | 8 |  | Combustion Turbine | SPP_N | Kansas | Stevens | 1.8 | 1971 | 9999 |  |  |  | 0.86775 | Default Emission Factor
Hugoton 2 | 7011_G_9A | 7011 | G | 9A |  | Combustion Turbine | SPP_N | Kansas | Stevens | 4 | 1994 | 9999 |  |  |  | 0.86775 | Default Emission Factor
East 12th Street | 7013_G_5 | 7013 | G | 5 |  | Combustion Turbine | SPP_N | Kansas | Cowley | 1.6 | 2002 | 9999 |  |  |  | 0.86775 | Default Emission Factor
Chanute 3 | 7018_G_10 | 7018 | G | 10 |  | Combustion Turbine | SPP_N | Kansas | Neosho | 6.9 | 1986 | 9999 | 2019 | 0.098271 | 225.7009 | 0.87081 | NEI 2019
Chanute 3 | 7018_G_11 | 7018 | G | 11 |  | Combustion Turbine | SPP_N | Kansas | Neosho | 6.9 | 1986 | 9999 | 2019 | 0.094072 | 225.7009 | 0.8336 | NEI 2019
Chanute 3 | 7018_G_12 | 7018 | G | 12 |  | Combustion Turbine | SPP_N | Kansas | Neosho | 5.5 | 1991 | 9999 | 2019 | 0.005512 | 179.9065 | 0.06128 | NEI 2019
Chanute 3 | 7018_G_13 | 7018 | G | 13 |  | Combustion Turbine | SPP_N | Kansas | Neosho | 5.9 | 1991 | 9999 | 2019 | 0.0048172 | 192.9907 | 0.04992 | NEI 2019
Chanute 3 | 7018_G_9 | 7018 | G | 9 |  | Combustion Turbine | SPP_N | Kansas | Neosho | 6.9 | 1985 | 9999 | 2019 | 0.12966 | 225.7009 | 1.149 | NEI 2019
Whitehead | 7028_G_K1 | 7028 | G | K1 |  | Combustion Turbine | WECC_UT | Utah | Utah | 5.9 | 1986 | 9999 | 2019 | 0.1719 | 1510.6642 | 0.22758 | NEI 2019
Whitehead | 7028_G_K2 | 7028 | G | K2 |  | Combustion Turbine | WECC_UT | Utah | Utah | 6 | 1986 | 9999 |  |  |  | 0.86775 | Default Emission Factor
Whitehead | 7028_G_K3 | 7028 | G | K3 |  | Combustion Turbine | WECC_UT | Utah | Utah | 5.9 | 2000 | 9999 | 2017 | 0.17641 | 1828.5597 | 0.19295 | NEI 2019
Whitehead | 7028_G_K4 | 7028 | G | K4 |  | Combustion Turbine | WECC_UT | Utah | Utah | 4 | 2002 | 9999 |  |  |  | 0.86775 | Default Emission Factor
Whitehead | 7028_G_K6CAT | 7028 | G | K6CAT |  | Combustion Turbine | WECC_UT | Utah | Utah | 2.5 | 2016 | 9999 |  |  |  | 0.86775 | Default Emission Factor
Whitehead | 7028_G_K7CAT | 7028 | G | K7CAT |  | Combustion Turbine | WECC_UT | Utah | Utah | 2.5 | 2016 | 9999 |  |  |  | 0.86775 | Default Emission Factor
Gravel Neck | 7032_G_1 | 7032 | G | 1 |  | Combustion Turbine | PJM_Dom | Virginia | Surry | 12 | 1970 | 9999 |  |  |  | 0.155 | Default Emission Factor
Gravel Neck | 7032_G_2 | 7032 | G | 2 |  | Combustion Turbine | PJM_Dom | Virginia | Surry | 16 | 1970 | 9999 | 2019 | 0.012449 | 3426.913 | 0.00727 | NEI 2019
Gravel Neck | 7032_G_3 | 7032 | G | 3 | 88238 | Combustion Turbine | PJM_Dom | Virginia | Surry | 85 | 1989 | 9999 |  |  |  | 0.07848 | NEI 2019
Gravel Neck | 7032_G_4 | 7032 | G | 4 | 88239 | Combustion Turbine | PJM_Dom | Virginia | Surry | 85 | 1989 | 9999 |  |  |  | 0.07848 | NEI 2019
Gravel Neck | 7032_G_5 | 7032 | G | 5 | 88240 | Combustion Turbine | PJM_Dom | Virginia | Surry | 85 | 1989 | 9999 |  |  |  | 0.07848 | NEI 2019
Gravel Neck | 7032_G_6 | 7032 | G | 6 | 88241 | Combustion Turbine | PJM_Dom | Virginia | Surry | 85 | 1989 | 9999 | 2019 | 2.8576 | 72821.9022 | 0.07848 | NEI 2019
Lake (WY) | 7039_G_1 | 7039 | G | 1 |  | Combustion Turbine | WECC_WY | Wyoming | Teton | 2.7 | 1967 | 9999 |  |  |  | 0.86775 | Default Emission Factor
Solon Diesel | 7058_G_1 | 7058 | G | 1 |  | Combustion Turbine | MIS_MNWI | Wisconsin | Douglas | 0.8 | 1988 | 9999 |  |  |  | 0.86775 | Default Emission Factor
Solon Diesel | 7058_G_2 | 7058 | G | 2 |  | Combustion Turbine | MIS_MNWI | Wisconsin | Douglas | 0.8 | 1988 | 9999 |  |  |  | 0.86775 | Default Emission Factor
Solon Diesel | 7058_G_3 | 7058 | G | 3 |  | Combustion Turbine | MIS_MNWI | Wisconsin | Douglas | 0.8 | 1989 | 9999 |  |  |  | 0.86775 | Default Emission Factor
Solon Diesel | 7058_G_4 | 7058 | G | 4 |  | Combustion Turbine | MIS_MNWI | Wisconsin | Douglas | 0.8 | 1989 | 9999 |  |  |  | 0.86775 | Default Emission Factor
Solon Diesel | 7058_G_5 | 7058 | G | 5 |  | Combustion Turbine | MIS_MNWI | Wisconsin | Douglas | 0.8 | 1989 | 9999 |  |  |  | 0.86775 | Default Emission Factor
Solon Diesel | 7058_G_6 | 7058 | G | 6 |  | Combustion Turbine | MIS_MNWI | Wisconsin | Douglas | 0.8 | 1995 | 9999 |  |  |  | 0.86775 | Default Emission Factor
Solon Diesel | 7058_G_7 | 7058 | G | 7 |  | Combustion Turbine | MIS_MNWI | Wisconsin | Douglas | 0.8 | 1995 | 9999 |  |  |  | 0.86775 | Default Emission Factor
Solon Diesel | 7058_G_8 | 7058 | G | 8 |  | Combustion Turbine | MIS_MNWI | Wisconsin | Douglas | 0.8 | 1995 | 9999 |  |  |  | 0.86775 | Default Emission Factor
Sibley No Two | 7060_G_4 | 7060 | G | 4 |  | Combustion Turbine | MIS_IA | Iowa | Osceola | 1 | 1987 | 9999 |  |  |  | 0.86775 | Default Emission Factor
McIntosh (AL) | 7063_G_1 | 7063 | G | 1 | 2924 | Combustion Turbine | S_SOU | Alabama | Washington | 110 | 1991 | 9999 |  |  |  | 0.155 | Default Emission Factor
McIntosh (AL) | 7063_G_2 | 7063 | G | 2 | 2925 | Combustion Turbine | S_SOU | Alabama | Washington | 114 | 1998 | 9999 | 2019 | 1 | 131885.1797 | 0.01517 | NEI 2019
McIntosh (AL) | 7063_G_3 | 7063 | G | 3 | 2926 | Combustion Turbine | S_SOU | Alabama | Washington | 114 | 1998 | 9999 | 2019 | 2.4 | 131885.1797 | 0.0364 | NEI 2019
McIntosh (AL) | 7063_G_4 | 7063 | G | 4 | 90423 | Combustion Turbine | S_SOU | Alabama | Washington | 175 | 2010 | 9999 | 2019 | 11.5 | 202455.3198 | 0.11361 | NEI 2019
McIntosh (AL) | 7063_G_5 | 7063 | G | 5 | 90424 | Combustion Turbine | S_SOU | Alabama | Washington | 175 | 2010 | 9999 | 2019 | 8.2 | 202455.3198 | 0.08101 | NEI 2019
St George Red Rock | 7080_G_1 | 7080 | G | 1 |  | Combustion Turbine | WECC_UT | Utah | Washington | 7 | 1987 | 9999 | 2019 | 0.0019554 | 38.5 | 0.10158 | NEI 2019
St George Red Rock | 7080_G_2 | 7080 | G | 2 |  | Combustion Turbine | WECC_UT | Utah | Washington | 7 | 1987 | 9999 | 2017 | 0.00071195 | 2.5 | 0.56956 | NEI 2019
Harry Allen | 7082_G_5 | 7082 | G | 5 | 2933 | Combined Cycle | WECC_SNV | Nevada | Clark | 151.6 | 2011 | 9999 | 2019 | 36.74 | 2235227 | 0.04508 | NEI 2019
Harry Allen | 7082_G_6 | 7082 | G | 6 | 2934 | Combined Cycle | WECC_SNV | Nevada | Clark | 151.6 | 2011 | 9999 | 2019 | 36.99 | 1035844 | 0.04508 | NEI 2019
Harry Allen | 7082_G_7 | 7082 | G | 7 | 2933 | Combined Cycle | WECC_SNV | Nevada | Clark | 206.8 | 2011 | 9999 |  |  |  | 0.04508 | NEI 2019
Harry Allen | 7082_G_GT1 | 7082 | G | GT1 | 2931 | Combustion Turbine | WECC_SNV | Nevada | Clark | 72 | 1995 | 9999 | 2019 | 1.59 | 53643.5 | 0.05928 | NEI 2019
Harry Allen | 7082_G_GT4 | 7082 | G | GT4 | 2932 | Combustion Turbine | WECC_SNV | Nevada | Clark | 72 | 2006 | 9999 | 2019 | 4.98 | 53643.5 | 0.18567 | NEI 2019
Jack McDonough | 710_G_3A | 710 | G | 3A | 90360 | Combustion Turbine | S_SOU | Georgia | Cobb | 32 | 1971 | 9999 | 2019 | 0.011088 | 116 | 0.19117 | NEI 2019
Jack McDonough | 710_G_3B | 710 | G | 3B | 90362 | Combustion Turbine | S_SOU | Georgia | Cobb | 32 | 1971 | 9999 | 2019 | 0.008758 | 116 | 0.151 | NEI 2019
Jack McDonough | 710_G_4 | 710 | G | 4 | 90761 | Combined Cycle | S_SOU | Georgia | Cobb | 360 | 2011 | 9999 |  |  |  | 0.04589 | NEI 2019
Jack McDonough | 710_G_5 | 710 | G | 5 | 90763 | Combined Cycle | S_SOU | Georgia | Cobb | 360 | 2012 | 9999 |  |  |  | 0.0457 | NEI 2019
Jack McDonough | 710_G_5ACT | 710 | G | 5ACT | 90763 | Combined Cycle | S_SOU | Georgia | Cobb | 231.5 | 2012 | 9999 | 2019 | 69.9302 | 4312956 | 0.0457 | NEI 2019
Jack McDonough | 710_G_5BCT | 710 | G | 5BCT | 90764 | Combined Cycle | S_SOU | Georgia | Cobb | 231.5 | 2012 | 9999 | 2019 | 73.8484 | 1979101 | 0.0457 | NEI 2019
Jack McDonough | 710_G_6 | 710 | G | 6 | 90765 | Combined Cycle | S_SOU | Georgia | Cobb | 360 | 2012 | 9999 |  |  |  | 0.04628 | NEI 2019
Jack McDonough | 710_G_6ACT | 710 | G | 6ACT | 90765 | Combined Cycle | S_SOU | Georgia | Cobb | 233 | 2012 | 9999 | 2019 | 70.87 | 4118709 | 0.04628 | NEI 2019
Jack McDonough | 710_G_6BCT | 710 | G | 6BCT | 90766 | Combined Cycle | S_SOU | Georgia | Cobb | 233 | 2012 | 9999 | 2019 | 69.7928 | 1959654 | 0.04628 | NEI 2019
Jack McDonough | 710_G_CT4A | 710 | G | CT4A | 90761 | Combined Cycle | S_SOU | Georgia | Cobb | 230.5 | 2011 | 9999 | 2019 | 77.7408 | 4587692 | 0.04589 | NEI 2019
Jack McDonough | 710_G_CT4B | 710 | G | CT4B | 90762 | Combined Cycle | S_SOU | Georgia | Cobb | 230.5 | 2011 | 9999 | 2019 | 76.0072 | 2113506 | 0.04589 | NEI 2019
Heber City | 7111_G_1 | 7111 | G | 1 |  | Combustion Turbine | WECC_UT | Utah | Wasatch | 1.4 | 2004 | 9999 |  |  |  | 0.86775 | Default Emission Factor
Heber City | 7111_G_11 | 7111 | G | 11 |  | Combustion Turbine | WECC_UT | Utah | Wasatch | 1.9 | 2015 | 9999 |  |  |  | 0.86775 | Default Emission Factor
Heber City | 7111_G_12 | 7111 | G | 12 |  | Combustion Turbine | WECC_UT | Utah | Wasatch | 2.3 | 2015 | 9999 |  |  |  | 0.86775 | Default Emission Factor
Heber City | 7111_G_2 | 7111 | G | 2 |  | Combustion Turbine | WECC_UT | Utah | Wasatch | 1.4 | 2004 | 9999 |  |  |  | 0.86775 | Default Emission Factor
Heber City | 7111_G_4 | 7111 | G | 4 |  | Combustion Turbine | WECC_UT | Utah | Wasatch | 1.9 | 2003 | 9999 |  |  |  | 0.86775 | Default Emission Factor
Heber City | 7111_G_NA10 | 7111 | G | NA10 |  | Combustion Turbine | WECC_UT | Utah | Wasatch | 1.9 | 2002 | 9999 |  |  |  | 0.86775 | Default Emission Factor
Heber City | 7111_G_NA5 | 7111 | G | NA5 |  | Combustion Turbine | WECC_UT | Utah | Wasatch | 0.7 | 1990 | 9999 |  |  |  | 0.86775 | Default Emission Factor
Heber City | 7111_G_NA6 | 7111 | G | NA6 |  | Combustion Turbine | WECC_UT | Utah | Wasatch | 0.7 | 2001 | 9999 |  |  |  | 0.86775 | Default Emission Factor
Heber City | 7111_G_NA9 | 7111 | G | NA9 |  | Combustion Turbine | WECC_UT | Utah | Wasatch | 1.9 | 2003 | 9999 |  |  |  | 0.86775 | Default Emission Factor
Gladstone | 7119_G_1 | 7119 | G | 1 |  | Combustion Turbine | MIS_WUMS | Michigan | Delta | 17 | 1975 | 9999 |  |  |  | 0.155 | Default Emission Factor
Brandon Station | 7131_G_1 | 7131 | G | 1 |  | Combustion Turbine | SPP_SPS | Texas | Lubbock | 20 | 1990 | 9999 | 2019 | 0.706 | 20468 | 0.06899 | NEI 2019
Forked River | 7138_G_1 | 7138 | G | 1 | 2945 | Combustion Turbine | PJM_EMAC | New Jersey | Ocean | 34.5 | 1989 | 9999 | 2019 | 0.177 | 3240.4254 | 0.10925 | NEI 2019
Forked River | 7138_G_2 | 7138 | G | 2 | 2946 | Combustion Turbine | PJM_EMAC | New Jersey | Ocean | 32.5 | 1989 | 9999 | 2019 | 0.0955 | 3052.5746 | 0.06257 | NEI 2019
Pleasant Hill | 7145_G_1 | 7145 | G | 1 | 90077 | Combustion Turbine | MIS_MIDA | Iowa | Polk | 38 | 1990 | 9999 | 2019 | 0.031916 | 491.1897 | 0.12996 | NEI 2019
Pleasant Hill | 7145_G_2 | 7145 | G | 2 | 90078 | Combustion Turbine | MIS_MIDA | Iowa | Polk | 37.8 | 1990 | 9999 | 2019 | 0.065112 | 488.6045 | 0.26652 | NEI 2019
Pleasant Hill | 7145_G_3 | 7145 | G | 3 | 2954 | Combustion Turbine | MIS_MIDA | Iowa | Polk | 79.7 | 1994 | 9999 | 2019 | 0.11202 | 1030.2058 | 0.21747 | NEI 2019
Wading River | 7146_G_02 | 7146 | G | 02 | 2956 | Combustion Turbine | NY_Z_K | New York | Suffolk | 76.9 | 1989 | 9999 | 2019 | 0.20261 | 3440.0445 | 0.1178 | NEI 2019
Wading River | 7146_G_03 | 7146 | G | 03 | 2957 | Combustion Turbine | NY_Z_K | New York | Suffolk | 81.7 | 1989 | 9999 | 2019 | 0.20239 | 3654.7677 | 0.11076 | NEI 2019
Wading River | 7146_G_1 | 7146 | G | 1 | 2955 | Combustion Turbine | NY_Z_K | New York | Suffolk | 82 | 1989 | 9999 | 2019 | 0.24246 | 3668.1879 | 0.13219 | NEI 2019
McManus | 715_G_3A | 715 | G | 3A | 90262 | Combustion Turbine | S_SOU | Georgia | Glynn | 46 | 1972 | 9999 | 2019 | 0.16229 | 1069.2222 | 0.30356 | NEI 2019
McManus | 715_G_3B | 715 | G | 3B | 90263 | Combustion Turbine | S_SOU | Georgia | Glynn | 46 | 1972 | 9999 | 2019 | 0.27101 | 1069.2222 | 0.50693 | NEI 2019
McManus | 715_G_3C | 715 | G | 3C | 90264 | Combustion Turbine | S_SOU | Georgia | Glynn | 46 | 1972 | 9999 | 2019 | 0.35366 | 1069.2222 | 0.66152 | NEI 2019
McManus | 715_G_4A | 715 | G | 4A | 90265 | Combustion Turbine | S_SOU | Georgia | Glynn | 46 | 1972 | 9999 | 2019 | 0.026976 | 1069.2222 | 0.05046 | NEI 2019
McManus | 715_G_4B | 715 | G | 4B | 90266 | Combustion Turbine | S_SOU | Georgia | Glynn | 46 | 1972 | 9999 | 2019 | 0.027156 | 1069.2222 | 0.0508 | NEI 2019
McManus | 715_G_4C | 715 | G | 4C | 90267 | Combustion Turbine | S_SOU | Georgia | Glynn | 46 | 1972 | 9999 | 2019 | 0.032874 | 1069.2222 | 0.06149 | NEI 2019
McManus | 715_G_4D | 715 | G | 4D | 90268 | Combustion Turbine | S_SOU | Georgia | Glynn | 46 | 1972 | 9999 | 2019 | 0.036762 | 1069.2222 | 0.06876 | NEI 2019
McManus | 715_G_4E | 715 | G | 4E | 90270 | Combustion Turbine | S_SOU | Georgia | Glynn | 46 | 1972 | 9999 | 2019 | 0.034746 | 1069.2222 | 0.06499 | NEI 2019
McManus | 715_G_4F | 715 | G | 4F | 90271 | Combustion Turbine | S_SOU | Georgia | Glynn | 46 | 1972 | 9999 | 2019 | 0.042042 | 1069.2222 | 0.07864 | NEI 2019
McManus | 715_G_IC1 | 715 | G | IC1 |  | Combustion Turbine | S_SOU | Georgia | Glynn | 2 | 1964 | 9999 |  |  |  | 0.86775 | Default Emission Factor
Hay Road | 7153_G_HR1 | 7153 | G | HR1 | 2964 | Combined Cycle | PJM_EMAC | Delaware | New Castle | 126 | 1989 | 9999 | 2019 | 8.1838 | 390094 | 0.06705 | NEI 2019
Hay Road | 7153_G_HR2 | 7153 | G | HR2 | 2965 | Combined Cycle | PJM_EMAC | Delaware | New Castle | 126 | 1989 | 9999 | 2019 | 7.9172 | 157127 | 0.06705 | NEI 2019
Hay Road | 7153_G_HR3 | 7153 | G | HR3 | 2963 | Combined Cycle | PJM_EMAC | Delaware | New Castle | 126 | 1991 | 9999 | 2019 | 6.6132 | 130354 | 0.06705 | NEI 2019
Hay Road | 7153_G_HR4 | 7153 | G | HR4 | 2963 | Combined Cycle | PJM_EMAC | Delaware | New Castle | 187 | 1993 | 9999 |  |  |  | 0.06705 | NEI 2019
Hay Road | 7153_G_HR5 | 7153 | G | HR5 | 2966 | Combined Cycle | PJM_EMAC | Delaware | New Castle | 128 | 2001 | 9999 | 2019 | 5.7977 | 454855 | 0.0517 | NEI 2019
Hay Road | 7153_G_HR6 | 7153 | G | HR6 | 2967 | Combined Cycle | PJM_EMAC | Delaware | New Castle | 128 | 2001 | 9999 | 2019 | 6.0314 | 169964 | 0.0517 | NEI 2019
Hay Road | 7153_G_HR7 | 7153 | G | HR7 | 2968 | Combined Cycle | PJM_EMAC | Delaware | New Castle | 128 | 2001 | 9999 | 2019 | 8.7562 | 171457 | 0.0517 | NEI 2019
Hay Road | 7153_G_HR8 | 7153 | G | HR8 | 2966 | Combined Cycle | PJM_EMAC | Delaware | New Castle | 187 | 2002 | 9999 |  |  |  | 0.0517 | NEI 2019
Lime Creek | 7155_G_1 | 7155 | G | 1 | 2969 | Combustion Turbine | MIS_IA | Iowa | Cerro Gordo | 35.6 | 1991 | 9999 | 2019 | 0.10114 | 283.2743 | 0.71404 | NEI 2019
Lime Creek | 7155_G_2 | 7155 | G | 2 | 2970 | Combustion Turbine | MIS_IA | Iowa | Cerro Gordo | 34.4 | 1991 | 9999 | 2019 | 0.012041 | 273.7257 | 0.08798 | NEI 2019
Woodsdale | 7158_G_GT1 | 7158 | G | GT1 | 2973 | Combustion Turbine | PJM_West | Ohio | Butler | 78 | 1993 | 9999 | 2019 | 1.94 | 22650.3153 | 0.1713 | NEI 2019
Woodsdale | 7158_G_GT2 | 7158 | G | GT2 | 2977 | Combustion Turbine | PJM_West | Ohio | Butler | 80 | 1992 | 9999 | 2019 | 1.94 | 23231.0926 | 0.16702 | NEI 2019
Woodsdale | 7158_G_GT3 | 7158 | G | GT3 | 2978 | Combustion Turbine | PJM_West | Ohio | Butler | 80 | 1992 | 9999 | 2019 | 2.74 | 23231.0926 | 0.23589 | NEI 2019
Woodsdale | 7158_G_GT4 | 7158 | G | GT4 | 2979 | Combustion Turbine | PJM_West | Ohio | Butler | 78 | 1992 | 9999 | 2019 | 1.66 | 22650.3153 | 0.14658 | NEI 2019
Woodsdale | 7158_G_GT5 | 7158 | G | GT5 | 2980 | Combustion Turbine | PJM_West | Ohio | Butler | 80 | 1992 | 9999 | 2019 | 1.78 | 23231.0926 | 0.15324 | NEI 2019
Woodsdale | 7158_G_GT6 | 7158 | G | GT6 | 2981 | Combustion Turbine | PJM_West | Ohio | Butler | 80 | 1992 | 9999 | 2019 | 1.52 | 23231.0926 | 0.13086 | NEI 2019
Concord | 7159_G_1 | 7159 | G | 1 | 2985 | Combustion Turbine | MIS_WUMS | Wisconsin | Jefferson | 90 | 1993 | 9999 | 2019 | 5.1535 | 20615.3761 | 0.49996 | NEI 2019
Concord | 7159_G_2 | 7159 | G | 2 | 2986 | Combustion Turbine | MIS_WUMS | Wisconsin | Jefferson | 89.7 | 1993 | 9999 | 2019 | 7.8306 | 20546.6582 | 0.76223 | NEI 2019
Concord | 7159_G_3 | 7159 | G | 3 | 2987 | Combustion Turbine | MIS_WUMS | Wisconsin | Jefferson | 90.7 | 1994 | 9999 | 2019 | 6.7697 | 20775.7179 | 0.65169 | NEI 2019
Concord | 7159_G_4 | 7159 | G | 4 | 2988 | Combustion Turbine | MIS_WUMS | Wisconsin | Jefferson | 91.2 | 1994 | 9999 | 2019 | 6.5041 | 20890.2478 | 0.62269 | NEI 2019
South Fond Du Lac | 7203_G_CT1 | 7203 | G | CT1 | 2999 | Combustion Turbine | MIS_WUMS | Wisconsin | Fond Du Lac | 79.6 | 1993 | 9999 |  |  |  | 0.155 | Default Emission Factor
South Fond Du Lac | 7203_G_CT2 | 7203 | G | CT2 | 3000 | Combustion Turbine | MIS_WUMS | Wisconsin | Fond Du Lac | 79 | 1994 | 9999 |  |  |  | 0.155 | Default Emission Factor
South Fond Du Lac | 7203_G_CT3 | 7203 | G | CT3 | 3001 | Combustion Turbine | MIS_WUMS | Wisconsin | Fond Du Lac | 81 | 1994 | 9999 |  |  |  | 0.155 | Default Emission Factor
South Fond Du Lac | 7203_G_CT4 | 7203 | G | CT4 | 3002 | Combustion Turbine | MIS_WUMS | Wisconsin | Fond Du Lac | 82.7 | 1996 | 9999 |  |  |  | 0.155 | Default Emission Factor
Darbytown | 7212_G_1 | 7212 | G | 1 | 88242 | Combustion Turbine | PJM_Dom | Virginia | Henrico | 84 | 1990 | 9999 | 2019 | 2.4848 | 15684.25 | 0.31685 | NEI 2019
Darbytown | 7212_G_2 | 7212 | G | 2 | 88243 | Combustion Turbine | PJM_Dom | Virginia | Henrico | 84 | 1990 | 9999 |  |  |  | 0.155 | Default Emission Factor
Darbytown | 7212_G_3 | 7212 | G | 3 | 88244 | Combustion Turbine | PJM_Dom | Virginia | Henrico | 84 | 1990 | 9999 |  |  |  | 0.155 | Default Emission Factor
Darbytown | 7212_G_4 | 7212 | G | 4 | 88245 | Combustion Turbine | PJM_Dom | Virginia | Henrico | 84 | 1990 | 9999 |  |  |  | 0.155 | Default Emission Factor
Gianera | 7231_G_1 | 7231 | G | 1 |  | Combustion Turbine | WEC_CALN | California | Santa Clara | 24.8 | 1987 | 9999 |  |  |  | 0.155 | Default Emission Factor
Gianera | 7231_G_2 | 7231 | G | 2 |  | Combustion Turbine | WEC_CALN | California | Santa Clara | 24.8 | 1986 | 9999 |  |  |  | 0.155 | Default Emission Factor
Santa Clara Cogen | 7232_G_1 | 7232 | G | 1 |  | Combustion Turbine | WEC_CALN | California | Santa Clara | 3.5 | 1982 | 9999 |  |  |  | 0.155 | Default Emission Factor
Santa Clara Cogen | 7232_G_2 | 7232 | G | 2 |  | Combustion Turbine | WEC_CALN | California | Santa Clara | 3.5 | 1982 | 9999 |  |  |  | 0.155 | Default Emission Factor
Angus Anson | 7237_G_1 | 7237 | G | 1 | 3042 | Combustion Turbine | MIS_MNWI | South Dakota | Minnehaha | 90 | 1994 | 2025 |  |  |  | 0.155 | Default Emission Factor
Angus Anson | 7237_G_2 | 7237 | G | 2 | 3041 | Combustion Turbine | MIS_MNWI | South Dakota | Minnehaha | 90 | 1994 | 2025 |  |  |  | 0.155 | Default Emission Factor
Angus Anson | 7237_G_4 | 7237 | G | 4 | 89387 | Combustion Turbine | MIS_MNWI | South Dakota | Minnehaha | 147 | 2005 | 9999 |  |  |  | 0.155 | Default Emission Factor
Cane Island | 7238_G_1 | 7238 | G | 1 | 3043 | Combustion Turbine | FRCC | Florida | Osceola | 32 | 1994 | 9999 | 2019 | 0.072009 | 734 | 0.19621 | NEI 2019
Cane Island | 7238_G_2 | 7238 | G | 2 | 3044 | Combined Cycle | FRCC | Florida | Osceola | 69 | 1995 | 9999 | 2019 | 9.9763 | 323383 | 0.0617 | NEI 2019
Cane Island | 7238_G_2A | 7238 | G | 2A | 3044 | Combined Cycle | FRCC | Florida | Osceola | 39 | 1995 | 9999 |  |  |  | 0.0617 | NEI 2019
Cane Island | 7238_G_3 | 7238 | G | 3 | 3045 | Combined Cycle | FRCC | Florida | Osceola | 150 | 2002 | 9999 | 2019 | 36.3686 | 1371225 | 0.05305 | NEI 2019
Cane Island | 7238_G_3A | 7238 | G | 3A | 3045 | Combined Cycle | FRCC | Florida | Osceola | 90 | 2002 | 9999 |  |  |  | 0.05305 | NEI 2019
Cane Island | 7238_G_4 | 7238 | G | 4 | 90643 | Combined Cycle | FRCC | Florida | Osceola | 160 | 2011 | 9999 | 2019 | 48.2 | 1961961 | 0.04914 | NEI 2019
Cane Island | 7238_G_4A | 7238 | G | 4A | 90643 | Combined Cycle | FRCC | Florida | Osceola | 130 | 2011 | 9999 |  |  |  | 0.04914 | NEI 2019
Polk | 7242_G_1CA | 7242 | G | 1CA | 3047 | IGCC | FRCC | Florida | Polk | 59 | 1996 | 9999 |  |  |  | 0.02072 | Default Emission Factor
Polk | 7242_G_1CT | 7242 | G | 1CT | 3047 | IGCC | FRCC | Florida | Polk | 161 | 1996 | 9999 |  |  |  | 0.02072 | Default Emission Factor
Polk | 7242_G_2 | 7242 | G | 2 | 3048 | Combined Cycle | FRCC | Florida | Polk | 150 | 2000 | 9999 | 2019 | 33.8858 | 901361 | 0.04552 | NEI 2019
Polk | 7242_G_2CC | 7242 | G | 2CC | 3048 | Combined Cycle | FRCC | Florida | Polk | 461 | 2017 | 9999 |  |  |  | 0.04552 | NEI 2019
Polk | 7242_G_3 | 7242 | G | 3 | 3049 | Combined Cycle | FRCC | Florida | Polk | 150 | 2002 | 9999 | 2019 | 36.8525 | 999847 | 0.04552 | NEI 2019
Polk | 7242_G_4 | 7242 | G | 4 | 3050 | Combined Cycle | FRCC | Florida | Polk | 150 | 2007 | 9999 | 2019 | 37.797 | 1046224 | 0.04552 | NEI 2019
Polk | 7242_G_5 | 7242 | G | 5 | 90101 | Combined Cycle | FRCC | Florida | Polk | 150 | 2007 | 9999 | 2019 | 36.5348 | 1020272 | 0.04552 | NEI 2019
Watertown Power Plant | 7247_G_1 | 7247 | G | 1 |  | Combustion Turbine | SPP_WAUE | South Dakota | Codington | 50 | 1978 | 2025 |  |  |  | 0.155 | Default Emission Factor
Woodland | 7266_G_2 | 7266 | G | 2 | 9046 | Combined Cycle | WEC_BANC | California | Stanislaus | 33 | 2003 | 9999 |  |  |  | 0.01569 | NEI 2019
Woodland | 7266_G_3 | 7266 | G | 3 | 9046 | Combined Cycle | WEC_BANC | California | Stanislaus | 50 | 2003 | 9999 | 2019 | 3.1083 | 396211 | 0.01569 | NEI 2019
Woodland | 7266_G_3A | 7266 | G | 3A |  | Combustion Turbine | WEC_BANC | California | Stanislaus | 8.2 | 2011 | 9999 |  |  |  | 0.86775 | Default Emission Factor
Woodland | 7266_G_3B | 7266 | G | 3B |  | Combustion Turbine | WEC_BANC | California | Stanislaus | 8.2 | 2011 | 9999 |  |  |  | 0.86775 | Default Emission Factor
Woodland | 7266_G_3C | 7266 | G | 3C |  | Combustion Turbine | WEC_BANC | California | Stanislaus | 8.2 | 2011 | 9999 |  |  |  | 0.86775 | Default Emission Factor
Woodland | 7266_G_3D | 7266 | G | 3D |  | Combustion Turbine | WEC_BANC | California | Stanislaus | 8.2 | 2011 | 9999 |  |  |  | 0.86775 | Default Emission Factor
Woodland | 7266_G_3E | 7266 | G | 3E |  | Combustion Turbine | WEC_BANC | California | Stanislaus | 8.2 | 2011 | 9999 |  |  |  | 0.86775 | Default Emission Factor
Woodland | 7266_G_3F | 7266 | G | 3F |  | Combustion Turbine | WEC_BANC | California | Stanislaus | 8.2 | 2011 | 9999 |  |  |  | 0.86775 | Default Emission Factor
Woodland | 7266_G_NA1 | 7266 | G | NA1 | 3065 | Combustion Turbine | WEC_BANC | California | Stanislaus | 45 | 1993 | 9999 | 2017 | 4.4012 | 145553 | 0.06048 | NEI 2019
491 E 48th Street | 7268_G_7 | 7268 | G | 7 | 3062 | Combustion Turbine | MIS_LMI | Michigan | Allegan | 32 | 1992 | 9999 | 2019 | 0.0541 | 4965.4118 | 0.02179 | NEI 2019
491 E 48th Street | 7268_G_8 | 7268 | G | 8 | 3063 | Combustion Turbine | MIS_LMI | Michigan | Allegan | 32 | 1992 | 9999 | 2019 | 0.07015 | 4965.4118 | 0.02826 | NEI 2019
491 E 48th Street | 7268_G_9 | 7268 | G | 9 | 3064 | Combustion Turbine | MIS_LMI | Michigan | Allegan | 72 | 2000 | 9999 | 2019 | 0.76 | 11172.1765 | 0.13605 | NEI 2019
Paris (WI) | 7270_G_1 | 7270 | G | 1 | 3066 | Combustion Turbine | MIS_WUMS | Wisconsin | Kenosha | 91 | 1995 | 9999 | 2019 | 9.3982 | 22053.0108 | 0.85233 | NEI 2019
Paris (WI) | 7270_G_2 | 7270 | G | 2 | 3067 | Combustion Turbine | MIS_WUMS | Wisconsin | Kenosha | 89.1 | 1995 | 9999 | 2019 | 2.8958 | 21592.5633 | 0.26822 | NEI 2019
Paris (WI) | 7270_G_3 | 7270 | G | 3 | 3068 | Combustion Turbine | MIS_WUMS | Wisconsin | Kenosha | 91.8 | 1995 | 9999 | 2019 | 3.4662 | 22246.8834 | 0.31161 | NEI 2019
Paris (WI) | 7270_G_4 | 7270 | G | 4 | 3069 | Combustion Turbine | MIS_WUMS | Wisconsin | Kenosha | 90.8 | 1995 | 9999 | 2019 | 11.8627 | 22004.5426 | 1.0782 | NEI 2019
Lincoln Combustion | 7277_G_1 | 7277 | G | 1 | 3070 | Combustion Turbine | S_VACA | North Carolina | Lincoln | 76 | 1995 | 9999 |  |  |  | 0.11834 | NEI 2019
Lincoln Combustion | 7277_G_10 | 7277 | G | 10 | 3071 | Combustion Turbine | S_VACA | North Carolina | Lincoln | 75 | 1995 | 9999 |  |  |  | 0.11834 | NEI 2019
Lincoln Combustion | 7277_G_11 | 7277 | G | 11 | 3072 | Combustion Turbine | S_VACA | North Carolina | Lincoln | 74 | 1995 | 9999 |  |  |  | 0.11834 | NEI 2019
Lincoln Combustion | 7277_G_12 | 7277 | G | 12 | 3073 | Combustion Turbine | S_VACA | North Carolina | Lincoln | 75 | 1995 | 9999 |  |  |  | 0.11834 | NEI 2019
Lincoln Combustion | 7277_G_13 | 7277 | G | 13 | 3074 | Combustion Turbine | S_VACA | North Carolina | Lincoln | 74 | 1996 | 9999 |  |  |  | 0.11834 | NEI 2019
Lincoln Combustion | 7277_G_14 | 7277 | G | 14 | 3075 | Combustion Turbine | S_VACA | North Carolina | Lincoln | 74 | 1996 | 9999 |  |  |  | 0.11834 | NEI 2019
Lincoln Combustion | 7277_G_15 | 7277 | G | 15 | 3076 | Combustion Turbine | S_VACA | North Carolina | Lincoln | 73 | 1996 | 9999 |  |  |  | 0.11834 | NEI 2019
Lincoln Combustion | 7277_G_16 | 7277 | G | 16 | 3077 | Combustion Turbine | S_VACA | North Carolina | Lincoln | 73 | 1996 | 9999 | 2019 | 1.45 | 24505 | 0.11834 | NEI 2019
Lincoln Combustion | 7277_G_2 | 7277 | G | 2 | 3078 | Combustion Turbine | S_VACA | North Carolina | Lincoln | 76 | 1995 | 9999 |  |  |  | 0.11834 | NEI 2019
Lincoln Combustion | 7277_G_3 | 7277 | G | 3 | 3079 | Combustion Turbine | S_VACA | North Carolina | Lincoln | 75 | 1995 | 9999 |  |  |  | 0.11834 | NEI 2019
Lincoln Combustion | 7277_G_4 | 7277 | G | 4 | 3080 | Combustion Turbine | S_VACA | North Carolina | Lincoln | 75 | 1995 | 9999 |  |  |  | 0.11834 | NEI 2019
Lincoln Combustion | 7277_G_5 | 7277 | G | 5 | 3081 | Combustion Turbine | S_VACA | North Carolina | Lincoln | 74 | 1995 | 9999 |  |  |  | 0.11834 | NEI 2019
Lincoln Combustion | 7277_G_6 | 7277 | G | 6 | 3082 | Combustion Turbine | S_VACA | North Carolina | Lincoln | 73 | 1995 | 9999 |  |  |  | 0.11834 | NEI 2019
Lincoln Combustion | 7277_G_7 | 7277 | G | 7 | 3083 | Combustion Turbine | S_VACA | North Carolina | Lincoln | 76 | 1995 | 9999 |  |  |  | 0.11834 | NEI 2019
Lincoln Combustion | 7277_G_8 | 7277 | G | 8 | 3084 | Combustion Turbine | S_VACA | North Carolina | Lincoln | 75 | 1995 | 9999 |  |  |  | 0.11834 | NEI 2019
Lincoln Combustion | 7277_G_9 | 7277 | G | 9 | 3085 | Combustion Turbine | S_VACA | North Carolina | Lincoln | 75 | 1995 | 9999 |  |  |  | 0.11834 | NEI 2019
Gardner Energy Center | 7281_G_CT1 | 7281 | G | CT1 |  | Combustion Turbine | SPP_N | Kansas | Johnson | 13.5 | 1990 | 9999 |  |  |  | 0.155 | Default Emission Factor
Gardner Energy Center | 7281_G_CT2 | 7281 | G | CT2 |  | Combustion Turbine | SPP_N | Kansas | Johnson | 13.5 | 1990 | 9999 |  |  |  | 0.155 | Default Emission Factor
Paragould Turbine | 7283_G_1 | 7283 | G | 1 |  | Combustion Turbine | SPP_WEST | Arkansas | Greene | 3.4 | 1990 | 9999 |  |  |  | 0.155 | Default Emission Factor
Paragould Turbine | 7283_G_2 | 7283 | G | 2 |  | Combustion Turbine | SPP_WEST | Arkansas | Greene | 3.4 | 1990 | 9999 |  |  |  | 0.155 | Default Emission Factor
Paragould Turbine | 7283_G_3 | 7283 | G | 3 |  | Combustion Turbine | SPP_WEST | Arkansas | Greene | 3.4 | 1990 | 9999 |  |  |  | 0.155 | Default Emission Factor
Paragould Turbine | 7283_G_4 | 7283 | G | 4 |  | Combustion Turbine | SPP_WEST | Arkansas | Greene | 3.4 | 1990 | 9999 |  |  |  | 0.155 | Default Emission Factor
Paragould Turbine | 7283_G_5 | 7283 | G | 5 |  | Combustion Turbine | SPP_WEST | Arkansas | Greene | 0.2 | 1991 | 9999 |  |  |  | 0.86775 | Default Emission Factor
Sherman Avenue | 7288_G_SEHR | 7288 | G | SEHR | 3086 | Combustion Turbine | PJM_EMAC | New Jersey | Cumberland | 82.4 | 1991 | 9999 | 2019 | 0.433 | 24263 | 0.03569 | NEI 2019
Central Energy Plant | 7294_G_GTG | 7294 | G | GTG | 3061 | Combined Cycle | FRCC | Florida | Orange | 48 | 1989 | 9999 |  |  |  | 0.04609 | Default Emission Factor
Central Energy Plant | 7294_G_STG | 7294 | G | STG | 3061 | Combined Cycle | FRCC | Florida | Orange | 8 | 1989 | 9999 |  |  |  | 0.04609 | Default Emission Factor
State Line Combined Cycle | 7296_G_1 | 7296 | G | 1 | 3087 | Combustion Turbine | SPP_N | Missouri | Jasper | 94 | 1995 | 9999 | 2019 | 5.0011 | 125540.005 | 0.07967 | NEI 2019
State Line Combined Cycle | 7296_G_2-1 | 7296 | G | 2-1 | 3088 | Combined Cycle | SPP_N | Missouri | Jasper | 159 | 2001 | 9999 | 2019 | 33.4446 | 888177 | 0.04767 | NEI 2019
State Line Combined Cycle | 7296_G_2-2 | 7296 | G | 2-2 | 3089 | Combined Cycle | SPP_N | Missouri | Jasper | 158 | 1997 | 9999 | 2019 | 28.7826 | 764026 | 0.04767 | NEI 2019
State Line Combined Cycle | 7296_G_2-3 | 7296 | G | 2-3 | 3088 | Combined Cycle | SPP_N | Missouri | Jasper | 178 | 2001 | 9999 | 2019 | 0.0525 | 960802 | 0.04767 | NEI 2019
Hines Energy Complex | 7302_G_1GT | 7302 | G | 1GT | 3090 | Combined Cycle | FRCC | Florida | Polk | 163 | 1999 | 9999 | 2019 | 44.1155 | 898446 | 0.06574 | NEI 2019
Hines Energy Complex | 7302_G_1GT2 | 7302 | G | 1GT2 | 3091 | Combined Cycle | FRCC | Florida | Polk | 169 | 1999 | 9999 | 2019 | 44.196 | 849063 | 0.06574 | NEI 2019
Hines Energy Complex | 7302_G_1ST | 7302 | G | 1ST | 3090 | Combined Cycle | FRCC | Florida | Polk | 158 | 1999 | 9999 |  |  |  | 0.06574 | NEI 2019
Hines Energy Complex | 7302_G_2GT | 7302 | G | 2GT | 10029 | Combined Cycle | FRCC | Florida | Polk | 172 | 2003 | 9999 | 2019 | 57.4091 | 996205 | 0.0728 | NEI 2019
Hines Energy Complex | 7302_G_2GT2 | 7302 | G | 2GT2 | 10030 | Combined Cycle | FRCC | Florida | Polk | 175 | 2003 | 9999 | 2019 | 55.106 | 959964 | 0.0728 | NEI 2019
Hines Energy Complex | 7302_G_2ST | 7302 | G | 2ST | 10029 | Combined Cycle | FRCC | Florida | Polk | 177 | 2003 | 9999 |  |  |  | 0.0728 | NEI 2019
Hines Energy Complex | 7302_G_3GT | 7302 | G | 3GT | 89245 | Combined Cycle | FRCC | Florida | Polk | 173 | 2005 | 9999 | 2019 | 46.4283 | 827939 | 0.06961 | NEI 2019
Hines Energy Complex | 7302_G_3GT2 | 7302 | G | 3GT2 | 89246 | Combined Cycle | FRCC | Florida | Polk | 173 | 2005 | 9999 | 2019 | 49.2291 | 918464 | 0.06961 | NEI 2019
Hines Energy Complex | 7302_G_3ST | 7302 | G | 3ST | 89245 | Combined Cycle | FRCC | Florida | Polk | 169 | 2005 | 9999 |  |  |  | 0.06961 | NEI 2019
Hines Energy Complex | 7302_G_4GT | 7302 | G | 4GT | 90110 | Combined Cycle | FRCC | Florida | Polk | 176 | 2007 | 9999 | 2019 | 52.5555 | 955386 | 0.06915 | NEI 2019
Hines Energy Complex | 7302_G_4GT2 | 7302 | G | 4GT2 | 90111 | Combined Cycle | FRCC | Florida | Polk | 175 | 2007 | 9999 | 2019 | 48.8716 | 1978325 | 0.06915 | NEI 2019
Hines Energy Complex | 7302_G_4ST | 7302 | G | 4ST | 90110 | Combined Cycle | FRCC | Florida | Polk | 165 | 2007 | 9999 |  |  |  | 0.06915 | NEI 2019
Redding Power | 7307_G_1 | 7307 | G | 1 |  | Combustion Turbine | WEC_BANC | California | Shasta | 16 | 1996 | 9999 | 2019 | 0.035 | 460.3871 | 0.15205 | NEI 2019
Redding Power | 7307_G_2 | 7307 | G | 2 |  | Combustion Turbine | WEC_BANC | California | Shasta | 23 | 1996 | 9999 | 2019 | 0.003 | 661.8065 | 0.00907 | NEI 2019
Redding Power | 7307_G_3 | 7307 | G | 3 |  | Combustion Turbine | WEC_BANC | California | Shasta | 23 | 1996 | 9999 | 2017 | 0.044 | 1067.2742 | 0.08245 | NEI 2019
Redding Power | 7307_G_4 | 7307 | G | 4 | 9189 | Combined Cycle | WEC_BANC | California | Shasta | 27 | 1989 | 9999 |  |  |  | 0.0239 | NEI 2019
Redding Power | 7307_G_5 | 7307 | G | 5 | 9189 | Combined Cycle | WEC_BANC | California | Shasta | 41 | 2002 | 9999 | 2017 | 1.63 | 74627 | 0.0239 | NEI 2019
Redding Power | 7307_G_6 | 7307 | G | 6 | 89746 | Combined Cycle | WEC_BANC | California | Shasta | 41 | 2011 | 9999 | 2017 | 0.62 | 63335 | 0.0239 | NEI 2019
Richard M Flynn | 7314_G_NA1 | 7314 | G | NA1 | 3092 | Combined Cycle | NY_Z_K | New York | Suffolk | 87.5 | 1994 | 9999 | 2019 | 1.4245 | 386055 | 0.00738 | NEI 2019
Richard M Flynn | 7314_G_NA2 | 7314 | G | NA2 | 3092 | Combined Cycle | NY_Z_K | New York | Suffolk | 49.4 | 1994 | 9999 |  |  |  | 0.00738 | NEI 2019
Almond Power Plant | 7315_G_1 | 7315 | G | 1 | 3093 | Combustion Turbine | WEC_CALN | California | Stanislaus | 49.5 | 1996 | 9999 | 2017 | 1.612 | 45182.2105 | 0.07136 | NEI 2019
Almond Power Plant | 7315_G_2 | 7315 | G | 2 | 90500 | Combustion Turbine | WEC_CALN | California | Stanislaus | 50 | 2012 | 9999 | 2017 | 0.37451 | 45638.5965 | 0.01641 | NEI 2019
Almond Power Plant | 7315_G_3 | 7315 | G | 3 | 90501 | Combustion Turbine | WEC_CALN | California | Stanislaus | 50 | 2012 | 9999 | 2017 | 1.5585 | 45638.5965 | 0.0683 | NEI 2019
Almond Power Plant | 7315_G_4 | 7315 | G | 4 | 90502 | Combustion Turbine | WEC_CALN | California | Stanislaus | 50 | 2012 | 9999 | 2017 | 0.80049 | 45638.5965 | 0.03508 | NEI 2019
Van Sant Station | 7318_G_1 | 7318 | G | 1 | 3094 | Combustion Turbine | PJM_EMAC | Delaware | Kent | 45.2 | 1991 | 9999 | 2019 | 0.048536 | 4103 | 0.02366 | NEI 2019
Boulevard | 732_G_1 | 732 | G | 1 |  | Combustion Turbine | S_SOU | Georgia | Chatham | 14 | 1970 | 9999 |  |  |  | 0.155 | Default Emission Factor
San Jacinto Steam Electric Station | 7325_G_1 | 7325 | G | 1 | 3095 | Combustion Turbine | ERC_REST | Texas | Harris | 81 | 1995 | 9999 | 2019 | 40.6279 | 517050 | 0.15715 | NEI 2019
San Jacinto Steam Electric Station | 7325_G_2 | 7325 | G | 2 | 3096 | Combustion Turbine | ERC_REST | Texas | Harris | 81 | 1995 | 9999 | 2019 | 42.2097 | 517050 | 0.16327 | NEI 2019
Richmond | 7335_G_RCT1 | 7335 | G | RCT1 | 3097 | Combustion Turbine | PJM_West | Indiana | Wayne | 34 | 1992 | 9999 |  |  |  | 0.08839 | NEI 2019
Richmond | 7335_G_RCT2 | 7335 | G | RCT2 | 3098 | Combustion Turbine | PJM_West | Indiana | Wayne | 34 | 1992 | 9999 | 2019 | 0.11151 | 2523 | 0.08839 | NEI 2019
Anderson | 7336_G_ACT1 | 7336 | G | ACT1 | 3099 | Combustion Turbine | PJM_West | Indiana | Madison | 34 | 1992 | 9999 |  |  |  | 0.09867 | NEI 2019
Anderson | 7336_G_ACT2 | 7336 | G | ACT2 | 3100 | Combustion Turbine | PJM_West | Indiana | Madison | 34 | 1992 | 9999 |  |  |  | 0.09867 | NEI 2019
Anderson | 7336_G_ACT3 | 7336 | G | ACT3 | 9578 | Combustion Turbine | PJM_West | Indiana | Madison | 72 | 2004 | 9999 | 2019 | 0.31066 | 6297 | 0.09867 | NEI 2019
Wellington 2 | 7339_G_6 | 7339 | G | 6 |  | Combustion Turbine | SPP_N | Kansas | Sumner | 21 | 1989 | 9999 | 2019 | 0.079323 | 1371 | 0.11572 | NEI 2019
University of Florida | 7345_G_P1 | 7345 | G | P1 | 3102 | Combustion Turbine | FRCC | Florida | Alachua | 44 | 1994 | 9999 | 2019 | 12.5131 | 327045 | 0.07652 | NEI 2019
Robins | 7348_G_1 | 7348 | G | 1 | 3103 | Combustion Turbine | S_SOU | Georgia | Houston | 80 | 1995 | 9999 | 2019 | 0.4225 | 10859 | 0.07782 | NEI 2019
Robins | 7348_G_2 | 7348 | G | 2 | 3104 | Combustion Turbine | S_SOU | Georgia | Houston | 80 | 1995 | 9999 | 2017 | 0.5588 | 10386.5 | 0.1076 | NEI 2019
Coyote Springs | 7350_G_1 | 7350 | G | 1 | 3105 | Combined Cycle | WECC_PNW | Oregon | Morrow | 171 | 1995 | 9999 | 2017 | 9.08 | 819175 | 0.03204 | NEI 2019
Coyote Springs | 7350_G_2 | 7350 | G | 2 | 3105 | Combined Cycle | WECC_PNW | Oregon | Morrow | 72 | 1995 | 9999 | 2017 | 10.3 | 390574 | 0.03204 | NEI 2019
Midulla Generating Station | 7380_G_CT1 | 7380 | G | CT1 | 8366 | Combined Cycle | FRCC | Florida | Hardee | 155 | 2002 | 9999 | 2017 | 44.7961 | 1032942 | 0.05039 | NEI 2019
Midulla Generating Station | 7380_G_CT2 | 7380 | G | CT2 | 8368 | Combined Cycle | FRCC | Florida | Hardee | 155 | 2002 | 9999 | 2019 | 39.602 | 2316565 | 0.05039 | NEI 2019
Midulla Generating Station | 7380_G_GT4 | 7380 | G | GT4 | 89703 | Combustion Turbine | FRCC | Florida | Hardee | 54 | 2006 | 9999 | 2019 | 1.7565 | 31207.6 | 0.11257 | NEI 2019
Midulla Generating Station | 7380_G_GT5 | 7380 | G | GT5 | 89705 | Combustion Turbine | FRCC | Florida | Hardee | 54 | 2006 | 9999 | 2019 | 2.2675 | 31207.6 | 0.14532 | NEI 2019
Midulla Generating Station | 7380_G_GT6 | 7380 | G | GT6 | 89707 | Combustion Turbine | FRCC | Florida | Hardee | 54 | 2006 | 9999 | 2019 | 2.1004 | 31207.6 | 0.13461 | NEI 2019
Midulla Generating Station | 7380_G_GT7 | 7380 | G | GT7 | 89709 | Combustion Turbine | FRCC | Florida | Hardee | 54 | 2006 | 9999 | 2019 | 1.1556 | 31207.6 | 0.07406 | NEI 2019
Midulla Generating Station | 7380_G_GT8 | 7380 | G | GT8 | 89711 | Combustion Turbine | FRCC | Florida | Hardee | 54 | 2006 | 9999 | 2019 | 2.4258 | 31207.6 | 0.15546 | NEI 2019
Midulla Generating Station | 7380_G_ST3 | 7380 | G | ST3 | 8366 | Combined Cycle | FRCC | Florida | Hardee | 179 | 2002 | 9999 |  |  |  | 0.05039 | NEI 2019
Poplar Bluff Generating Station | 7392_G_1 | 7392 | G | 1 |  | Combustion Turbine | SPP_WEST | Missouri | Butler | 7 | 1976 | 2024 | 2017 | 0.0235 | 106.8639 | 0.43981 | NEI 2019
Poplar Bluff Generating Station | 7392_G_2 | 7392 | G | 2 |  | Combustion Turbine | SPP_WEST | Missouri | Butler | 7 | 1976 | 2024 | 2019 | 0.0389 | 65.0296 | 1.1964 | NEI 2019
Poplar Bluff Generating Station | 7392_G_3 | 7392 | G | 3 |  | Combustion Turbine | SPP_WEST | Missouri | Butler | 6.6 | 2002 | 2024 |  |  |  | 0.86775 | Default Emission Factor
Poplar Bluff Generating Station | 7392_G_4 | 7392 | G | 4 |  | Combustion Turbine | SPP_WEST | Missouri | Butler | 6.6 | 2002 | 2024 |  |  |  | 0.86775 | Default Emission Factor
Poplar Bluff Generating Station | 7392_G_5 | 7392 | G | 5 |  | Combustion Turbine | SPP_WEST | Missouri | Butler | 6.6 | 2002 | 2024 |  |  |  | 0.86775 | Default Emission Factor
Front Street | 7396_G_1 | 7396 | G | 1 |  | Combustion Turbine | NENGREST | Massachusetts | Hampden | 2.8 | 1978 | 9999 | 2019 | 0.005593 | 29.6667 | 0.37706 | NEI 2019
Front Street | 7396_G_2 | 7396 | G | 2 |  | Combustion Turbine | NENGREST | Massachusetts | Hampden | 2.8 | 1978 | 9999 | 2019 | 0.0062384 | 29.6667 | 0.42057 | NEI 2019
Front Street | 7396_G_3 | 7396 | G | 3 |  | Combustion Turbine | NENGREST | Massachusetts | Hampden | 2.8 | 1978 | 9999 | 2019 | 0.0074215 | 29.6667 | 0.50033 | NEI 2019
Falling Spring | 7397_G_5 | 7397 | G | 5 |  | Combustion Turbine | PJM_AP | Pennsylvania | Franklin | 2.1 | 1967 | 9999 | 2019 | 0.0317 | 340.1408 | 0.18639 | NEI 2019
Falling Spring | 7397_G_6 | 7397 | G | 6 |  | Combustion Turbine | PJM_AP | Pennsylvania | Franklin | 2.1 | 1967 | 9999 | 2019 | 0.0314 | 340.1408 | 0.18463 | NEI 2019
Falling Spring | 7397_G_7 | 7397 | G | 7 |  | Combustion Turbine | PJM_AP | Pennsylvania | Franklin | 2.9 | 2001 | 9999 | 2019 | 0.1057 | 469.7183 | 0.45006 | NEI 2019
Water Street Station | 7398_G_GEN1 | 7398 | G | GEN1 |  | Combustion Turbine | MIS_LMI | Michigan | Bay | 5.5 | 1980 | 9999 | 2019 | 0.060575 | 311.6667 | 0.38871 | NEI 2019
Water Street Station | 7398_G_GEN2 | 7398 | G | GEN2 |  | Combustion Turbine | MIS_LMI | Michigan | Bay | 6.5 | 1984 | 9999 | 2019 | 0.12113 | 368.3333 | 0.65774 | NEI 2019
Henry Station | 7399_G_GEN3 | 7399 | G | GEN3 |  | Combustion Turbine | MIS_LMI | Michigan | Bay | 7.5 | 1993 | 9999 | 2019 | 0.10958 | 522.5 | 0.41944 | NEI 2019
Henry Station | 7399_G_GEN4 | 7399 | G | GEN4 |  | Combustion Turbine | MIS_LMI | Michigan | Bay | 7.5 | 1993 | 9999 | 2019 | 0.09613 | 522.5 | 0.36796 | NEI 2019
Salisbury City of | 7400_G_1 | 7400 | G | 1 |  | Combustion Turbine | SPP_N | Missouri | Chariton | 0.8 | 1983 | 9999 |  |  |  | 0.86775 | Default Emission Factor
Salisbury City of | 7400_G_2 | 7400 | G | 2 |  | Combustion Turbine | SPP_N | Missouri | Chariton | 0.8 | 1983 | 9999 |  |  |  | 0.86775 | Default Emission Factor
Salisbury City of | 7400_G_3 | 7400 | G | 3 |  | Combustion Turbine | SPP_N | Missouri | Chariton | 1.8 | 1986 | 9999 |  |  |  | 0.86775 | Default Emission Factor
Salisbury City of | 7400_G_4 | 7400 | G | 4 |  | Combustion Turbine | SPP_N | Missouri | Chariton | 1.8 | 1986 | 9999 |  |  |  | 0.86775 | Default Emission Factor
Shelbina Power #1 | 7405_G_G1 | 7405 | G | G1 |  | Combustion Turbine | S_D_AECI | Missouri | Shelby | 3 | 1981 | 9999 | 2017 | 0.0006 | 7.8261 | 0.15333 | NEI 2019
Shelbina Power #1 | 7405_G_G2 | 7405 | G | G2 |  | Combustion Turbine | S_D_AECI | Missouri | Shelby | 1.6 | 1989 | 9999 | 2019 | 0.0005 | 1.0435 | 0.95833 | NEI 2019
Shelbina Power #2 | 7406_G_G3 | 7406 | G | G3 |  | Combustion Turbine | S_D_AECI | Missouri | Shelby | 1.6 | 1992 | 9999 | 2019 | 0.0005 | 3.6364 | 0.275 | NEI 2019
Shelbina Power #2 | 7406_G_G4 | 7406 | G | G4 |  | Combustion Turbine | S_D_AECI | Missouri | Shelby | 1.6 | 1992 | 9999 | 2019 | 0.0005 | 3.6364 | 0.275 | NEI 2019
Shelbina Power #2 | 7406_G_G5 | 7406 | G | G5 |  | Combustion Turbine | S_D_AECI | Missouri | Shelby | 1.6 | 1992 | 9999 |  |  |  | 0.86775 | Default Emission Factor
Shelbina Power #2 | 7406_G_G6 | 7406 | G | G6 |  | Combustion Turbine | S_D_AECI | Missouri | Shelby | 1.8 | 1999 | 9999 | 2017 | 0.0006 | 15.8182 | 0.07586 | NEI 2019
Payson | 7408_G_86-1 | 7408 | G | 86-1 |  | Combustion Turbine | WECC_UT | Utah | Utah | 2.6 | 1988 | 9999 |  |  |  | 0.86775 | Default Emission Factor
Payson | 7408_G_86-2 | 7408 | G | 86-2 |  | Combustion Turbine | WECC_UT | Utah | Utah | 2.6 | 1988 | 9999 |  |  |  | 0.86775 | Default Emission Factor
Payson | 7408_G_86-3 | 7408 | G | 86-3 |  | Combustion Turbine | WECC_UT | Utah | Utah | 2 | 1995 | 9999 |  |  |  | 0.86775 | Default Emission Factor
Payson | 7408_G_86-4 | 7408 | G | 86-4 |  | Combustion Turbine | WECC_UT | Utah | Utah | 2 | 1995 | 9999 |  |  |  | 0.86775 | Default Emission Factor
Short Mountain | 7413_G_1 | 7413 | G | 1 |  | Landfill Gas | WECC_PNW | Oregon | Lane | 0.8 | 1992 | 9999 |  |  |  | 0.61247 | Default Emission Factor
Short Mountain | 7413_G_2 | 7413 | G | 2 |  | Landfill Gas | WECC_PNW | Oregon | Lane | 0.8 | 1992 | 9999 |  |  |  | 0.61247 | Default Emission Factor
Short Mountain | 7413_G_3 | 7413 | G | 3 |  | Landfill Gas | WECC_PNW | Oregon | Lane | 0.8 | 1993 | 9999 |  |  |  | 0.61247 | Default Emission Factor
Short Mountain | 7413_G_4 | 7413 | G | 4 |  | Landfill Gas | WECC_PNW | Oregon | Lane | 0.8 | 1993 | 9999 |  |  |  | 0.61247 | Default Emission Factor
Lakefield Utilities | 7415_G_5 | 7415 | G | 5 |  | Combustion Turbine | MIS_MNWI | Minnesota | Jackson | 1 | 1985 | 9999 |  |  |  | 0.86775 | Default Emission Factor
Lakefield Utilities | 7415_G_6 | 7415 | G | 6 |  | Combustion Turbine | MIS_MNWI | Minnesota | Jackson | 2 | 2003 | 9999 |  |  |  | 0.86775 | Default Emission Factor
Interstate | 7425_G_1 | 7425 | G | 1 | 3116 | Combustion Turbine | MIS_IL | Illinois | Sangamon | 112 | 1997 | 2045 | 2019 | 5.0365 | 10946 | 0.92025 | NEI 2019
Edenton Generators | 7429_G_2 | 7429 | G | 2 |  | Combustion Turbine | PJM_Dom | North Carolina | Chowan | 1.2 | 1988 | 9999 |  |  |  | 0.86775 | Default Emission Factor
Edenton Generators | 7429_G_3 | 7429 | G | 3 |  | Combustion Turbine | PJM_Dom | North Carolina | Chowan | 1.2 | 2014 | 9999 |  |  |  | 0.86775 | Default Emission Factor
Oxford (KS) | 7432_G_1A | 7432 | G | 1A |  | Combustion Turbine | SPP_N | Kansas | Sumner | 1.6 | 1999 | 9999 |  |  |  | 0.86775 | Default Emission Factor
Oxford (KS) | 7432_G_2A | 7432 | G | 2A |  | Combustion Turbine | SPP_N | Kansas | Sumner | 1.6 | 1999 | 9999 |  |  |  | 0.86775 | Default Emission Factor
Oxford (KS) | 7432_G_3A | 7432 | G | 3A |  | Combustion Turbine | SPP_N | Kansas | Sumner | 1.6 | 2007 | 9999 |  |  |  | 0.86775 | Default Emission Factor
Church Street Plant | 7438_G_C3A | 7438 | G | C3A |  | Combustion Turbine | PJM_Dom | Virginia | Prince William | 1 | 1996 | 9999 | 2018 | 0.007925 | 14.75 | 1.0746 | Virginia State Emissions
Church Street Plant | 7438_G_C5 | 7438 | G | C5 |  | Combustion Turbine | PJM_Dom | Virginia | Prince William | 1.5 | 1987 | 9999 | 2018 | 0.011888 | 22.125 | 1.0746 | Virginia State Emissions
Church Street Plant | 7438_G_C6 | 7438 | G | C6 |  | Combustion Turbine | PJM_Dom | Virginia | Prince William | 1.5 | 1987 | 9999 | 2018 | 0.011888 | 22.125 | 1.0746 | Virginia State Emissions
Godwin Drive Plant | 7439_G_C10 | 7439 | G | C10 |  | Combustion Turbine | PJM_Dom | Virginia | Prince William | 1.5 | 1992 | 9999 |  |  |  | 0.86775 | Default Emission Factor
Godwin Drive Plant | 7439_G_C7 | 7439 | G | C7 |  | Combustion Turbine | PJM_Dom | Virginia | Prince William | 1.5 | 1990 | 9999 |  |  |  | 0.86775 | Default Emission Factor
Godwin Drive Plant | 7439_G_C8 | 7439 | G | C8 |  | Combustion Turbine | PJM_Dom | Virginia | Prince William | 1.5 | 1990 | 9999 |  |  |  | 0.86775 | Default Emission Factor
Godwin Drive Plant | 7439_G_C9 | 7439 | G | C9 |  | Combustion Turbine | PJM_Dom | Virginia | Prince William | 1.5 | 1992 | 9999 |  |  |  | 0.86775 | Default Emission Factor
VMEA 1 Credit Gen | 7440_G_V10 | 7440 | G | V10 |  | Combustion Turbine | PJM_Dom | Virginia | Prince William | 1.5 | 1990 | 9999 |  |  |  | 0.86775 | Default Emission Factor
VMEA 1 Credit Gen | 7440_G_V3 | 7440 | G | V3 |  | Combustion Turbine | PJM_Dom | Virginia | Prince William | 1.5 | 1990 | 9999 |  |  |  | 0.86775 | Default Emission Factor
VMEA 1 Credit Gen | 7440_G_V4 | 7440 | G | V4 |  | Combustion Turbine | PJM_Dom | Virginia | Prince William | 1.5 | 1990 | 9999 |  |  |  | 0.86775 | Default Emission Factor
VMEA 1 Credit Gen | 7440_G_V5 | 7440 | G | V5 |  | Combustion Turbine | PJM_Dom | Virginia | Prince William | 1.5 | 1990 | 9999 |  |  |  | 0.86775 | Default Emission Factor
VMEA 1 Credit Gen | 7440_G_V6 | 7440 | G | V6 |  | Combustion Turbine | PJM_Dom | Virginia | Prince William | 1.5 | 1990 | 9999 |  |  |  | 0.86775 | Default Emission Factor
VMEA 1 Credit Gen | 7440_G_V7 | 7440 | G | V7 |  | Combustion Turbine | PJM_Dom | Virginia | Prince William | 1.5 | 1990 | 9999 |  |  |  | 0.86775 | Default Emission Factor
VMEA 1 Credit Gen | 7440_G_V8 | 7440 | G | V8 |  | Combustion Turbine | PJM_Dom | Virginia | Prince William | 1.5 | 1990 | 9999 |  |  |  | 0.86775 | Default Emission Factor
VMEA 1 Credit Gen | 7440_G_V9-1 | 7440 | G | V9-1 |  | Combustion Turbine | PJM_Dom | Virginia | Prince William | 1.8 | 2009 | 9999 |  |  |  | 0.86775 | Default Emission Factor
VMEA Peaking Gen | 7441_G_V1 | 7441 | G | V1 |  | Combustion Turbine | PJM_Dom | Virginia | Prince William | 1.5 | 1992 | 9999 |  |  |  | 0.86775 | Default Emission Factor
VMEA Peaking Gen | 7441_G_V11 | 7441 | G | V11 |  | Combustion Turbine | PJM_Dom | Virginia | Prince William | 1.5 | 1993 | 9999 |  |  |  | 0.86775 | Default Emission Factor
VMEA Peaking Gen | 7441_G_V12 | 7441 | G | V12 |  | Combustion Turbine | PJM_Dom | Virginia | Prince William | 1.5 | 1993 | 9999 |  |  |  | 0.86775 | Default Emission Factor
VMEA Peaking Gen | 7441_G_V2 | 7441 | G | V2 |  | Combustion Turbine | PJM_Dom | Virginia | Prince William | 1.5 | 1992 | 9999 |  |  |  | 0.86775 | Default Emission Factor
Pratt 2 | 7447_G_IC2 | 7447 | G | IC2 |  | Combustion Turbine | SPP_N | Kansas | Pratt | 7.6 | 1994 | 9999 | 2019 | 0.029494 | 124.5 | 0.4738 | NEI 2019
Pratt 2 | 7447_G_IC3 | 7447 | G | IC3 |  | Combustion Turbine | SPP_N | Kansas | Pratt | 7.6 | 2004 | 9999 | 2019 | 0.0012959 | 124.5 | 0.02082 | NEI 2019
Combustion Turbine Project No 2 | 7449_G_NA1 | 7449 | G | NA1 | 3117 | Combustion Turbine | WEC_CALN | California | San Joaquin | 49.3 | 1996 | 9999 | 2019 | 0.15086 | 12758 | 0.02365 | NEI 2019
Alameda | 7450_G_1 | 7450 | G | 1 |  | Combustion Turbine | WEC_CALN | California | Alameda | 21.8 | 1986 | 9999 |  |  |  | 0.155 | Default Emission Factor
Alameda | 7450_G_2 | 7450 | G | 2 |  | Combustion Turbine | WEC_CALN | California | Alameda | 21.8 | 1986 | 9999 |  |  |  | 0.155 | Default Emission Factor
Lodi | 7451_G_1 | 7451 | G | 1 |  | Combustion Turbine | WEC_CALN | California | San Joaquin | 23.3 | 1986 | 9999 | 2019 | 0.0332 | 497 | 0.1336 | NEI 2019
Roseville | 7452_G_1 | 7452 | G | 1 |  | Combustion Turbine | WEC_CALN | California | Placer | 21.2 | 1986 | 9999 | 2017 | 0.0839 | 642 | 0.26137 | NEI 2019
Roseville | 7452_G_2 | 7452 | G | 2 |  | Combustion Turbine | WEC_CALN | California | Placer | 21.2 | 1986 | 9999 |  |  |  | 0.155 | Default Emission Factor
Rathdrum | 7456_G_1 | 7456 | G | 1 | 3118 | Combustion Turbine | WECC_PNW | Idaho | Kootenai | 66 | 1994 | 9999 | 2017 | 1.5 | 35870.5 | 0.08363 | NEI 2019
Rathdrum | 7456_G_2 | 7456 | G | 2 | 3119 | Combustion Turbine | WECC_PNW | Idaho | Kootenai | 66 | 1994 | 9999 | 2017 | 2.4 | 35870.5 | 0.13382 | NEI 2019
Madison Utilities | 7469_G_FM1 | 7469 | G | FM1 |  | Combustion Turbine | SPP_NEBR | Nebraska | Madison | 1.7 | 1959 | 9999 |  |  |  | 0.86775 | Default Emission Factor
Madison Utilities | 7469_G_FM2 | 7469 | G | FM2 |  | Combustion Turbine | SPP_NEBR | Nebraska | Madison | 1 | 1959 | 9999 |  |  |  | 0.86775 | Default Emission Factor
Madison Utilities | 7469_G_FM3 | 7469 | G | FM3 |  | Combustion Turbine | SPP_NEBR | Nebraska | Madison | 0.9 | 1953 | 9999 |  |  |  | 0.86775 | Default Emission Factor
Madison Utilities | 7469_G_FM5 | 7469 | G | FM5 |  | Combustion Turbine | SPP_NEBR | Nebraska | Madison | 1 | 2006 | 9999 |  |  |  | 0.86775 | Default Emission Factor
Marceline | 7470_G_1 | 7470 | G | 1 |  | Combustion Turbine | MIS_MO | Missouri | Linn | 1 | 1989 | 9999 |  |  |  | 0.86775 | Default Emission Factor
Marceline | 7470_G_2 | 7470 | G | 2 |  | Combustion Turbine | MIS_MO | Missouri | Linn | 3 | 2002 | 9999 |  |  |  | 0.86775 | Default Emission Factor
Marceline | 7470_G_5 | 7470 | G | 5 |  | Combustion Turbine | MIS_MO | Missouri | Linn | 2 | 2004 | 9999 |  |  |  | 0.86775 | Default Emission Factor
Marceline | 7470_G_6 | 7470 | G | 6 |  | Combustion Turbine | MIS_MO | Missouri | Linn | 2 | 2004 | 9999 |  |  |  | 0.86775 | Default Emission Factor
North Road Peak | 7479_G_EAST | 7479 | G | EAST |  | Combustion Turbine | S_VACA | South Carolina | Orangeburg | 6.5 | 1987 | 9999 |  |  |  | 0.86775 | Default Emission Factor
North Road Peak | 7479_G_WEST | 7479 | G | WEST |  | Combustion Turbine | S_VACA | South Carolina | Orangeburg | 6.5 | 1987 | 9999 |  |  |  | 0.86775 | Default Emission Factor
Rowesville Rd Plant | 7480_G_GEN3 | 7480 | G | GEN3 |  | Combustion Turbine | S_VACA | South Carolina | Orangeburg | 4.2 | 1994 | 9999 |  |  |  | 0.155 | Default Emission Factor
Rowesville Rd Plant | 7480_G_GEN4 | 7480 | G | GEN4 |  | Combustion Turbine | S_VACA | South Carolina | Orangeburg | 4.2 | 1994 | 9999 |  |  |  | 0.155 | Default Emission Factor
City Light & Water | 7481_G_1 | 7481 | G | 1 |  | Combustion Turbine | SPP_NEBR | Nebraska | Webster | 0.9 | 1987 | 9999 | 2019 | 0.0031485 | 4.8462 | 1.2994 | NEI 2019
City Light & Water | 7481_G_2 | 7481 | G | 2 |  | Combustion Turbine | SPP_NEBR | Nebraska | Webster | 0.4 | 1987 | 9999 | 2019 | 0.00082034 | 2.1538 | 0.76174 | NEI 2019
Croswell | 7497_G_1 | 7497 | G | 1 |  | Combustion Turbine | MIS_LMI | Michigan | Sanilac | 0.6 | 1982 | 9999 |  |  |  | 0.86775 | Default Emission Factor
Croswell | 7497_G_2 | 7497 | G | 2 |  | Combustion Turbine | MIS_LMI | Michigan | Sanilac | 0.7 | 1984 | 9999 |  |  |  | 0.86775 | Default Emission Factor
Croswell | 7497_G_3 | 7497 | G | 3 |  | Combustion Turbine | MIS_LMI | Michigan | Sanilac | 1.2 | 1988 | 9999 |  |  |  | 0.86775 | Default Emission Factor
Croswell | 7497_G_4 | 7497 | G | 4 |  | Combustion Turbine | MIS_LMI | Michigan | Sanilac | 1.3 | 1990 | 9999 |  |  |  | 0.86775 | Default Emission Factor
Croswell | 7497_G_5 | 7497 | G | 5 |  | Combustion Turbine | MIS_LMI | Michigan | Sanilac | 1.3 | 1996 | 9999 |  |  |  | 0.86775 | Default Emission Factor
Neil Simpson II | 7504_G_GT1 | 7504 | G | GT1 | 3121 | Combustion Turbine | WECC_WY | Wyoming | Campbell | 34 | 2000 | 9999 | 2019 | 0.69757 | 50296 | 0.02774 | NEI 2019
Fergus Control Ctr | 7505_G_1 | 7505 | G | 1 |  | Combustion Turbine | MIS_MAPP | Minnesota | Otter Tail | 2 | 1995 | 9999 |  |  |  | 0.86775 | Default Emission Factor
Arthur Von Rosenberg | 7512_G_1 | 7512 | G | 1 | 2484 | Combined Cycle | ERC_REST | Texas | Bexar | 157 | 2000 | 9999 | 2019 | 43.7 | 1051585 | 0.04275 | NEI 2019
Arthur Von Rosenberg | 7512_G_2 | 7512 | G | 2 | 2485 | Combined Cycle | ERC_REST | Texas | Bexar | 157 | 2000 | 9999 | 2019 | 28.4 | 1064083 | 0.04275 | NEI 2019
Arthur Von Rosenberg | 7512_G_3 | 7512 | G | 3 | 2484 | Combined Cycle | ERC_REST | Texas | Bexar | 164 | 2000 | 9999 |  |  |  | 0.04275 | NEI 2019
McPherson 3 | 7515_G_NA1 | 7515 | G | NA1 | 3124 | Combustion Turbine | SPP_N | Kansas | McPherson | 80 | 1998 | 9999 | 2019 | 0.42416 | 9617 | 0.08821 | NEI 2019
Carson Ice-Gen Project | 7527_G_1 | 7527 | G | 1 | 3125 | Combustion Turbine | WEC_BANC | California | Sacramento | 41.2 | 1995 | 9999 |  |  |  | 0.155 | Default Emission Factor
Carson Ice-Gen Project | 7527_G_2 | 7527 | G | 2 | 3126 | Combined Cycle | WEC_BANC | California | Sacramento | 16.6 | 1995 | 9999 |  |  |  | 0.04609 | Default Emission Factor
Carson Ice-Gen Project | 7527_G_CCCT | 7527 | G | CCCT | 3125 | Combined Cycle | WEC_BANC | California | Sacramento | 51.2 | 1995 | 9999 |  |  |  | 0.04609 | Default Emission Factor
Crisp Plant | 753_G_GT1 | 753 | G | GT1 |  | Combustion Turbine | S_SOU | Georgia | Worth | 4 | 1957 | 9999 | 2019 | 0.01 | 74 | 0.27027 | NEI 2019
Wayne County | 7538_G_1 | 7538 | G | 1 | 1825 | Combustion Turbine | S_VACA | North Carolina | Wayne | 177 | 2000 | 9999 |  |  |  | 0.02681 | NEI 2019
Wayne County | 7538_G_2 | 7538 | G | 2 | 1826 | Combustion Turbine | S_VACA | North Carolina | Wayne | 174 | 2000 | 9999 | 2019 | 0.77 | 57436.2135 | 0.02681 | NEI 2019
Wayne County | 7538_G_3 | 7538 | G | 3 | 1827 | Combustion Turbine | S_VACA | North Carolina | Wayne | 173 | 2000 | 9999 |  |  |  | 0.05951 | NEI 2019
Wayne County | 7538_G_4 | 7538 | G | 4 | 1828 | Combustion Turbine | S_VACA | North Carolina | Wayne | 170 | 2000 | 9999 | 2019 | 1.67 | 56127.126 | 0.05951 | NEI 2019
Wayne County | 7538_G_5 | 7538 | G | 5 | 89702 | Combustion Turbine | S_VACA | North Carolina | Wayne | 163 | 2009 | 9999 | 2019 | 2.16 | 26672.6575 | 0.16196 | NEI 2019
Ponca City | 7546_G_1 | 7546 | G | 1 | 566 | Combined Cycle | SPP_WEST | Oklahoma | Kay | 18.8 | 1966 | 9999 |  |  |  | 0.05928 | NEI 2019
Ponca City | 7546_G_3 | 7546 | G | 3 | 566 | Combined Cycle | SPP_WEST | Oklahoma | Kay | 44.1 | 1995 | 9999 | 2017 | 1.323 | 44637 | 0.05928 | NEI 2019
Ponca City | 7546_G_4 | 7546 | G | 4 | 89334 | Combustion Turbine | SPP_WEST | Oklahoma | Kay | 43.9 | 2003 | 9999 | 2017 | 0.551 | 15673 | 0.07031 | NEI 2019
SCA Cogen 2 | 7551_G_CCST | 7551 | G | CCST | 3129 | Combined Cycle | WEC_BANC | California | Sacramento | 37.6 | 1997 | 9999 |  |  |  | 0.01536 | NEI 2019
SCA Cogen 2 | 7551_G_CT1A | 7551 | G | CT1A | 3129 | Combined Cycle | WEC_BANC | California | Sacramento | 47.6 | 1997 | 9999 | 2017 | 2.0127 | 312704 | 0.01536 | NEI 2019
SCA Cogen 2 | 7551_G_CT1B | 7551 | G | CT1B | 3130 | Combined Cycle | WEC_BANC | California | Sacramento | 47.6 | 1997 | 9999 | 2017 | 2.3433 | 254482 | 0.01536 | NEI 2019
SCA Cogen 2 | 7551_G_CT1C | 7551 | G | CT1C | 3131 | Combustion Turbine | WEC_BANC | California | Sacramento | 43.8 | 2001 | 9999 | 2019 | 0.15645 | 28536 | 0.01097 | NEI 2019
SPA Cogen 3 | 7552_G_CCCT | 7552 | G | CCCT | 3132 | Combined Cycle | WEC_BANC | California | Sacramento | 119 | 1997 | 9999 | 2017 | 4.3009 | 523184 | 0.01644 | NEI 2019
SPA Cogen 3 | 7552_G_CCST | 7552 | G | CCST | 3132 | Combined Cycle | WEC_BANC | California | Sacramento | 59 | 1997 | 9999 |  |  |  | 0.01644 | NEI 2019
Nebraska City # 2 | 7555_G_11 | 7555 | G | 11 |  | Combustion Turbine | SPP_N | Nebraska | Otoe | 3.8 | 1998 | 9999 |  |  |  | 0.86775 | Default Emission Factor
Nebraska City # 2 | 7555_G_12 | 7555 | G | 12 |  | Combustion Turbine | SPP_N | Nebraska | Otoe | 3.8 | 1998 | 9999 |  |  |  | 0.86775 | Default Emission Factor
Nebraska City # 2 | 7555_G_13 | 7555 | G | 13 |  | Combustion Turbine | SPP_N | Nebraska | Otoe | 4.2 | 1998 | 9999 |  |  |  | 0.86775 | Default Emission Factor
State Farm | 7556_G_1 | 7556 | G | 1 |  | Combustion Turbine | MIS_IL | Illinois | McLean | 1.7 | 1996 | 2030 |  |  |  | 0.86775 | Default Emission Factor
State Farm | 7556_G_2 | 7556 | G | 2 |  | Combustion Turbine | MIS_IL | Illinois | McLean | 1.7 | 1996 | 2030 |  |  |  | 0.86775 | Default Emission Factor
State Farm | 7556_G_3 | 7556 | G | 3 |  | Combustion Turbine | MIS_IL | Illinois | McLean | 1.7 | 1996 | 2030 |  |  |  | 0.86775 | Default Emission Factor
Panora | 7584_G_1 | 7584 | G | 1 |  | Combustion Turbine | MIS_IA | Iowa | GUTHRIE | 1.5 | 1988 | 9999 |  |  |  | 0.86775 | Default Emission Factor
Panora | 7584_G_2 | 7584 | G | 2 |  | Combustion Turbine | MIS_IA | Iowa | GUTHRIE | 1 | 1988 | 9999 |  |  |  | 0.86775 | Default Emission Factor
Panora | 7584_G_3 | 7584 | G | 3 |  | Combustion Turbine | MIS_IA | Iowa | GUTHRIE | 2 | 1993 | 9999 |  |  |  | 0.86775 | Default Emission Factor
Prospect Municipal | 7603_G_1 | 7603 | G | 1 |  | Combustion Turbine | PJM_ATSI | Ohio | Marion | 1.8 | 1998 | 9999 |  |  |  | 0.86775 | Default Emission Factor
St Francis Energy Facility | 7604_G_1 | 7604 | G | 1 | 3135 | Combined Cycle | S_D_AECI | Missouri | Dunklin | 207 | 1999 | 9999 | 2019 | 5.1864 | 487216 | 0.02454 | NEI 2019
St Francis Energy Facility | 7604_G_2 | 7604 | G | 2 | 3136 | Combined Cycle | S_D_AECI | Missouri | Dunklin | 218 | 2001 | 9999 | 2019 | 7.1076 | 514871 | 0.02454 | NEI 2019
River Road Gen Plant | 7605_G_1 | 7605 | G | 1 | 3137 | Combined Cycle | WECC_PNW | Washington | Clark | 220 | 1997 | 9999 | 2019 | 33.09 | 1746286 | 0.0379 | NEI 2019
Washington County Cogeneration Facility | 7697_G_1 | 7697 | G | 1 | 3139 | Combined Cycle | S_SOU | Alabama | Washington | 75 | 1999 | 9999 | 2019 | 59.13 | 630659 | 0.14411 | NEI 2019
Washington County Cogeneration Facility | 7697_G_2 | 7697 | G | 2 | 3139 | Combined Cycle | S_SOU | Alabama | Washington | 25 | 1999 | 9999 | 2019 | 0.24 | 193272 | 0.14411 | NEI 2019
General Electric Plastic | 7698_G_1 | 7698 | G | 1 | 3140 | Combined Cycle | S_SOU | Alabama | Lowndes | 80 | 1999 | 9999 | 2019 | 33.83 | 387203 | 0.16585 | NEI 2019
General Electric Plastic | 7698_G_2 | 7698 | G | 2 | 3140 | Combined Cycle | S_SOU | Alabama | Lowndes | 12 | 1999 | 9999 |  |  |  | 0.16585 | NEI 2019
Tiger Bay | 7699_G_CT1 | 7699 | G | CT1 | 3141 | Combined Cycle | FRCC | Florida | Polk | 130 | 1997 | 9999 | 2019 | 17.4826 | 711281 | 0.04916 | NEI 2019
Tiger Bay | 7699_G_CW1 | 7699 | G | CW1 | 3141 | Combined Cycle | FRCC | Florida | Polk | 70 | 1997 | 9999 |  |  |  | 0.04916 | NEI 2019
Dahlberg | 7709_G_1 | 7709 | G | 1 | 3178 | Combustion Turbine | S_SOU | Georgia | Jackson | 74.8 | 2000 | 9999 |  |  |  | 0.155 | Default Emission Factor
Dahlberg | 7709_G_10 | 7709 | G | 10 | 3179 | Combustion Turbine | S_SOU | Georgia | Jackson | 75.2 | 2001 | 9999 |  |  |  | 0.155 | Default Emission Factor
Dahlberg | 7709_G_2 | 7709 | G | 2 | 3186 | Combustion Turbine | S_SOU | Georgia | Jackson | 74 | 2000 | 9999 |  |  |  | 0.155 | Default Emission Factor
Dahlberg | 7709_G_3 | 7709 | G | 3 | 3187 | Combustion Turbine | S_SOU | Georgia | Jackson | 74.7 | 2000 | 9999 |  |  |  | 0.155 | Default Emission Factor
Dahlberg | 7709_G_4 | 7709 | G | 4 | 3188 | Combustion Turbine | S_SOU | Georgia | Jackson | 73.5 | 2000 | 9999 |  |  |  | 0.155 | Default Emission Factor
Dahlberg | 7709_G_5 | 7709 | G | 5 | 3189 | Combustion Turbine | S_SOU | Georgia | Jackson | 74.7 | 2000 | 9999 |  |  |  | 0.155 | Default Emission Factor
Dahlberg | 7709_G_6 | 7709 | G | 6 | 3190 | Combustion Turbine | S_SOU | Georgia | Jackson | 74.9 | 2000 | 9999 |  |  |  | 0.155 | Default Emission Factor
Dahlberg | 7709_G_7 | 7709 | G | 7 | 3191 | Combustion Turbine | S_SOU | Georgia | Jackson | 75 | 2000 | 9999 |  |  |  | 0.155 | Default Emission Factor
Dahlberg | 7709_G_8 | 7709 | G | 8 | 3192 | Combustion Turbine | S_SOU | Georgia | Jackson | 74 | 2000 | 9999 |  |  |  | 0.155 | Default Emission Factor
Dahlberg | 7709_G_9 | 7709 | G | 9 | 3193 | Combustion Turbine | S_SOU | Georgia | Jackson | 76.1 | 2001 | 9999 |  |  |  | 0.155 | Default Emission Factor
H Allen Franklin Combined Cycle | 7710_G_CT1A | 7710 | G | CT1A | 3285 | Combined Cycle | S_SOU | Alabama | Lee | 177.5 | 2002 | 9999 | 2019 | 29.34 | 1305248 | 0.03698 | NEI 2019
H Allen Franklin Combined Cycle | 7710_G_CT1B | 7710 | G | CT1B | 3286 | Combined Cycle | S_SOU | Alabama | Lee | 177.5 | 2002 | 9999 | 2019 | 46.57 | 2800721 | 0.03698 | NEI 2019
H Allen Franklin Combined Cycle | 7710_G_CT2A | 7710 | G | CT2A | 3287 | Combined Cycle | S_SOU | Alabama | Lee | 177.8 | 2002 | 9999 | 2019 | 29.1 | 1316757 | 0.02711 | NEI 2019
H Allen Franklin Combined Cycle | 7710_G_CT2B | 7710 | G | CT2B | 3288 | Combined Cycle | S_SOU | Alabama | Lee | 177.8 | 2002 | 9999 | 2019 | 28.39 | 2924192 | 0.02711 | NEI 2019
H Allen Franklin Combined Cycle | 7710_G_CT3A | 7710 | G | CT3A | 3289 | Combined Cycle | S_SOU | Alabama | Lee | 182.6 | 2008 | 9999 | 2019 | 35.28 | 1268212 | 0.03049 | NEI 2019
H Allen Franklin Combined Cycle | 7710_G_CT3B | 7710 | G | CT3B | 3290 | Combined Cycle | S_SOU | Alabama | Lee | 182.6 | 2008 | 9999 | 2019 | 27.47 | 2847506 | 0.03049 | NEI 2019
H Allen Franklin Combined Cycle | 7710_G_ST1 | 7710 | G | ST1 | 3285 | Combined Cycle | S_SOU | Alabama | Lee | 240 | 2002 | 9999 |  |  |  | 0.03698 | NEI 2019
H Allen Franklin Combined Cycle | 7710_G_ST2 | 7710 | G | ST2 | 3287 | Combined Cycle | S_SOU | Alabama | Lee | 293 | 2002 | 9999 |  |  |  | 0.02711 | NEI 2019
H Allen Franklin Combined Cycle | 7710_G_ST3 | 7710 | G | ST3 | 3289 | Combined Cycle | S_SOU | Alabama | Lee | 293 | 2008 | 9999 |  |  |  | 0.03049 | NEI 2019
Pea Ridge | 7715_G_1 | 7715 | G | 1 |  | Combustion Turbine | S_SOU | Florida | Santa Rosa | 4 | 1998 | 2025 |  |  |  | 0.12829 | NEI 2019
Pea Ridge | 7715_G_2 | 7715 | G | 2 |  | Combustion Turbine | S_SOU | Florida | Santa Rosa | 4 | 1998 | 2025 |  |  |  | 0.12829 | NEI 2019
Pea Ridge | 7715_G_3 | 7715 | G | 3 |  | Combustion Turbine | S_SOU | Florida | Santa Rosa | 4 | 1998 | 2025 | 2019 | 4.517 | 70419.86 | 0.12829 | NEI 2019
Meridian | 7719_G_1 | 7719 | G | 1 |  | Combustion Turbine | S_C_TVA | Mississippi | Lauderdale | 1.8 | 1998 | 9999 |  |  |  | 0.86775 | Default Emission Factor
Meridian | 7719_G_2 | 7719 | G | 2 |  | Combustion Turbine | S_C_TVA | Mississippi | Lauderdale | 1.8 | 1998 | 9999 |  |  |  | 0.86775 | Default Emission Factor
Meridian | 7719_G_3 | 7719 | G | 3 |  | Combustion Turbine | S_C_TVA | Mississippi | Lauderdale | 1.8 | 1998 | 9999 |  |  |  | 0.86775 | Default Emission Factor
Meridian | 7719_G_4 | 7719 | G | 4 |  | Combustion Turbine | S_C_TVA | Mississippi | Lauderdale | 1.8 | 1998 | 9999 |  |  |  | 0.86775 | Default Emission Factor
Meridian | 7719_G_5 | 7719 | G | 5 |  | Combustion Turbine | S_C_TVA | Mississippi | Lauderdale | 1.8 | 1998 | 9999 |  |  |  | 0.86775 | Default Emission Factor
Theodore Cogen Facility | 7721_G_1 | 7721 | G | 1 | 3151 | Combined Cycle | S_SOU | Alabama | Mobile | 166.3 | 2000 | 9999 | 2019 | 101.89 | 1199611 | 0.13132 | NEI 2019
Theodore Cogen Facility | 7721_G_2 | 7721 | G | 2 | 3151 | Combined Cycle | S_SOU | Alabama | Mobile | 64.7 | 2000 | 9999 |  |  |  | 0.13132 | NEI 2019
Coffin Butte | 7725_G_1 | 7725 | G | 1 |  | Landfill Gas | WECC_PNW | Oregon | Benton | 0.8 | 1995 | 9999 | 2019 | 2.99 | 18399.1111 | 0.32502 | NEI 2019
Coffin Butte | 7725_G_2 | 7725 | G | 2 |  | Landfill Gas | WECC_PNW | Oregon | Benton | 0.8 | 1995 | 9999 |  |  |  | 0.32502 | NEI 2019
Coffin Butte | 7725_G_3 | 7725 | G | 3 |  | Landfill Gas | WECC_PNW | Oregon | Benton | 0.8 | 1995 | 9999 |  |  |  | 0.32502 | NEI 2019
Coffin Butte | 7725_G_4 | 7725 | G | 4 |  | Landfill Gas | WECC_PNW | Oregon | Benton | 1.5 | 2007 | 9999 | 2019 | 4.1 | 22998.8889 | 0.35654 | NEI 2019
Coffin Butte | 7725_G_5 | 7725 | G | 5 |  | Landfill Gas | WECC_PNW | Oregon | Benton | 1.5 | 2007 | 9999 |  |  |  | 0.35654 | NEI 2019
Essex | 7749_G_1 | 7749 | G | 1 | 3152 | Combustion Turbine | S_D_AECI | Missouri | Stoddard | 98 | 1999 | 9999 | 2019 | 2.9183 | 37263 | 0.15663 | NEI 2019
Nodaway | 7754_G_1 | 7754 | G | 1 | 3153 | Combustion Turbine | S_D_AECI | Missouri | Nodaway | 84 | 1999 | 9999 | 2019 | 0.2504 | 4235.52 | 0.11824 | NEI 2019
Nodaway | 7754_G_2 | 7754 | G | 2 | 3154 | Combustion Turbine | S_D_AECI | Missouri | Nodaway | 91 | 1999 | 9999 | 2019 | 0.1781 | 4588.48 | 0.07763 | NEI 2019
Chouteau | 7757_G_1 | 7757 | G | 1 | 3155 | Combined Cycle | S_D_AECI | Oklahoma | Mayes | 149 | 2000 | 9999 |  |  |  | 0.04609 | Default Emission Factor
Chouteau | 7757_G_2 | 7757 | G | 2 | 3156 | Combined Cycle | S_D_AECI | Oklahoma | Mayes | 154 | 2000 | 9999 |  |  |  | 0.04609 | Default Emission Factor
Chouteau | 7757_G_3 | 7757 | G | 3 | 3155 | Combined Cycle | S_D_AECI | Oklahoma | Mayes | 149 | 2000 | 9999 |  |  |  | 0.04609 | Default Emission Factor
Chouteau | 7757_G_4 | 7757 | G | 4 | 90618 | Combined Cycle | S_D_AECI | Oklahoma | Mayes | 151 | 2011 | 9999 | 2019 | 10.14 | 2438474 | 0.01213 | NEI 2019
Chouteau | 7757_G_5 | 7757 | G | 5 | 90617 | Combined Cycle | S_D_AECI | Oklahoma | Mayes | 150 | 2011 | 9999 | 2019 | 11.52 | 1134288 | 0.01213 | NEI 2019
Chouteau | 7757_G_6 | 7757 | G | 6 | 90617 | Combined Cycle | S_D_AECI | Oklahoma | Mayes | 143 | 2011 | 9999 |  |  |  | 0.01213 | NEI 2019
South Plant | 7758_G_1 | 7758 | G | 1 |  | Combustion Turbine | MIS_MIDA | Iowa | Bremer | 1.9 | 2000 | 9999 |  |  |  | 0.86775 | Default Emission Factor
South Plant | 7758_G_2 | 7758 | G | 2 |  | Combustion Turbine | MIS_MIDA | Iowa | Bremer | 1.9 | 2000 | 9999 |  |  |  | 0.86775 | Default Emission Factor
South Plant | 7758_G_3 | 7758 | G | 3 |  | Combustion Turbine | MIS_MIDA | Iowa | Bremer | 1.9 | 2000 | 9999 |  |  |  | 0.86775 | Default Emission Factor
South Plant | 7758_G_4 | 7758 | G | 4 |  | Combustion Turbine | MIS_MIDA | Iowa | Bremer | 1.9 | 2000 | 9999 |  |  |  | 0.86775 | Default Emission Factor
South Plant | 7758_G_5 | 7758 | G | 5 |  | Combustion Turbine | MIS_MIDA | Iowa | Bremer | 1.9 | 2000 | 9999 |  |  |  | 0.86775 | Default Emission Factor
South Plant | 7758_G_6 | 7758 | G | 6 |  | Combustion Turbine | MIS_MIDA | Iowa | Bremer | 1.9 | 2000 | 9999 |  |  |  | 0.86775 | Default Emission Factor
Georgetown | 7759_G_GT1 | 7759 | G | GT1 | 3163 | Combustion Turbine | MIS_INKY | Indiana | Marion | 69 | 2000 | 9999 | 2017 | 1.2983 | 18193.5 | 0.14272 | NEI 2019
Georgetown | 7759_G_GT2 | 7759 | G | GT2 | 3164 | Combustion Turbine | MIS_INKY | Indiana | Marion | 69 | 2000 | 9999 | 2017 | 2.0835 | 18193.5 | 0.22904 | NEI 2019
Georgetown | 7759_G_GT3 | 7759 | G | GT3 | 3165 | Combustion Turbine | MIS_INKY | Indiana | Marion | 69 | 2000 | 9999 | 2017 | 1.9788 | 18193.5 | 0.21753 | NEI 2019
Georgetown | 7759_G_GT4 | 7759 | G | GT4 | 3166 | Combustion Turbine | MIS_INKY | Indiana | Marion | 69 | 2001 | 9999 | 2017 | 2.3636 | 18193.5 | 0.25983 | NEI 2019
Tilton | 7760_G_1 | 7760 | G | 1 | 3167 | Combustion Turbine | MIS_IL | Illinois | Vermilion | 45.1 | 1999 | 2045 | 2019 | 0.7733 | 18435.75 | 0.08389 | NEI 2019
Tilton | 7760_G_2 | 7760 | G | 2 | 3168 | Combustion Turbine | MIS_IL | Illinois | Vermilion | 45.2 | 1999 | 2045 | 2017 | 0.58801 | 23842.2483 | 0.04933 | NEI 2019
Tilton | 7760_G_3 | 7760 | G | 3 | 3169 | Combustion Turbine | MIS_IL | Illinois | Vermilion | 45.1 | 1999 | 2045 | 2017 | 0.62897 | 23789.5 | 0.05288 | NEI 2019
Tilton | 7760_G_4 | 7760 | G | 4 | 3170 | Combustion Turbine | MIS_IL | Illinois | Vermilion | 45 | 1999 | 2045 | 2017 | 0.59332 | 23736.7517 | 0.04999 | NEI 2019
Henry County | 7763_G_1 | 7763 | G | 1 | 3173 | Combustion Turbine | MIS_INKY | Indiana | Henry | 43 | 2001 | 9999 | 2019 | 2.4021 | 79540.6667 | 0.0604 | NEI 2019
Henry County | 7763_G_2 | 7763 | G | 2 | 3174 | Combustion Turbine | MIS_INKY | Indiana | Henry | 43 | 2001 | 9999 | 2019 | 2.8221 | 79540.6667 | 0.07096 | NEI 2019
Henry County | 7763_G_3 | 7763 | G | 3 | 3175 | Combustion Turbine | MIS_INKY | Indiana | Henry | 43 | 2001 | 9999 | 2019 | 2.8433 | 79540.6667 | 0.07149 | NEI 2019
MPC Generating | 7764_G_1 | 7764 | G | 1 | 3176 | Combustion Turbine | S_SOU | Georgia | Walton | 147.5 | 2000 | 9999 | 2017 | 0.2 | 7111.6942 | 0.05625 | NEI 2019
MPC Generating | 7764_G_2 | 7764 | G | 2 | 3177 | Combustion Turbine | S_SOU | Georgia | Walton | 155 | 2001 | 9999 | 2019 | 0.36 | 5378.1157 | 0.13388 | NEI 2019
Erie Energy Center | 7766_G_1 | 7766 | G | 1 |  | Combustion Turbine | SPP_N | Kansas | Neosho | 2.5 | 1999 | 9999 |  |  |  | 0.86775 | Default Emission Factor
Erie Energy Center | 7766_G_2 | 7766 | G | 2 |  | Combustion Turbine | SPP_N | Kansas | Neosho | 2.5 | 1999 | 9999 |  |  |  | 0.86775 | Default Emission Factor
Erie Energy Center | 7766_G_3 | 7766 | G | 3 |  | Combustion Turbine | SPP_N | Kansas | Neosho | 2.5 | 1999 | 9999 |  |  |  | 0.86775 | Default Emission Factor
Erie Energy Center | 7766_G_4 | 7766 | G | 4 |  | Combustion Turbine | SPP_N | Kansas | Neosho | 2.5 | 1999 | 9999 |  |  |  | 0.86775 | Default Emission Factor
Erie Energy Center | 7766_G_5 | 7766 | G | 5 |  | Combustion Turbine | SPP_N | Kansas | Neosho | 2.5 | 1999 | 9999 |  |  |  | 0.86775 | Default Emission Factor
Erie Energy Center | 7766_G_6 | 7766 | G | 6 |  | Combustion Turbine | SPP_N | Kansas | Neosho | 2.5 | 1999 | 9999 |  |  |  | 0.86775 | Default Emission Factor
Erie Energy Center | 7766_G_7 | 7766 | G | 7 |  | Combustion Turbine | SPP_N | Kansas | Neosho | 2.5 | 1999 | 9999 |  |  |  | 0.86775 | Default Emission Factor
Erie Energy Center | 7766_G_8 | 7766 | G | 8 |  | Combustion Turbine | SPP_N | Kansas | Neosho | 2.5 | 1999 | 9999 |  |  |  | 0.86775 | Default Emission Factor
Bloomington Power Plant | 7767_G_1 | 7767 | G | 1 |  | Combustion Turbine | WECC_UT | Utah | Washington | 1.5 | 1999 | 9999 |  |  |  | 0.86775 | Default Emission Factor
Bloomington Power Plant | 7767_G_2 | 7767 | G | 2 |  | Combustion Turbine | WECC_UT | Utah | Washington | 1.5 | 1999 | 9999 |  |  |  | 0.86775 | Default Emission Factor
Bloomington Power Plant | 7767_G_3 | 7767 | G | 3 |  | Combustion Turbine | WECC_UT | Utah | Washington | 1.5 | 1999 | 9999 |  |  |  | 0.86775 | Default Emission Factor
Bloomington Power Plant | 7767_G_4 | 7767 | G | 4 |  | Combustion Turbine | WECC_UT | Utah | Washington | 1.5 | 1999 | 9999 |  |  |  | 0.86775 | Default Emission Factor
Bloomington Power Plant | 7767_G_5 | 7767 | G | 5 |  | Combustion Turbine | WECC_UT | Utah | Washington | 1.5 | 1999 | 9999 |  |  |  | 0.86775 | Default Emission Factor
Bloomington Power Plant | 7767_G_6 | 7767 | G | 6 |  | Combustion Turbine | WECC_UT | Utah | Washington | 1.5 | 1999 | 9999 |  |  |  | 0.86775 | Default Emission Factor
Sowega Power | 7768_G_CTG2 | 7768 | G | CTG2 | 3194 | Combustion Turbine | S_SOU | Georgia | Mitchell | 48.5 | 1999 | 9999 | 2019 | 0.701 | 55748.5 | 0.02515 | NEI 2019
Sowega Power | 7768_G_CTG3 | 7768 | G | CTG3 | 3195 | Combustion Turbine | S_SOU | Georgia | Mitchell | 48.5 | 1999 | 9999 | 2019 | 0.717 | 55748.5 | 0.02572 | NEI 2019
1515 S Caron Road | 7770_G_GT1 | 7770 | G | GT1 |  | Combustion Turbine | PJM_COMD | Illinois | Ogle | 3 | 2000 | 2045 |  |  |  | 0.155 | Default Emission Factor
Cleveland Peaking | 7774_G_1 | 7774 | G | 1 |  | Combustion Turbine | PJM_ATSI | Ohio | Cuyahoga | 1.8 | 2000 | 9999 |  |  |  | 0.86775 | Default Emission Factor
Cleveland Peaking | 7774_G_2 | 7774 | G | 2 |  | Combustion Turbine | PJM_ATSI | Ohio | Cuyahoga | 1.8 | 2000 | 9999 |  |  |  | 0.86775 | Default Emission Factor
Cleveland Peaking | 7774_G_3 | 7774 | G | 3 |  | Combustion Turbine | PJM_ATSI | Ohio | Cuyahoga | 1.8 | 2000 | 9999 |  |  |  | 0.86775 | Default Emission Factor
Cleveland Peaking | 7774_G_4 | 7774 | G | 4 |  | Combustion Turbine | PJM_ATSI | Ohio | Cuyahoga | 1.8 | 2000 | 9999 |  |  |  | 0.86775 | Default Emission Factor
Cleveland Peaking | 7774_G_5 | 7774 | G | 5 |  | Combustion Turbine | PJM_ATSI | Ohio | Cuyahoga | 1.8 | 2000 | 9999 |  |  |  | 0.86775 | Default Emission Factor
Cleveland Peaking | 7774_G_6 | 7774 | G | 6 |  | Combustion Turbine | PJM_ATSI | Ohio | Cuyahoga | 1.8 | 2000 | 9999 |  |  |  | 0.86775 | Default Emission Factor
Versailles Peaking | 7775_G_1 | 7775 | G | 1 |  | Combustion Turbine | PJM_West | Ohio | Darke | 1.8 | 1999 | 9999 |  |  |  | 0.86775 | Default Emission Factor
Versailles Peaking | 7775_G_2 | 7775 | G | 2 |  | Combustion Turbine | PJM_West | Ohio | Darke | 1.8 | 1999 | 9999 |  |  |  | 0.86775 | Default Emission Factor
Versailles Peaking | 7775_G_3 | 7775 | G | 3 |  | Combustion Turbine | PJM_West | Ohio | Darke | 1.8 | 1999 | 9999 |  |  |  | 0.86775 | Default Emission Factor
Napoleon Peaking | 7776_G_4 | 7776 | G | 4 |  | Combustion Turbine | PJM_ATSI | Ohio | Henry | 1.8 | 1999 | 9999 | 2019 | 0.04925 | 54.3333 | 1.8129 | NEI 2019
Napoleon Peaking | 7776_G_5 | 7776 | G | 5 |  | Combustion Turbine | PJM_ATSI | Ohio | Henry | 1.8 | 1999 | 9999 | 2019 | 0.04803 | 54.3333 | 1.768 | NEI 2019
Napoleon Peaking | 7776_G_6 | 7776 | G | 6 |  | Combustion Turbine | PJM_ATSI | Ohio | Henry | 1.8 | 1999 | 9999 | 2019 | 0.07104 | 54.3333 | 2.615 | NEI 2019
Dover Peaking | 7777_G_1 | 7777 | G | 1 |  | Combustion Turbine | PJM_West | Ohio | Tuscarawas | 1.8 | 1999 | 9999 |  |  |  | 0.86775 | Default Emission Factor
Dover Peaking | 7777_G_2 | 7777 | G | 2 |  | Combustion Turbine | PJM_West | Ohio | Tuscarawas | 1.8 | 1999 | 9999 |  |  |  | 0.86775 | Default Emission Factor
Dover Peaking | 7777_G_3 | 7777 | G | 3 |  | Combustion Turbine | PJM_West | Ohio | Tuscarawas | 1.8 | 1999 | 9999 |  |  |  | 0.86775 | Default Emission Factor
Dover Peaking | 7777_G_4 | 7777 | G | 4 |  | Combustion Turbine | PJM_West | Ohio | Tuscarawas | 1.8 | 1999 | 9999 |  |  |  | 0.86775 | Default Emission Factor
Dover Peaking | 7777_G_5 | 7777 | G | 5 |  | Combustion Turbine | PJM_West | Ohio | Tuscarawas | 1.8 | 1999 | 9999 |  |  |  | 0.86775 | Default Emission Factor
Dover Peaking | 7777_G_6 | 7777 | G | 6 |  | Combustion Turbine | PJM_West | Ohio | Tuscarawas | 1.8 | 1999 | 9999 |  |  |  | 0.86775 | Default Emission Factor
Orrville Peaking | 7778_G_1 | 7778 | G | 1 |  | Combustion Turbine | PJM_West | Ohio | Wayne | 1.8 | 1999 | 9999 |  |  |  | 0.86775 | Default Emission Factor
Orrville Peaking | 7778_G_2 | 7778 | G | 2 |  | Combustion Turbine | PJM_West | Ohio | Wayne | 1.8 | 1999 | 9999 |  |  |  | 0.86775 | Default Emission Factor
Orrville Peaking | 7778_G_3 | 7778 | G | 3 |  | Combustion Turbine | PJM_West | Ohio | Wayne | 1.8 | 1999 | 9999 |  |  |  | 0.86775 | Default Emission Factor
Bryan Peaking | 7779_G_1 | 7779 | G | 1 |  | Combustion Turbine | PJM_ATSI | Ohio | Williams | 1.8 | 1999 | 9999 |  |  |  | 0.86775 | Default Emission Factor
Bryan Peaking | 7779_G_2 | 7779 | G | 2 |  | Combustion Turbine | PJM_ATSI | Ohio | Williams | 1.8 | 1999 | 9999 |  |  |  | 0.86775 | Default Emission Factor
Bryan Peaking | 7779_G_3 | 7779 | G | 3 |  | Combustion Turbine | PJM_ATSI | Ohio | Williams | 1.8 | 1999 | 9999 |  |  |  | 0.86775 | Default Emission Factor
Bryan Peaking | 7779_G_4 | 7779 | G | 4 |  | Combustion Turbine | PJM_ATSI | Ohio | Williams | 1.8 | 1999 | 9999 |  |  |  | 0.86775 | Default Emission Factor
Bryan Peaking | 7779_G_5 | 7779 | G | 5 |  | Combustion Turbine | PJM_ATSI | Ohio | Williams | 1.8 | 1999 | 9999 |  |  |  | 0.86775 | Default Emission Factor
Bryan Peaking | 7779_G_6 | 7779 | G | 6 |  | Combustion Turbine | PJM_ATSI | Ohio | Williams | 1.8 | 1999 | 9999 |  |  |  | 0.86775 | Default Emission Factor
Jackson Cntr Peaking | 7780_G_1 | 7780 | G | 1 |  | Combustion Turbine | PJM_West | Ohio | Shelby | 1.8 | 1999 | 9999 |  |  |  | 0.86775 | Default Emission Factor
Arcanum Peaking | 7781_G_1 | 7781 | G | 1 |  | Combustion Turbine | PJM_West | Ohio | Darke | 1.8 | 1999 | 9999 |  |  |  | 0.86775 | Default Emission Factor
Hamilton Peaking | 7782_G_1 | 7782 | G | 1 | 3225 | Combustion Turbine | PJM_West | Ohio | Butler | 29 | 2000 | 9999 | 2019 | 0.26082 | 1919 | 0.27183 | NEI 2019
Bowling Green Peaking | 7783_G_1 | 7783 | G | 1 | 3226 | Combustion Turbine | PJM_ATSI | Ohio | Wood | 29 | 2000 | 9999 | 2019 | 0.16151 | 1332 | 0.24251 | NEI 2019
Allegany Cogen | 7784_G_1 | 7784 | G | 1 | 3562 | Combined Cycle | NY_Z_B | New York | Allegany | 40 | 1994 | 9999 | 2019 | 0.47003 | 17817 | 0.05276 | NEI 2019
Allegany Cogen | 7784_G_2 | 7784 | G | 2 | 3562 | Combined Cycle | NY_Z_B | New York | Allegany | 20 | 1994 | 9999 |  |  |  | 0.05276 | NEI 2019
Montpelier | 7791_G_1 | 7791 | G | 1 |  | Combustion Turbine | PJM_ATSI | Ohio | Williams | 1.8 | 2000 | 9999 |  |  |  | 0.86775 | Default Emission Factor
Montpelier | 7791_G_2 | 7791 | G | 2 |  | Combustion Turbine | PJM_ATSI | Ohio | Williams | 1.8 | 2000 | 9999 |  |  |  | 0.86775 | Default Emission Factor
Montpelier | 7791_G_3 | 7791 | G | 3 |  | Combustion Turbine | PJM_ATSI | Ohio | Williams | 1.8 | 2000 | 9999 |  |  |  | 0.86775 | Default Emission Factor
Montpelier | 7791_G_4 | 7791 | G | 4 |  | Combustion Turbine | PJM_ATSI | Ohio | Williams | 1.8 | 2000 | 9999 |  |  |  | 0.86775 | Default Emission Factor
Montpelier | 7791_G_5 | 7791 | G | 5 |  | Combustion Turbine | PJM_ATSI | Ohio | Williams | 1.8 | 2000 | 9999 |  |  |  | 0.86775 | Default Emission Factor
Montpelier | 7791_G_6 | 7791 | G | 6 |  | Combustion Turbine | PJM_ATSI | Ohio | Williams | 1.8 | 2000 | 9999 |  |  |  | 0.86775 | Default Emission Factor
Custer Energy Center | 7795_G_1 | 7795 | G | 1 |  | Combustion Turbine | MIS_WUMS | Wisconsin | Manitowoc | 22 | 1999 | 9999 |  |  |  | 0.155 | Default Emission Factor
Dominion/Lo Mar | 7797_G_DOM1 | 7797 | G | DOM1 |  | Combustion Turbine | PJM_Dom | Virginia | Prince William | 9 | 1997 | 9999 |  |  |  | 0.155 | Default Emission Factor
Dominion/Lo Mar | 7797_G_DOM2 | 7797 | G | DOM2 |  | Combustion Turbine | PJM_Dom | Virginia | Prince William | 1.7 | 1997 | 9999 |  |  |  | 0.86775 | Default Emission Factor
Dominion/Lo Mar | 7797_G_LOM1 | 7797 | G | LOM1 |  | Combustion Turbine | PJM_Dom | Virginia | Prince William | 1.7 | 1997 | 9999 |  |  |  | 0.86775 | Default Emission Factor
Dominion/Lo Mar | 7797_G_LOM2 | 7797 | G | LOM2 |  | Combustion Turbine | PJM_Dom | Virginia | Prince William | 1.7 | 1997 | 9999 |  |  |  | 0.86775 | Default Emission Factor
Dominion/Lo Mar | 7797_G_LOM3 | 7797 | G | LOM3 |  | Combustion Turbine | PJM_Dom | Virginia | Prince William | 1.7 | 1997 | 9999 |  |  |  | 0.86775 | Default Emission Factor
Gateway Gen | 7798_G_1 | 7798 | G | 1 |  | Combustion Turbine | PJM_Dom | Virginia | Prince William | 1.7 | 1996 | 9999 | 2018 | 0.04125 | 18.5 | 4.4595 | Virginia State Emissions
Gateway Gen | 7798_G_2 | 7798 | G | 2 |  | Combustion Turbine | PJM_Dom | Virginia | Prince William | 1.7 | 2009 | 9999 | 2018 | 0.04125 | 18.5 | 4.4595 | Virginia State Emissions
West Marinette 34 | 7799_G_34 | 7799 | G | 34 | 2612 | Combustion Turbine | MIS_WUMS | Wisconsin | Marinette | 70.4 | 2000 | 9999 |  |  |  | 0.155 | Default Emission Factor
Sherwood H Smith Jr Energy Complex | 7805_G_001 | 7805 | G | 001 | 3235 | Combustion Turbine | S_VACA | North Carolina | Richmond | 157 | 2001 | 9999 | 2019 | 10.32 | 337190.2467 | 0.06121 | NEI 2019
Sherwood H Smith Jr Energy Complex | 7805_G_002 | 7805 | G | 002 | 3236 | Combustion Turbine | S_VACA | North Carolina | Richmond | 156 | 2001 | 9999 | 2019 | 10.39 | 335042.5381 | 0.06202 | NEI 2019
Sherwood H Smith Jr Energy Complex | 7805_G_003 | 7805 | G | 003 | 3237 | Combustion Turbine | S_VACA | North Carolina | Richmond | 155 | 2001 | 9999 | 2019 | 8.19 | 332894.8295 | 0.04921 | NEI 2019
Sherwood H Smith Jr Energy Complex | 7805_G_004 | 7805 | G | 004 | 3238 | Combustion Turbine | S_VACA | North Carolina | Richmond | 159 | 2001 | 9999 | 2019 | 11.41 | 341485.6639 | 0.06683 | NEI 2019
Sherwood H Smith Jr Energy Complex | 7805_G_10 | 7805 | G | 10 | 90495 | Combined Cycle | S_VACA | North Carolina | Richmond | 175 | 2011 | 9999 | 2019 | 39.2 | 1203382 | 0.03889 | NEI 2019
Sherwood H Smith Jr Energy Complex | 7805_G_6 | 7805 | G | 6 | 3240 | Combustion Turbine | S_VACA | North Carolina | Richmond | 145 | 2002 | 9999 | 2019 | 9.25 | 311417.7438 | 0.05941 | NEI 2019
Sherwood H Smith Jr Energy Complex | 7805_G_7 | 7805 | G | 7 | 3241 | Combined Cycle | S_VACA | North Carolina | Richmond | 154 | 2002 | 9999 | 2019 | 37.23 | 2560017 | 0.0389 | NEI 2019
Sherwood H Smith Jr Energy Complex | 7805_G_8 | 7805 | G | 8 | 3242 | Combined Cycle | S_VACA | North Carolina | Richmond | 153 | 2002 | 9999 | 2019 | 35.6 | 1184949 | 0.0389 | NEI 2019
Sherwood H Smith Jr Energy Complex | 7805_G_9 | 7805 | G | 9 | 90494 | Combined Cycle | S_VACA | North Carolina | Richmond | 174 | 2011 | 9999 | 2019 | 38.38 | 2786175 | 0.03889 | NEI 2019
Sherwood H Smith Jr Energy Complex | 7805_G_ST4 | 7805 | G | ST4 | 3241 | Combined Cycle | S_VACA | North Carolina | Richmond | 169 | 2002 | 9999 |  |  |  | 0.0389 | NEI 2019
Sherwood H Smith Jr Energy Complex | 7805_G_ST5 | 7805 | G | ST5 | 90494 | Combined Cycle | S_VACA | North Carolina | Richmond | 248 | 2011 | 9999 |  |  |  | 0.03889 | NEI 2019
Pine Street | 7806_G_7 | 7806 | G | 7 |  | Combustion Turbine | MIS_LMI | Michigan | Huron | 4.4 | 2019 | 9999 |  |  |  | 0.36262 | Default Emission Factor
Pine Street | 7806_G_8 | 7806 | G | 8 |  | Combustion Turbine | MIS_LMI | Michigan | Huron | 3.3 | 2020 | 9999 |  |  |  | 0.36262 | Default Emission Factor
Argyle | 7810_G_5 | 7810 | G | 5 |  | Combustion Turbine | MIS_MNWI | Wisconsin | Lafayette | 2 | 2004 | 9999 |  |  |  | 0.86775 | Default Emission Factor
Sewell Creek Energy | 7813_G_1 | 7813 | G | 1 | 3243 | Combustion Turbine | S_SOU | Georgia | Polk | 97.2 | 2000 | 9999 |  |  |  | 0.155 | Default Emission Factor
Sewell Creek Energy | 7813_G_2 | 7813 | G | 2 | 3244 | Combustion Turbine | S_SOU | Georgia | Polk | 92.8 | 2000 | 9999 |  |  |  | 0.155 | Default Emission Factor
Sewell Creek Energy | 7813_G_3 | 7813 | G | 3 | 3245 | Combustion Turbine | S_SOU | Georgia | Polk | 129.8 | 2000 | 9999 |  |  |  | 0.155 | Default Emission Factor
Sewell Creek Energy | 7813_G_4 | 7813 | G | 4 | 3246 | Combustion Turbine | S_SOU | Georgia | Polk | 131.3 | 2000 | 9999 |  |  |  | 0.155 | Default Emission Factor
Webb Forging | 7814_G_1 | 7814 | G | 1 |  | Combustion Turbine | S_VACA | South Carolina | Union | 2.4 | 2003 | 9999 |  |  |  | 0.86775 | Default Emission Factor
Webb Forging | 7814_G_2 | 7814 | G | 2 |  | Combustion Turbine | S_VACA | South Carolina | Union | 2.4 | 2003 | 9999 |  |  |  | 0.86775 | Default Emission Factor
Alsey | 7818_G_1 | 7818 | G | 1 | 89336 | Combustion Turbine | MIS_IL | Illinois | Scott | 30 | 1999 | 2045 | 2017 | 0.07068 | 2963.7423 | 0.0477 | NEI 2019
Alsey | 7818_G_2 | 7818 | G | 2 | 89337 | Combustion Turbine | MIS_IL | Illinois | Scott | 30 | 1999 | 2045 | 2017 | 0.033615 | 2963.7423 | 0.02268 | NEI 2019
Alsey | 7818_G_3 | 7818 | G | 3 |  | Combustion Turbine | MIS_IL | Illinois | Scott | 18 | 1999 | 2045 | 2017 | 0.039955 | 1778.2454 | 0.04494 | NEI 2019
Alsey | 7818_G_4 | 7818 | G | 4 |  | Combustion Turbine | MIS_IL | Illinois | Scott | 18 | 1999 | 2045 | 2017 | 0.03643 | 1778.2454 | 0.04097 | NEI 2019
Alsey | 7818_G_5 | 7818 | G | 5 | 89338 | Combustion Turbine | MIS_IL | Illinois | Scott | 25 | 1999 | 2045 | 2019 | 0.03108 | 2304.7546 | 0.02697 | NEI 2019
Alsey | 7818_G_6 | 7818 | G | 6 | 91126 | Combustion Turbine | MIS_IL | Illinois | Scott | 42 | 2016 | 2045 | 2017 | 0.41745 | 4149.2393 | 0.20122 | NEI 2019
Rockwood | 7824_G_1 | 7824 | G | 1 |  | Combustion Turbine | WECC_IID | California | Imperial | 24.1 | 1979 | 9999 | 2018 | 0.042543 | 558.7516 | 0.15228 | California Air Resources Board
Rockwood | 7824_G_2 | 7824 | G | 2 |  | Combustion Turbine | WECC_IID | California | Imperial | 23 | 1980 | 9999 | 2018 | 0.040602 | 533.2484 | 0.15228 | California Air Resources Board
Fulton (AR) | 7825_G_1 | 7825 | G | 1 | 3247 | Combustion Turbine | SPP_WEST | Arkansas | Hempstead | 153 | 2001 | 9999 | 2017 | 0.82004 | 23368 | 0.07019 | NEI 2019
Rowan | 7826_G_001 | 7826 | G | 001 | 3248 | Combustion Turbine | S_VACA | North Carolina | Rowan | 154 | 2001 | 9999 | 2019 | 5.1 | 165948.3343 | 0.06147 | NEI 2019
Rowan | 7826_G_002 | 7826 | G | 002 | 3249 | Combustion Turbine | S_VACA | North Carolina | Rowan | 154 | 2001 | 9999 | 2019 | 6.11 | 165948.3343 | 0.07364 | NEI 2019
Rowan | 7826_G_003 | 7826 | G | 003 | 3250 | Combustion Turbine | S_VACA | North Carolina | Rowan | 154 | 2001 | 9999 | 2019 | 3.82 | 165948.3343 | 0.04604 | NEI 2019
Rowan | 7826_G_4 | 7826 | G | 4 | 3251 | Combined Cycle | S_VACA | North Carolina | Rowan | 155.5 | 2003 | 9999 | 2019 | 30.4 | 1357819 | 0.02915 | NEI 2019
Rowan | 7826_G_5 | 7826 | G | 5 | 3252 | Combined Cycle | S_VACA | North Carolina | Rowan | 155.5 | 2003 | 9999 | 2019 | 30.4 | 1357717 | 0.02915 | NEI 2019
Rowan | 7826_G_STG | 7826 | G | STG | 3251 | Combined Cycle | S_VACA | North Carolina | Rowan | 188 | 2003 | 9999 |  |  |  | 0.02915 | NEI 2019
Shelby North | 7827_G_1 | 7827 | G | 1 |  | Combustion Turbine | PJM_West | Ohio | Richland | 1.8 | 2000 | 9999 |  |  |  | 0.86775 | Default Emission Factor
Shelby South | 7828_G_1 | 7828 | G | 1 |  | Combustion Turbine | PJM_West | Ohio | Richland | 1.8 | 2000 | 9999 |  |  |  | 0.86775 | Default Emission Factor
Smarr Energy Center | 7829_G_1 | 7829 | G | 1 | 3255 | Combustion Turbine | S_SOU | Georgia | Monroe | 93.6 | 1999 | 9999 | 2019 | 18.564 | 136988.6446 | 0.27103 | NEI 2019
Smarr Energy Center | 7829_G_2 | 7829 | G | 2 | 3256 | Combustion Turbine | S_SOU | Georgia | Monroe | 93.8 | 1999 | 9999 | 2019 | 15.47 | 137281.3554 | 0.22538 | NEI 2019
Beaver Island | 7831_G_1 | 7831 | G | 1 |  | Combustion Turbine | MIS_LMI | Michigan | Charlevoix | 1 | 2000 | 9999 |  |  |  | 0.86775 | Default Emission Factor
Beaver Island | 7831_G_2 | 7831 | G | 2 |  | Combustion Turbine | MIS_LMI | Michigan | Charlevoix | 1 | 2000 | 9999 |  |  |  | 0.86775 | Default Emission Factor
Beaver Island | 7831_G_3 | 7831 | G | 3 |  | Combustion Turbine | MIS_LMI | Michigan | Charlevoix | 0.8 | 2001 | 9999 |  |  |  | 0.86775 | Default Emission Factor
Roosevelt Biogas 1 | 7832_G_1 | 7832 | G | 1 |  | Landfill Gas | WECC_PNW | Washington | Klickitat | 2.1 | 1999 | 9999 |  |  |  | 0.61247 | Default Emission Factor
Roosevelt Biogas 1 | 7832_G_2 | 7832 | G | 2 |  | Landfill Gas | WECC_PNW | Washington | Klickitat | 2.1 | 1999 | 9999 |  |  |  | 0.61247 | Default Emission Factor
Roosevelt Biogas 1 | 7832_G_3 | 7832 | G | 3 |  | Landfill Gas | WECC_PNW | Washington | Klickitat | 2.1 | 1999 | 9999 |  |  |  | 0.61247 | Default Emission Factor
Roosevelt Biogas 1 | 7832_G_4 | 7832 | G | 4 |  | Landfill Gas | WECC_PNW | Washington | Klickitat | 2.1 | 1999 | 9999 |  |  |  | 0.61247 | Default Emission Factor
Roosevelt Biogas 1 | 7832_G_5 | 7832 | G | 5 |  | Landfill Gas | WECC_PNW | Washington | Klickitat | 2.1 | 2000 | 9999 |  |  |  | 0.61247 | Default Emission Factor
Roosevelt Biogas 1 | 7832_G_7 | 7832 | G | 7 |  | Landfill Gas | WECC_PNW | Washington | Klickitat | 10 | 2011 | 9999 |  |  |  | 0.61247 | Default Emission Factor
Roosevelt Biogas 1 | 7832_G_8 | 7832 | G | 8 |  | Landfill Gas | WECC_PNW | Washington | Klickitat | 10 | 2011 | 9999 | 2017 | 0.79 | 71759 | 0.02202 | NEI 2019
Roosevelt Biogas 1 | 7832_G_9 | 7832 | G | 9 |  | Landfill Gas | WECC_PNW | Washington | Klickitat | 6 | 2011 | 9999 |  |  |  | 0.61247 | Default Emission Factor
John S Rainey | 7834_G_CT1A | 7834 | G | CT1A | 3260 | Combined Cycle | S_VACA | South Carolina | Anderson | 150 | 2001 | 9999 |  |  |  | 0.04664 | NEI 2019
John S Rainey | 7834_G_CT1B | 7834 | G | CT1B | 3261 | Combined Cycle | S_VACA | South Carolina | Anderson | 150 | 2001 | 9999 | 2017 | 86.1621 | 3695051 | 0.04664 | NEI 2019
John S Rainey | 7834_G_CT2A | 7834 | G | CT2A | 3262 | Combustion Turbine | S_VACA | South Carolina | Anderson | 146 | 2002 | 9999 |  |  |  | 0.11955 | NEI 2019
John S Rainey | 7834_G_CT2B | 7834 | G | CT2B | 3263 | Combustion Turbine | S_VACA | South Carolina | Anderson | 146 | 2002 | 9999 | 2017 | 70.4495 | 1178541.9342 | 0.11955 | NEI 2019
John S Rainey | 7834_G_CT3A | 7834 | G | CT3A | 88287 | Combustion Turbine | S_VACA | South Carolina | Anderson | 75 | 2004 | 9999 |  |  |  | 0.0205 | NEI 2019
John S Rainey | 7834_G_CT3B | 7834 | G | CT3B | 88288 | Combustion Turbine | S_VACA | South Carolina | Anderson | 75 | 2004 | 9999 |  |  |  | 0.0205 | NEI 2019
John S Rainey | 7834_G_CT4A | 7834 | G | CT4A | 88289 | Combustion Turbine | S_VACA | South Carolina | Anderson | 75 | 2004 | 9999 | 2019 | 7.7335 | 754685.6867 | 0.0205 | NEI 2019
John S Rainey | 7834_G_ST1S | 7834 | G | ST1S | 3260 | Combined Cycle | S_VACA | South Carolina | Anderson | 160 | 2001 | 9999 |  |  |  | 0.04664 | NEI 2019
Essential Power Rock Springs LLC | 7835_G_1 | 7835 | G | 1 | 3264 | Combustion Turbine | PJM_EMAC | Maryland | Cecil | 164 | 2003 | 9999 | 2019 | 0.837 | 18951.4947 | 0.08833 | NEI 2019
Essential Power Rock Springs LLC | 7835_G_2 | 7835 | G | 2 | 3265 | Combustion Turbine | PJM_EMAC | Maryland | Cecil | 163 | 2003 | 9999 | 2019 | 0.52155 | 18835.9368 | 0.05538 | NEI 2019
Essential Power Rock Springs LLC | 7835_G_3 | 7835 | G | 3 | 3266 | Combustion Turbine | PJM_EMAC | Maryland | Cecil | 168.6 | 2003 | 9999 | 2019 | 0.7392 | 19483.0611 | 0.07588 | NEI 2019
Essential Power Rock Springs LLC | 7835_G_4 | 7835 | G | 4 | 3267 | Combustion Turbine | PJM_EMAC | Maryland | Cecil | 169.4 | 2003 | 9999 | 2019 | 0.5995 | 19575.5074 | 0.06125 | NEI 2019
Marsh Run Generation Facility | 7836_G_1 | 7836 | G | 1 | 3270 | Combustion Turbine | PJM_Dom | Virginia | Fauquier | 161 | 2004 | 9999 | 2019 | 13.86 | 236947.9784 | 0.11699 | NEI 2019
Marsh Run Generation Facility | 7836_G_2 | 7836 | G | 2 | 3271 | Combustion Turbine | PJM_Dom | Virginia | Fauquier | 159.3 | 2004 | 9999 | 2019 | 13.113 | 234446.0432 | 0.11186 | NEI 2019
Marsh Run Generation Facility | 7836_G_3 | 7836 | G | 3 | 3272 | Combustion Turbine | PJM_Dom | Virginia | Fauquier | 161 | 2004 | 9999 | 2019 | 14.85 | 236947.9784 | 0.12534 | NEI 2019
Louisa Generation Facility | 7837_G_1 | 7837 | G | 1 | 3274 | Combustion Turbine | PJM_Dom | Virginia | Louisa | 76.5 | 2003 | 9999 | 2019 | 5.1505 | 79913.279 | 0.1289 | NEI 2019
Louisa Generation Facility | 7837_G_2 | 7837 | G | 2 | 3275 | Combustion Turbine | PJM_Dom | Virginia | Louisa | 77 | 2003 | 9999 | 2019 | 5.39 | 80435.588 | 0.13402 | NEI 2019
Louisa Generation Facility | 7837_G_3 | 7837 | G | 3 | 3276 | Combustion Turbine | PJM_Dom | Virginia | Louisa | 77.3 | 2003 | 9999 | 2019 | 5.4285 | 80748.9734 | 0.13445 | NEI 2019
Louisa Generation Facility | 7837_G_4 | 7837 | G | 4 | 3277 | Combustion Turbine | PJM_Dom | Virginia | Louisa | 77.2 | 2003 | 9999 | 2019 | 5.787 | 80644.5116 | 0.14352 | NEI 2019
Louisa Generation Facility | 7837_G_5 | 7837 | G | 5 | 3278 | Combustion Turbine | PJM_Dom | Virginia | Louisa | 158 | 2003 | 9999 | 2019 | 10.062 | 165049.6481 | 0.12193 | NEI 2019
Remington | 7838_G_1 | 7838 | G | 1 | 3281 | Combustion Turbine | PJM_Dom | Virginia | Fauquier | 153 | 2000 | 9999 | 2019 | 2.8166 | 74073.3896 | 0.07605 | NEI 2019
Remington | 7838_G_2 | 7838 | G | 2 | 3282 | Combustion Turbine | PJM_Dom | Virginia | Fauquier | 151 | 2000 | 9999 | 2019 | 1.722 | 73105.1099 | 0.04711 | NEI 2019
Remington | 7838_G_3 | 7838 | G | 3 | 3283 | Combustion Turbine | PJM_Dom | Virginia | Fauquier | 152 | 2000 | 9999 | 2019 | 1.7624 | 73589.2498 | 0.0479 | NEI 2019
Remington | 7838_G_4 | 7838 | G | 4 | 3284 | Combustion Turbine | PJM_Dom | Virginia | Fauquier | 152 | 2000 | 9999 | 2019 | 2.1886 | 73589.2498 | 0.05948 | NEI 2019
Ladysmith | 7839_G_1 | 7839 | G | 1 | 3279 | Combustion Turbine | PJM_Dom | Virginia | Caroline | 151 | 2001 | 9999 | 2019 | 4.8455 | 126515.8225 | 0.0766 | NEI 2019
Ladysmith | 7839_G_2 | 7839 | G | 2 | 3280 | Combustion Turbine | PJM_Dom | Virginia | Caroline | 151 | 2001 | 9999 | 2019 | 3.6099 | 126515.8225 | 0.05707 | NEI 2019
Ladysmith | 7839_G_3 | 7839 | G | 3 | 90273 | Combustion Turbine | PJM_Dom | Virginia | Caroline | 161 | 2008 | 9999 | 2019 | 5.304 | 134894.3538 | 0.07864 | NEI 2019
Ladysmith | 7839_G_4 | 7839 | G | 4 | 90274 | Combustion Turbine | PJM_Dom | Virginia | Caroline | 160 | 2008 | 9999 | 2019 | 6.1088 | 134056.5006 | 0.09114 | NEI 2019
Ladysmith | 7839_G_5 | 7839 | G | 5 | 90276 | Combustion Turbine | PJM_Dom | Virginia | Caroline | 160 | 2009 | 9999 | 2019 | 1.5566 | 134056.5006 | 0.02322 | NEI 2019
Freedom Power Project | 7842_G_CT1 | 7842 | G | CT1 | 3293 | Combustion Turbine | MIS_IL | Illinois | Fayette | 45 | 2000 | 2045 | 2019 | 0.0056 | 156 | 0.0718 | NEI 2019
Pleasant Valley (MN) | 7843_G_11 | 7843 | G | 11 | 3294 | Combustion Turbine | MIS_MNWI | Minnesota | Mower | 155 | 2001 | 9999 |  |  |  | 0.155 | Default Emission Factor
Pleasant Valley (MN) | 7843_G_12 | 7843 | G | 12 | 3295 | Combustion Turbine | MIS_MNWI | Minnesota | Mower | 154 | 2001 | 9999 | 2017 | 0.07389 | 16824.0138 | 0.00878 | NEI 2019
Pleasant Valley (MN) | 7843_G_13 | 7843 | G | 13 | 3296 | Combustion Turbine | MIS_MNWI | Minnesota | Mower | 126.5 | 2002 | 9999 | 2017 | 0.05073 | 13819.7256 | 0.00734 | NEI 2019
Minnesota River | 7844_G_UOO1 | 7844 | G | UOO1 | 3297 | Combustion Turbine | MIS_MNWI | Minnesota | Carver | 39 | 2001 | 9999 | 2017 | 0.018676 | 436 | 0.08567 | NEI 2019
Lagoon Creek | 7845_G_CTG1 | 7845 | G | CTG1 | 90421 | Combined Cycle | S_C_TVA | Tennessee | Haywood | 160 | 2010 | 9999 | 2017 | 13.5333 | 942941 | 0.01791 | NEI 2019
Lagoon Creek | 7845_G_CTG2 | 7845 | G | CTG2 | 90422 | Combined Cycle | S_C_TVA | Tennessee | Haywood | 160 | 2010 | 9999 | 2017 | 14.616 | 942941 | 0.01791 | NEI 2019
Lagoon Creek | 7845_G_GT1 | 7845 | G | GT1 | 3298 | Combustion Turbine | S_C_TVA | Tennessee | Haywood | 73.9 | 2001 | 9999 | 2017 | 1.556 | 23410.0454 | 0.13293 | NEI 2019
Lagoon Creek | 7845_G_GT10 | 7845 | G | GT10 | 3299 | Combustion Turbine | S_C_TVA | Tennessee | Haywood | 72.7 | 2002 | 9999 | 2017 | 1.7958 | 23029.9094 | 0.15595 | NEI 2019
Lagoon Creek | 7845_G_GT11 | 7845 | G | GT11 | 3300 | Combustion Turbine | S_C_TVA | Tennessee | Haywood | 72.7 | 2002 | 9999 | 2019 | 1.9013 | 35331.7877 | 0.10763 | NEI 2019
Lagoon Creek | 7845_G_GT12 | 7845 | G | GT12 | 3301 | Combustion Turbine | S_C_TVA | Tennessee | Haywood | 72.7 | 2002 | 9999 | 2017 | 1.323 | 23029.9094 | 0.11489 | NEI 2019
Lagoon Creek | 7845_G_GT2 | 7845 | G | GT2 | 3302 | Combustion Turbine | S_C_TVA | Tennessee | Haywood | 73.9 | 2001 | 9999 | 2017 | 1.6689 | 23410.0454 | 0.14258 | NEI 2019
Lagoon Creek | 7845_G_GT3 | 7845 | G | GT3 | 3303 | Combustion Turbine | S_C_TVA | Tennessee | Haywood | 73.9 | 2001 | 9999 | 2017 | 1.6577 | 23410.0454 | 0.14162 | NEI 2019
Lagoon Creek | 7845_G_GT4 | 7845 | G | GT4 | 3304 | Combustion Turbine | S_C_TVA | Tennessee | Haywood | 73.9 | 2001 | 9999 | 2019 | 1.6091 | 35914.9809 | 0.0896 | NEI 2019
Lagoon Creek | 7845_G_GT5 | 7845 | G | GT5 | 3305 | Combustion Turbine | S_C_TVA | Tennessee | Haywood | 73.9 | 2001 | 9999 | 2017 | 1.6468 | 23410.0454 | 0.14069 | NEI 2019
Lagoon Creek | 7845_G_GT6 | 7845 | G | GT6 | 3306 | Combustion Turbine | S_C_TVA | Tennessee | Haywood | 73.9 | 2001 | 9999 | 2017 | 1.4175 | 23410.0454 | 0.12111 | NEI 2019
Lagoon Creek | 7845_G_GT7 | 7845 | G | GT7 | 3307 | Combustion Turbine | S_C_TVA | Tennessee | Haywood | 73.9 | 2001 | 9999 | 2017 | 1.7705 | 23410.0454 | 0.15126 | NEI 2019
Lagoon Creek | 7845_G_GT8 | 7845 | G | GT8 | 3308 | Combustion Turbine | S_C_TVA | Tennessee | Haywood | 73.9 | 2001 | 9999 | 2019 | 1.8923 | 35914.9809 | 0.10538 | NEI 2019
Lagoon Creek | 7845_G_GT9 | 7845 | G | GT9 | 3309 | Combustion Turbine | S_C_TVA | Tennessee | Haywood | 72.7 | 2002 | 9999 | 2017 | 1.6688 | 23029.9094 | 0.14493 | NEI 2019
Lagoon Creek | 7845_G_STG1 | 7845 | G | STG1 | 90421 | Combined Cycle | S_C_TVA | Tennessee | Haywood | 205 | 2010 | 9999 |  |  |  | 0.01791 | NEI 2019
Brandy Branch | 7846_G_001 | 7846 | G | 001 | 3310 | Combustion Turbine | FRCC | Florida | Duval | 158.6 | 2001 | 9999 | 2019 | 5.6851 | 153351.996 | 0.07414 | NEI 2019
Brandy Branch | 7846_G_002 | 7846 | G | 002 | 3311 | Combined Cycle | FRCC | Florida | Duval | 189.8 | 2001 | 9999 | 2019 | 39.3581 | 2372051 | 0.04491 | NEI 2019
Brandy Branch | 7846_G_003 | 7846 | G | 003 | 3312 | Combined Cycle | FRCC | Florida | Duval | 189.8 | 2001 | 9999 | 2019 | 41.5093 | 1229407 | 0.04491 | NEI 2019
Brandy Branch | 7846_G_004 | 7846 | G | 004 | 3311 | Combined Cycle | FRCC | Florida | Duval | 185 | 2005 | 9999 |  |  |  | 0.04491 | NEI 2019
Coon Rapids II | 7847_G_1 | 7847 | G | 1 |  | Combustion Turbine | MIS_MIDA | Iowa | Carroll | 1.7 | 2001 | 9999 |  |  |  | 0.86775 | Default Emission Factor
Coon Rapids II | 7847_G_2 | 7847 | G | 2 |  | Combustion Turbine | MIS_MIDA | Iowa | Carroll | 1.7 | 2001 | 9999 |  |  |  | 0.86775 | Default Emission Factor
Coon Rapids II | 7847_G_3 | 7847 | G | 3 |  | Combustion Turbine | MIS_MIDA | Iowa | Carroll | 1.7 | 2001 | 9999 |  |  |  | 0.86775 | Default Emission Factor
Holden | 7848_G_11 | 7848 | G | 11 | 3316 | Combustion Turbine | S_D_AECI | Missouri | Johnson | 93 | 2002 | 9999 | 2019 | 1.2296 | 59328.7149 | 0.04145 | NEI 2019
Holden | 7848_G_12 | 7848 | G | 12 | 3317 | Combustion Turbine | S_D_AECI | Missouri | Johnson | 83 | 2002 | 9999 | 2019 | 3.0571 | 52949.2831 | 0.11547 | NEI 2019
Holden | 7848_G_13 | 7848 | G | 13 | 3318 | Combustion Turbine | S_D_AECI | Missouri | Johnson | 88 | 2002 | 9999 | 2019 | 2.6598 | 56138.999 | 0.09476 | NEI 2019
Knoxville Industrial | 7849_G_1 | 7849 | G | 1 |  | Combustion Turbine | MIS_MIDA | Iowa | Marion | 2 | 2000 | 9999 |  |  |  | 0.86775 | Default Emission Factor
Knoxville Industrial | 7849_G_2 | 7849 | G | 2 |  | Combustion Turbine | MIS_MIDA | Iowa | Marion | 2 | 2000 | 9999 |  |  |  | 0.86775 | Default Emission Factor
Knoxville Industrial | 7849_G_3 | 7849 | G | 3 |  | Combustion Turbine | MIS_MIDA | Iowa | Marion | 2 | 2000 | 9999 |  |  |  | 0.86775 | Default Emission Factor
Knoxville Industrial | 7849_G_4 | 7849 | G | 4 |  | Combustion Turbine | MIS_MIDA | Iowa | Marion | 2 | 2000 | 9999 |  |  |  | 0.86775 | Default Emission Factor
Knoxville Industrial | 7849_G_5 | 7849 | G | 5 |  | Combustion Turbine | MIS_MIDA | Iowa | Marion | 2 | 2000 | 9999 |  |  |  | 0.86775 | Default Emission Factor
Knoxville Industrial | 7849_G_6 | 7849 | G | 6 |  | Combustion Turbine | MIS_MIDA | Iowa | Marion | 2 | 2000 | 9999 |  |  |  | 0.86775 | Default Emission Factor
Knoxville Industrial | 7849_G_7 | 7849 | G | 7 |  | Combustion Turbine | MIS_MIDA | Iowa | Marion | 2 | 2000 | 9999 |  |  |  | 0.86775 | Default Emission Factor
Knoxville Industrial | 7849_G_8 | 7849 | G | 8 |  | Combustion Turbine | MIS_MIDA | Iowa | Marion | 2 | 2000 | 9999 |  |  |  | 0.86775 | Default Emission Factor
Shenandoah | 7850_G_1 | 7850 | G | 1 |  | Combustion Turbine | MIS_MIDA | Iowa | Page | 2 | 2000 | 9999 |  |  |  | 0.86775 | Default Emission Factor
Shenandoah | 7850_G_10 | 7850 | G | 10 |  | Combustion Turbine | MIS_MIDA | Iowa | Page | 2 | 2000 | 9999 |  |  |  | 0.86775 | Default Emission Factor
Shenandoah | 7850_G_2 | 7850 | G | 2 |  | Combustion Turbine | MIS_MIDA | Iowa | Page | 2 | 2000 | 9999 |  |  |  | 0.86775 | Default Emission Factor
Shenandoah | 7850_G_3 | 7850 | G | 3 |  | Combustion Turbine | MIS_MIDA | Iowa | Page | 2 | 2000 | 9999 |  |  |  | 0.86775 | Default Emission Factor
Shenandoah | 7850_G_4 | 7850 | G | 4 |  | Combustion Turbine | MIS_MIDA | Iowa | Page | 2 | 2000 | 9999 |  |  |  | 0.86775 | Default Emission Factor
Shenandoah | 7850_G_5 | 7850 | G | 5 |  | Combustion Turbine | MIS_MIDA | Iowa | Page | 2 | 2000 | 9999 |  |  |  | 0.86775 | Default Emission Factor
Shenandoah | 7850_G_6 | 7850 | G | 6 |  | Combustion Turbine | MIS_MIDA | Iowa | Page | 2 | 2000 | 9999 |  |  |  | 0.86775 | Default Emission Factor
Shenandoah | 7850_G_7 | 7850 | G | 7 |  | Combustion Turbine | MIS_MIDA | Iowa | Page | 2 | 2000 | 9999 |  |  |  | 0.86775 | Default Emission Factor
Shenandoah | 7850_G_8 | 7850 | G | 8 |  | Combustion Turbine | MIS_MIDA | Iowa | Page | 2 | 2000 | 9999 |  |  |  | 0.86775 | Default Emission Factor
Shenandoah | 7850_G_9 | 7850 | G | 9 |  | Combustion Turbine | MIS_MIDA | Iowa | Page | 2 | 2000 | 9999 |  |  |  | 0.86775 | Default Emission Factor
Waterloo Lundquist | 7851_G_1 | 7851 | G | 1 |  | Combustion Turbine | MIS_MIDA | Iowa | Black Hawk | 2 | 2000 | 9999 |  |  |  | 0.86775 | Default Emission Factor
Waterloo Lundquist | 7851_G_2 | 7851 | G | 2 |  | Combustion Turbine | MIS_MIDA | Iowa | Black Hawk | 2 | 2000 | 9999 |  |  |  | 0.86775 | Default Emission Factor
Waterloo Lundquist | 7851_G_3 | 7851 | G | 3 |  | Combustion Turbine | MIS_MIDA | Iowa | Black Hawk | 2 | 2000 | 9999 |  |  |  | 0.86775 | Default Emission Factor
Waterloo Lundquist | 7851_G_4 | 7851 | G | 4 |  | Combustion Turbine | MIS_MIDA | Iowa | Black Hawk | 2 | 2000 | 9999 |  |  |  | 0.86775 | Default Emission Factor
Waterloo Lundquist | 7851_G_5 | 7851 | G | 5 |  | Combustion Turbine | MIS_MIDA | Iowa | Black Hawk | 2 | 2000 | 9999 |  |  |  | 0.86775 | Default Emission Factor
Waterloo Lundquist | 7851_G_6 | 7851 | G | 6 |  | Combustion Turbine | MIS_MIDA | Iowa | Black Hawk | 2 | 2000 | 9999 |  |  |  | 0.86775 | Default Emission Factor
Waterloo Lundquist | 7851_G_7 | 7851 | G | 7 |  | Combustion Turbine | MIS_MIDA | Iowa | Black Hawk | 2 | 2000 | 9999 |  |  |  | 0.86775 | Default Emission Factor
Waterloo Lundquist | 7851_G_8 | 7851 | G | 8 |  | Combustion Turbine | MIS_MIDA | Iowa | Black Hawk | 2 | 2000 | 9999 |  |  |  | 0.86775 | Default Emission Factor
Waterloo Lundquist | 7851_G_9 | 7851 | G | 9 |  | Combustion Turbine | MIS_MIDA | Iowa | Black Hawk | 2 | 2000 | 9999 |  |  |  | 0.86775 | Default Emission Factor
West Receiving | 7853_G_1 | 7853 | G | 1 |  | Combustion Turbine | MIS_MIDA | Iowa | Crawford | 1.8 | 1998 | 9999 |  |  |  | 0.86775 | Default Emission Factor
Avenue A Generator Sets | 7854_G_1 | 7854 | G | 1 |  | Combustion Turbine | PJM_COMD | Illinois | Whiteside | 1.8 | 2000 | 9999 |  |  |  | 0.86775 | Default Emission Factor
Avenue A Generator Sets | 7854_G_2 | 7854 | G | 2 |  | Combustion Turbine | PJM_COMD | Illinois | Whiteside | 1.8 | 2000 | 9999 |  |  |  | 0.86775 | Default Emission Factor
North | 7856_G_1 | 7856 | G | 1 |  | Combustion Turbine | MIS_MIDA | Iowa | Adair | 1.8 | 2002 | 9999 |  |  |  | 0.86775 | Default Emission Factor
North | 7856_G_2 | 7856 | G | 2 |  | Combustion Turbine | MIS_MIDA | Iowa | Adair | 1.8 | 2002 | 9999 |  |  |  | 0.86775 | Default Emission Factor
North | 7856_G_3 | 7856 | G | 3 |  | Combustion Turbine | MIS_MIDA | Iowa | Adair | 2.2 | 2011 | 9999 |  |  |  | 0.86775 | Default Emission Factor
North | 7856_G_4 | 7856 | G | 4 |  | Combustion Turbine | MIS_MIDA | Iowa | Adair | 2.2 | 2011 | 9999 |  |  |  | 0.86775 | Default Emission Factor
Gilliam South | 7857_G_1 | 7857 | G | 1 |  | Combustion Turbine | MIS_MIDA | Iowa | Adair | 1.7 | 2001 | 9999 |  |  |  | 0.86775 | Default Emission Factor
Gilliam South | 7857_G_7 | 7857 | G | 7 |  | Combustion Turbine | MIS_MIDA | Iowa | Adair | 2.3 | 2012 | 9999 |  |  |  | 0.86775 | Default Emission Factor
Shelbina Power #3 | 7860_G_G7 | 7860 | G | G7 |  | Combustion Turbine | S_D_AECI | Missouri | Shelby | 1.8 | 2002 | 9999 | 2019 | 0.0008 | 4 | 0.4 | NEI 2019
Shelbina Power #3 | 7860_G_G8 | 7860 | G | G8 |  | Combustion Turbine | S_D_AECI | Missouri | Shelby | 1.8 | 2002 | 9999 | 2017 | 0.0007 | 15.5 | 0.09032 | NEI 2019
Elk Mound | 7863_G_1 | 7863 | G | 1 | 3327 | Combustion Turbine | MIS_MNWI | Wisconsin | Chippewa | 30.7 | 2001 | 9999 |  |  |  | 0.155 | Default Emission Factor
Elk Mound | 7863_G_2 | 7863 | G | 2 | 3328 | Combustion Turbine | MIS_MNWI | Wisconsin | Chippewa | 33.9 | 2001 | 9999 |  |  |  | 0.155 | Default Emission Factor
Earlville | 7865_G_1 | 7865 | G | 1 |  | Combustion Turbine | MIS_IA | Iowa | Delaware | 1.8 | 2001 | 9999 |  |  |  | 0.86775 | Default Emission Factor
Glenwood Landing | 7869_G_GT1 | 7869 | G | GT1 | 3335 | Combustion Turbine | NY_Z_K | New York | Nassau | 12.6 | 1967 | 9999 |  |  |  | 0.155 | Default Emission Factor
Glenwood Landing | 7869_G_GT4 | 7869 | G | GT4 | 10031 | Combustion Turbine | NY_Z_K | New York | Nassau | 40 | 2002 | 9999 |  |  |  | 0.13344 | NEI 2019
Glenwood Landing | 7869_G_GT5 | 7869 | G | GT5 | 10032 | Combustion Turbine | NY_Z_K | New York | Nassau | 40 | 2002 | 9999 | 2019 | 4.6166 | 69194.8164 | 0.13344 | NEI 2019
Encogen | 7870_G_CTG1 | 7870 | G | CTG1 | 89576 | Combined Cycle | WECC_PNW | Washington | Whatcom | 34.5 | 1993 | 9999 | 2019 | 4.7 | 91157 | 0.0608 | NEI 2019
Encogen | 7870_G_CTG2 | 7870 | G | CTG2 | 89577 | Combined Cycle | WECC_PNW | Washington | Whatcom | 34.5 | 1993 | 9999 | 2019 | 3.5 | 86691 | 0.0608 | NEI 2019
Encogen | 7870_G_CTG3 | 7870 | G | CTG3 | 89578 | Combined Cycle | WECC_PNW | Washington | Whatcom | 34.5 | 1993 | 9999 | 2019 | 4 | 90778 | 0.0608 | NEI 2019
Encogen | 7870_G_STG | 7870 | G | STG | 89576 | Combined Cycle | WECC_PNW | Washington | Whatcom | 55.9 | 1993 | 9999 |  |  |  | 0.0608 | NEI 2019
Robert P Mone Plant | 7872_G_1 | 7872 | G | 1 | 3336 | Combustion Turbine | PJM_West | Ohio | Van Wert | 145 | 2002 | 9999 | 2019 | 1.9 | 46144.3343 | 0.08235 | NEI 2019
Robert P Mone Plant | 7872_G_2 | 7872 | G | 2 | 3337 | Combustion Turbine | PJM_West | Ohio | Van Wert | 145 | 2002 | 9999 | 2019 | 1.46 | 46144.3343 | 0.06328 | NEI 2019
Robert P Mone Plant | 7872_G_3 | 7872 | G | 3 | 3338 | Combustion Turbine | PJM_West | Ohio | Van Wert | 145 | 2002 | 9999 | 2019 | 1.8 | 46144.3343 | 0.07802 | NEI 2019
H L Culbreath Bayside Power Station | 7873_G_1A | 7873 | G | 1A | 3339 | Combined Cycle | FRCC | Florida | Hillsborough | 156 | 2003 | 9999 | 2019 | 25.7519 | 1808847 | 0.04891 | NEI 2019
H L Culbreath Bayside Power Station | 7873_G_1B | 7873 | G | 1B | 3340 | Combined Cycle | FRCC | Florida | Hillsborough | 156 | 2003 | 9999 | 2019 | 26.6191 | 698269 | 0.04891 | NEI 2019
H L Culbreath Bayside Power Station | 7873_G_1C | 7873 | G | 1C | 3341 | Combined Cycle | FRCC | Florida | Hillsborough | 156 | 2003 | 9999 | 2019 | 25.7101 | 685701 | 0.04891 | NEI 2019
H L Culbreath Bayside Power Station | 7873_G_1ST | 7873 | G | 1ST | 3339 | Combined Cycle | FRCC | Florida | Hillsborough | 233 | 1965 | 9999 |  |  |  | 0.04891 | NEI 2019
H L Culbreath Bayside Power Station | 7873_G_2A | 7873 | G | 2A | 3342 | Combined Cycle | FRCC | Florida | Hillsborough | 156 | 2004 | 9999 | 2019 | 26.5015 | 2344211 | 0.049 | NEI 2019
H L Culbreath Bayside Power Station | 7873_G_2B | 7873 | G | 2B | 3343 | Combined Cycle | FRCC | Florida | Hillsborough | 156 | 2004 | 9999 | 2019 | 26.4984 | 701154 | 0.049 | NEI 2019
H L Culbreath Bayside Power Station | 7873_G_2C | 7873 | G | 2C | 3344 | Combined Cycle | FRCC | Florida | Hillsborough | 156 | 2004 | 9999 | 2019 | 30.1302 | 793146 | 0.049 | NEI 2019
H L Culbreath Bayside Power Station | 7873_G_2D | 7873 | G | 2D | 3345 | Combined Cycle | FRCC | Florida | Hillsborough | 156 | 2004 | 9999 | 2019 | 30.7655 | 809985 | 0.049 | NEI 2019
H L Culbreath Bayside Power Station | 7873_G_2ST | 7873 | G | 2ST | 3342 | Combined Cycle | FRCC | Florida | Hillsborough | 305 | 1967 | 9999 |  |  |  | 0.049 | NEI 2019
H L Culbreath Bayside Power Station | 7873_G_3 | 7873 | G | 3 | 90399 | Combustion Turbine | FRCC | Florida | Hillsborough | 56 | 2009 | 9999 | 2019 | 0.073462 | 5301.5 | 0.02771 | NEI 2019
H L Culbreath Bayside Power Station | 7873_G_4 | 7873 | G | 4 | 90401 | Combustion Turbine | FRCC | Florida | Hillsborough | 56 | 2009 | 9999 | 2019 | 0.081572 | 5301.5 | 0.03077 | NEI 2019
H L Culbreath Bayside Power Station | 7873_G_5 | 7873 | G | 5 | 90403 | Combustion Turbine | FRCC | Florida | Hillsborough | 56 | 2009 | 9999 | 2019 | 0.3484 | 5301.5 | 0.13144 | NEI 2019
H L Culbreath Bayside Power Station | 7873_G_6 | 7873 | G | 6 | 90405 | Combustion Turbine | FRCC | Florida | Hillsborough | 56 | 2009 | 9999 | 2019 | 0.22397 | 5301.5 | 0.08449 | NEI 2019
Edgerton | 7874_G_1 | 7874 | G | 1 |  | Combustion Turbine | PJM_West | Ohio | Williams | 1.8 | 2000 | 9999 |  |  |  | 0.86775 | Default Emission Factor
Edgerton | 7874_G_2 | 7874 | G | 2 |  | Combustion Turbine | PJM_West | Ohio | Williams | 1.8 | 2000 | 9999 |  |  |  | 0.86775 | Default Emission Factor
Wellington | 7878_G_1 | 7878 | G | 1 |  | Combustion Turbine | PJM_ATSI | Ohio | Lorain | 1 | 1998 | 9999 |  |  |  | 0.86775 | Default Emission Factor
Powell Valley | 7883_G_1 | 7883 | G | 1 |  | Combustion Turbine | S_C_TVA | Tennessee | Hancock | 1.8 | 2000 | 9999 |  |  |  | 0.86775 | Default Emission Factor
Powell Valley | 7883_G_10 | 7883 | G | 10 |  | Combustion Turbine | S_C_TVA | Tennessee | Hancock | 1.8 | 2000 | 9999 |  |  |  | 0.86775 | Default Emission Factor
Powell Valley | 7883_G_11 | 7883 | G | 11 |  | Combustion Turbine | S_C_TVA | Tennessee | Hancock | 1.8 | 2000 | 9999 |  |  |  | 0.86775 | Default Emission Factor
Powell Valley | 7883_G_2 | 7883 | G | 2 |  | Combustion Turbine | S_C_TVA | Tennessee | Hancock | 1.8 | 2000 | 9999 |  |  |  | 0.86775 | Default Emission Factor
Powell Valley | 7883_G_3 | 7883 | G | 3 |  | Combustion Turbine | S_C_TVA | Tennessee | Hancock | 1.8 | 2000 | 9999 |  |  |  | 0.86775 | Default Emission Factor
Powell Valley | 7883_G_4 | 7883 | G | 4 |  | Combustion Turbine | S_C_TVA | Tennessee | Hancock | 1.8 | 2000 | 9999 |  |  |  | 0.86775 | Default Emission Factor
Powell Valley | 7883_G_5 | 7883 | G | 5 |  | Combustion Turbine | S_C_TVA | Tennessee | Hancock | 1.8 | 2000 | 9999 |  |  |  | 0.86775 | Default Emission Factor
Powell Valley | 7883_G_6 | 7883 | G | 6 |  | Combustion Turbine | S_C_TVA | Tennessee | Hancock | 1.8 | 2000 | 9999 |  |  |  | 0.86775 | Default Emission Factor
Powell Valley | 7883_G_7 | 7883 | G | 7 |  | Combustion Turbine | S_C_TVA | Tennessee | Hancock | 1.8 | 2000 | 9999 |  |  |  | 0.86775 | Default Emission Factor
Powell Valley | 7883_G_8 | 7883 | G | 8 |  | Combustion Turbine | S_C_TVA | Tennessee | Hancock | 1.8 | 2000 | 9999 |  |  |  | 0.86775 | Default Emission Factor
Powell Valley | 7883_G_9 | 7883 | G | 9 |  | Combustion Turbine | S_C_TVA | Tennessee | Hancock | 1.8 | 2000 | 9999 |  |  |  | 0.86775 | Default Emission Factor
Dakota Magic | 7884_G_1 | 7884 | G | 1 |  | Combustion Turbine | MIS_MAPP | North Dakota | Richland | 1.5 | 2000 | 9999 |  |  |  | 0.86775 | Default Emission Factor
Terry Bundy Generating Station | 7887_G_1 | 7887 | G | 1 | 8370 | Combined Cycle | SPP_NEBR | Nebraska | Lancaster | 27.3 | 2004 | 9999 |  |  |  | 0.04609 | Default Emission Factor
Terry Bundy Generating Station | 7887_G_2 | 7887 | G | 2 | 8370 | Combined Cycle | SPP_NEBR | Nebraska | Lancaster | 46 | 2003 | 9999 |  |  |  | 0.04609 | Default Emission Factor
Terry Bundy Generating Station | 7887_G_3 | 7887 | G | 3 | 8372 | Combined Cycle | SPP_NEBR | Nebraska | Lancaster | 44.9 | 2004 | 9999 |  |  |  | 0.04609 | Default Emission Factor
Terry Bundy Generating Station | 7887_G_4 | 7887 | G | 4 | 8374 | Combustion Turbine | SPP_NEBR | Nebraska | Lancaster | 45.5 | 2003 | 9999 |  |  |  | 0.155 | Default Emission Factor
Terry Bundy Generating Station | 7887_G_BSU | 7887 | G | BSU |  | Combustion Turbine | SPP_NEBR | Nebraska | Lancaster | 1.6 | 2004 | 9999 |  |  |  | 0.86775 | Default Emission Factor
Terry Bundy Generating Station | 7887_G_LFG1 | 7887 | G | LFG1 |  | Landfill Gas | SPP_NEBR | Nebraska | Lancaster | 1.6 | 2014 | 9999 |  |  |  | 0.61247 | Default Emission Factor
Terry Bundy Generating Station | 7887_G_LFG2 | 7887 | G | LFG2 |  | Landfill Gas | SPP_NEBR | Nebraska | Lancaster | 1.6 | 2014 | 9999 |  |  |  | 0.61247 | Default Emission Factor
Terry Bundy Generating Station | 7887_G_LFG3 | 7887 | G | LFG3 |  | Landfill Gas | SPP_NEBR | Nebraska | Lancaster | 1.6 | 2014 | 9999 |  |  |  | 0.61247 | Default Emission Factor
E B Harris Electric Generating Plant | 7897_G_CT1A | 7897 | G | CT1A | 3355 | Combined Cycle | S_SOU | Alabama | Autauga | 182.6 | 2003 | 9999 | 2019 | 11.77 | 621928 | 0.02302 | NEI 2019
E B Harris Electric Generating Plant | 7897_G_CT1B | 7897 | G | CT1B | 3356 | Combined Cycle | S_SOU | Alabama | Autauga | 182.6 | 2003 | 9999 | 2019 | 11.68 | 1415246 | 0.02302 | NEI 2019
E B Harris Electric Generating Plant | 7897_G_CT2A | 7897 | G | CT2A | 3357 | Combined Cycle | S_SOU | Alabama | Autauga | 178.3 | 2003 | 9999 | 2019 | 19.99 | 736552 | 0.03096 | NEI 2019
E B Harris Electric Generating Plant | 7897_G_CT2B | 7897 | G | CT2B | 3358 | Combined Cycle | S_SOU | Alabama | Autauga | 178.3 | 2003 | 9999 | 2019 | 16.66 | 1630679 | 0.03096 | NEI 2019
E B Harris Electric Generating Plant | 7897_G_ST1 | 7897 | G | ST1 | 3355 | Combined Cycle | S_SOU | Alabama | Autauga | 293 | 2003 | 9999 |  |  |  | 0.02302 | NEI 2019
E B Harris Electric Generating Plant | 7897_G_ST2 | 7897 | G | ST2 | 3357 | Combined Cycle | S_SOU | Alabama | Autauga | 300 | 2003 | 9999 |  |  |  | 0.03096 | NEI 2019
New Knoxville | 7898_G_1 | 7898 | G | 1 |  | Combustion Turbine | PJM_West | Ohio | Auglaize | 1 | 2000 | 9999 |  |  |  | 0.86775 | Default Emission Factor
Sand Hill | 7900_G_5A | 7900 | G | 5A | 10015 | Combined Cycle | ERC_REST | Texas | Travis | 161 | 2004 | 9999 |  |  |  | 0.02259 | NEI 2019
Sand Hill | 7900_G_5C | 7900 | G | 5C | 10015 | Combined Cycle | ERC_REST | Texas | Travis | 151 | 2004 | 9999 | 2019 | 13.5802 | 1202191 | 0.02259 | NEI 2019
Sand Hill | 7900_G_SH1 | 7900 | G | SH1 | 1149 | Combustion Turbine | ERC_REST | Texas | Travis | 47.3 | 2001 | 9999 | 2019 | 1.1734 | 52551.8333 | 0.04466 | NEI 2019
Sand Hill | 7900_G_SH2 | 7900 | G | SH2 | 1150 | Combustion Turbine | ERC_REST | Texas | Travis | 47.3 | 2001 | 9999 | 2019 | 1.2607 | 52551.8333 | 0.04798 | NEI 2019
Sand Hill | 7900_G_SH3 | 7900 | G | SH3 | 1151 | Combustion Turbine | ERC_REST | Texas | Travis | 47.3 | 2001 | 9999 | 2019 | 1.2594 | 52551.8333 | 0.04793 | NEI 2019
Sand Hill | 7900_G_SH4 | 7900 | G | SH4 | 1152 | Combustion Turbine | ERC_REST | Texas | Travis | 47.3 | 2001 | 9999 | 2019 | 1.2592 | 52551.8333 | 0.04792 | NEI 2019
Sand Hill | 7900_G_SH6 | 7900 | G | SH6 | 90519 | Combustion Turbine | ERC_REST | Texas | Travis | 47.3 | 2010 | 9999 | 2019 | 0.8173 | 52551.8333 | 0.03111 | NEI 2019
Sand Hill | 7900_G_SH7 | 7900 | G | SH7 | 90520 | Combustion Turbine | ERC_REST | Texas | Travis | 47.3 | 2010 | 9999 | 2019 | 0.6034 | 52551.8333 | 0.02296 | NEI 2019
McCartney | 7903_G_MGS1 | 7903 | G | MGS1 | 3361 | Combustion Turbine | SPP_N | Missouri | Greene | 50 | 2002 | 9999 | 2019 | 0.5591 | 49242.5 | 0.02271 | NEI 2019
McCartney | 7903_G_MSG2 | 7903 | G | MSG2 | 3363 | Combustion Turbine | SPP_N | Missouri | Greene | 50 | 2002 | 9999 | 2019 | 0.5732 | 49242.5 | 0.02328 | NEI 2019
Vernon Boulevard | 7909_G_VG02 | 7909 | G | VG02 | 8380 | Combustion Turbine | NY_Z_J | New York | Queens | 40 | 2001 | 9999 |  |  |  | 0.07725 | NEI 2019
Vernon Boulevard | 7909_G_VG03 | 7909 | G | VG03 | 8382 | Combustion Turbine | NY_Z_J | New York | Queens | 39.9 | 2001 | 9999 | 2019 | 1.2375 | 32038 | 0.07725 | NEI 2019
Joseph J Seymour Power Project | 7910_G_1 | 7910 | G | 1 | 8384 | Combustion Turbine | NY_Z_J | New York | Kings | 40 | 2001 | 9999 |  |  |  | 0.07515 | NEI 2019
Joseph J Seymour Power Project | 7910_G_2 | 7910 | G | 2 | 8386 | Combustion Turbine | NY_Z_J | New York | Kings | 39.9 | 2001 | 9999 | 2019 | 2.7418 | 72966 | 0.07515 | NEI 2019
Brentwood | 7912_G_1 | 7912 | G | 1 | 8390 | Combustion Turbine | NY_Z_K | New York | Suffolk | 45.5 | 2001 | 9999 | 2019 | 1.8073 | 50423 | 0.07169 | NEI 2019
Hell Gate | 7913_G_HG01 | 7913 | G | HG01 | 8392 | Combustion Turbine | NY_Z_J | New York | Bronx | 39.9 | 2001 | 9999 |  |  |  | 0.0836 | NEI 2019
Hell Gate | 7913_G_HG02 | 7913 | G | HG02 | 8394 | Combustion Turbine | NY_Z_J | New York | Bronx | 40 | 2001 | 9999 | 2019 | 1.0413 | 24911 | 0.0836 | NEI 2019
Harlem River Yard | 7914_G_HR01 | 7914 | G | HR01 | 8396 | Combustion Turbine | NY_Z_J | New York | Bronx | 39.9 | 2001 | 9999 |  |  |  | 0.08222 | NEI 2019
Harlem River Yard | 7914_G_HR02 | 7914 | G | HR02 | 8398 | Combustion Turbine | NY_Z_J | New York | Bronx | 40 | 2001 | 9999 | 2019 | 1.042 | 25345 | 0.08222 | NEI 2019
North 1st | 7915_G_N01 | 7915 | G | N01 | 8400 | Combustion Turbine | NY_Z_J | New York | Kings | 46 | 2001 | 9999 | 2019 | 0.75306 | 29372 | 0.05128 | NEI 2019
Talbot County Energy | 7916_G_1 | 7916 | G | 1 | 3365 | Combustion Turbine | S_SOU | Georgia | Talbot | 97 | 2002 | 9999 | 2019 | 10.2 | 82562.3932 | 0.24709 | NEI 2019
Talbot County Energy | 7916_G_2 | 7916 | G | 2 | 3366 | Combustion Turbine | S_SOU | Georgia | Talbot | 95.8 | 2002 | 9999 | 2019 | 10.2 | 81541.0028 | 0.25018 | NEI 2019
Talbot County Energy | 7916_G_3 | 7916 | G | 3 | 3367 | Combustion Turbine | S_SOU | Georgia | Talbot | 96.2 | 2002 | 9999 | 2019 | 10.1 | 81881.4662 | 0.2467 | NEI 2019
Talbot County Energy | 7916_G_4 | 7916 | G | 4 | 3368 | Combustion Turbine | S_SOU | Georgia | Talbot | 97.3 | 2002 | 9999 | 2019 | 10.4 | 82817.7408 | 0.25115 | NEI 2019
Talbot County Energy | 7916_G_5 | 7916 | G | 5 | 3369 | Combustion Turbine | S_SOU | Georgia | Talbot | 96.5 | 2003 | 9999 | 2019 | 8.0713 | 82136.8139 | 0.19653 | NEI 2019
Talbot County Energy | 7916_G_6 | 7916 | G | 6 | 3370 | Combustion Turbine | S_SOU | Georgia | Talbot | 96.3 | 2003 | 9999 | 2019 | 7.21 | 81966.5821 | 0.17593 | NEI 2019
Chattahoochee Energy Facility | 7917_G_1 | 7917 | G | 1 | 3371 | Combined Cycle | S_SOU | Georgia | Heard | 142.8 | 2003 | 9999 |  |  |  | 0.04609 | Default Emission Factor
Chattahoochee Energy Facility | 7917_G_2 | 7917 | G | 2 | 3372 | Combined Cycle | S_SOU | Georgia | Heard | 149.1 | 2003 | 9999 |  |  |  | 0.04609 | Default Emission Factor
Chattahoochee Energy Facility | 7917_G_3 | 7917 | G | 3 | 3371 | Combined Cycle | S_SOU | Georgia | Heard | 166 | 2003 | 9999 |  |  |  | 0.04609 | Default Emission Factor
Galion | 7918_G_1 | 7918 | G | 1 |  | Combustion Turbine | PJM_ATSI | Ohio | Crawford | 1.8 | 2001 | 9999 |  |  |  | 0.86775 | Default Emission Factor
Galion | 7918_G_2 | 7918 | G | 2 |  | Combustion Turbine | PJM_ATSI | Ohio | Crawford | 1.8 | 2001 | 9999 |  |  |  | 0.86775 | Default Emission Factor
Galion | 7918_G_3 | 7918 | G | 3 |  | Combustion Turbine | PJM_ATSI | Ohio | Crawford | 1.8 | 2001 | 9999 |  |  |  | 0.86775 | Default Emission Factor
Seville | 7919_G_1 | 7919 | G | 1 |  | Combustion Turbine | PJM_ATSI | Ohio | Medina | 1.8 | 2001 | 9999 |  |  |  | 0.86775 | Default Emission Factor
Seville | 7919_G_2 | 7919 | G | 2 |  | Combustion Turbine | PJM_ATSI | Ohio | Medina | 1.8 | 2001 | 9999 |  |  |  | 0.86775 | Default Emission Factor
Seville | 7919_G_3 | 7919 | G | 3 |  | Combustion Turbine | PJM_ATSI | Ohio | Medina | 1.8 | 2001 | 9999 |  |  |  | 0.86775 | Default Emission Factor
Traer South | 7920_G_5 | 7920 | G | 5 |  | Combustion Turbine | MIS_MIDA | Iowa | Tama | 1.8 | 2001 | 9999 |  |  |  | 0.86775 | Default Emission Factor
Maquoketa 2 | 7921_G_11 | 7921 | G | 11 |  | Combustion Turbine | MIS_IA | Iowa | Jackson | 1.2 | 2001 | 9999 |  |  |  | 0.86775 | Default Emission Factor
Maquoketa 2 | 7921_G_12 | 7921 | G | 12 |  | Combustion Turbine | MIS_IA | Iowa | Jackson | 1.3 | 2001 | 9999 |  |  |  | 0.86775 | Default Emission Factor
Maquoketa 2 | 7921_G_13 | 7921 | G | 13 |  | Combustion Turbine | MIS_IA | Iowa | Jackson | 1.3 | 2002 | 9999 |  |  |  | 0.86775 | Default Emission Factor
Maquoketa 2 | 7921_G_14 | 7921 | G | 14 |  | Combustion Turbine | MIS_IA | Iowa | Jackson | 1.3 | 2002 | 9999 |  |  |  | 0.86775 | Default Emission Factor
Albertville | 7924_G_DG1 | 7924 | G | DG1 |  | Combustion Turbine | S_C_TVA | Alabama | Marshall | 0.9 | 2000 | 9999 |  |  |  | 0.86775 | Default Emission Factor
Albertville | 7924_G_DG2 | 7924 | G | DG2 |  | Combustion Turbine | S_C_TVA | Alabama | Marshall | 0.9 | 2000 | 9999 |  |  |  | 0.86775 | Default Emission Factor
Albertville | 7924_G_DG3 | 7924 | G | DG3 |  | Combustion Turbine | S_C_TVA | Alabama | Marshall | 0.9 | 2000 | 9999 |  |  |  | 0.86775 | Default Emission Factor
Albertville | 7924_G_DG4 | 7924 | G | DG4 |  | Combustion Turbine | S_C_TVA | Alabama | Marshall | 0.9 | 2000 | 9999 |  |  |  | 0.86775 | Default Emission Factor
Lakefield Junction | 7925_G_1 | 7925 | G | 1 | 3985 | Combustion Turbine | MIS_MNWI | Minnesota | Martin | 83.5 | 2001 | 9999 |  |  |  | 0.155 | Default Emission Factor
Lakefield Junction | 7925_G_2 | 7925 | G | 2 | 3986 | Combustion Turbine | MIS_MNWI | Minnesota | Martin | 83 | 2001 | 9999 |  |  |  | 0.155 | Default Emission Factor
Lakefield Junction | 7925_G_3 | 7925 | G | 3 | 3987 | Combustion Turbine | MIS_MNWI | Minnesota | Martin | 82.8 | 2001 | 9999 | 2019 | 0.042124 | 9967.1266 | 0.00845 | NEI 2019
Lakefield Junction | 7925_G_4 | 7925 | G | 4 | 3988 | Combustion Turbine | MIS_MNWI | Minnesota | Martin | 83 | 2001 | 9999 | 2019 | 0.026702 | 9991.2018 | 0.00535 | NEI 2019
Lakefield Junction | 7925_G_5 | 7925 | G | 5 | 3989 | Combustion Turbine | MIS_MNWI | Minnesota | Martin | 84.2 | 2001 | 9999 | 2019 | 0.05849 | 10135.6529 | 0.01154 | NEI 2019
Lakefield Junction | 7925_G_6 | 7925 | G | 6 | 3990 | Combustion Turbine | MIS_MNWI | Minnesota | Martin | 83.6 | 2001 | 9999 | 2019 | 0.062534 | 10063.4273 | 0.01243 | NEI 2019
Lakefield Junction | 7925_G_7 | 7925 | G | 7 |  | Combustion Turbine | MIS_MNWI | Minnesota | Martin | 2 | 2002 | 9999 |  |  |  | 0.86775 | Default Emission Factor
South Strawberry | 7926_G_1A | 7926 | G | 1A |  | Combustion Turbine | MIS_IA | Iowa | Clayton | 1.8 | 2002 | 9999 |  |  |  | 0.86775 | Default Emission Factor
South Strawberry | 7926_G_2A | 7926 | G | 2A |  | Combustion Turbine | MIS_IA | Iowa | Clayton | 1.8 | 2002 | 9999 |  |  |  | 0.86775 | Default Emission Factor
Osawatomie | 7928_G_1 | 7928 | G | 1 | 3383 | Combustion Turbine | SPP_N | Kansas | Miami | 75.7 | 2003 | 9999 | 2019 | 0.97755 | 26103 | 0.0749 | NEI 2019
West Gardner | 7929_G_1 | 7929 | G | 1 | 3391 | Combustion Turbine | SPP_N | Kansas | Johnson | 79.5 | 2003 | 9999 | 2019 | 1.406 | 34199.9904 | 0.08222 | NEI 2019
West Gardner | 7929_G_2 | 7929 | G | 2 | 3392 | Combustion Turbine | SPP_N | Kansas | Johnson | 78.6 | 2003 | 9999 | 2019 | 1.4468 | 33812.8207 | 0.08558 | NEI 2019
West Gardner | 7929_G_3 | 7929 | G | 3 | 3393 | Combustion Turbine | SPP_N | Kansas | Johnson | 77.3 | 2003 | 9999 | 2019 | 1.3657 | 33253.5756 | 0.08214 | NEI 2019
West Gardner | 7929_G_4 | 7929 | G | 4 | 3394 | Combustion Turbine | SPP_N | Kansas | Johnson | 77.5 | 2003 | 9999 | 2019 | 1.133 | 33339.6133 | 0.06797 | NEI 2019
Russell Energy Center | 7930_G_T-1 | 7930 | G | T-1 |  | Combustion Turbine | SPP_N | Kansas | Russell | 6 | 2002 | 9999 |  |  |  | 0.155 | Default Emission Factor
Russell Energy Center | 7930_G_T-2 | 7930 | G | T-2 |  | Combustion Turbine | SPP_N | Kansas | Russell | 6 | 2002 | 9999 |  |  |  | 0.155 | Default Emission Factor
Coyote Springs II | 7931_G_1 | 7931 | G | 1 | 3106 | Combined Cycle | WECC_PNW | Oregon | Morrow | 173 | 2003 | 9999 |  |  |  | 0.04609 | Default Emission Factor
Coyote Springs II | 7931_G_2 | 7931 | G | 2 | 3106 | Combined Cycle | WECC_PNW | Oregon | Morrow | 117 | 2003 | 9999 |  |  |  | 0.04609 | Default Emission Factor
Gaylord - Wolverine | 7932_G_1 | 7932 | G | 1 |  | Combustion Turbine | MIS_LMI | Michigan | Otsego | 20.2 | 2001 | 9999 | 2019 | 1.24 | 21975 | 0.11286 | NEI 2019
Gaylord - Wolverine | 7932_G_2 | 7932 | G | 2 |  | Combustion Turbine | MIS_LMI | Michigan | Otsego | 20.2 | 2001 | 9999 | 2019 | 0.916 | 21975 | 0.08337 | NEI 2019
Gaylord - Wolverine | 7932_G_3 | 7932 | G | 3 |  | Combustion Turbine | MIS_LMI | Michigan | Otsego | 20.2 | 2001 | 9999 | 2019 | 0.6545 | 21975 | 0.05957 | NEI 2019
Industrial Park | 7934_G_3 | 7934 | G | 3 |  | Combustion Turbine | PJM_COMD | Illinois | Whiteside | 1.8 | 2001 | 9999 |  |  |  | 0.86775 | Default Emission Factor
Industrial Park | 7934_G_4 | 7934 | G | 4 |  | Combustion Turbine | PJM_COMD | Illinois | Whiteside | 1.8 | 2001 | 9999 |  |  |  | 0.86775 | Default Emission Factor
Industrial Park | 7934_G_5 | 7934 | G | 5 |  | Combustion Turbine | PJM_COMD | Illinois | Whiteside | 1.8 | 2001 | 9999 |  |  |  | 0.86775 | Default Emission Factor
Industrial Park | 7934_G_6 | 7934 | G | 6 |  | Combustion Turbine | PJM_COMD | Illinois | Whiteside | 1.8 | 2002 | 9999 |  |  |  | 0.86775 | Default Emission Factor
Industrial Park | 7934_G_7 | 7934 | G | 7 |  | Combustion Turbine | PJM_COMD | Illinois | Whiteside | 1.8 | 2002 | 9999 |  |  |  | 0.86775 | Default Emission Factor
Industrial Park | 7934_G_8 | 7934 | G | 8 |  | Combustion Turbine | PJM_COMD | Illinois | Whiteside | 2.2 | 2011 | 9999 |  |  |  | 0.86775 | Default Emission Factor
Industrial Park | 7934_G_9 | 7934 | G | 9 |  | Combustion Turbine | PJM_COMD | Illinois | Whiteside | 2.2 | 2011 | 9999 |  |  |  | 0.86775 | Default Emission Factor
Trenton South | 7935_G_1 | 7935 | G | 1 |  | Combustion Turbine | MIS_MO | Missouri | Grundy | 1.8 | 2000 | 9999 |  |  |  | 0.86775 | Default Emission Factor
Trenton South | 7935_G_2 | 7935 | G | 2 |  | Combustion Turbine | MIS_MO | Missouri | Grundy | 1.8 | 2000 | 9999 |  |  |  | 0.86775 | Default Emission Factor
Trenton South | 7935_G_3 | 7935 | G | 3 |  | Combustion Turbine | MIS_MO | Missouri | Grundy | 1.8 | 2000 | 9999 |  |  |  | 0.86775 | Default Emission Factor
Trenton South | 7935_G_4 | 7935 | G | 4 |  | Combustion Turbine | MIS_MO | Missouri | Grundy | 1.8 | 2000 | 9999 |  |  |  | 0.86775 | Default Emission Factor
Trenton South | 7935_G_5 | 7935 | G | 5 |  | Combustion Turbine | MIS_MO | Missouri | Grundy | 2 | 2004 | 9999 |  |  |  | 0.86775 | Default Emission Factor
Trenton South | 7935_G_6 | 7935 | G | 6 |  | Combustion Turbine | MIS_MO | Missouri | Grundy | 2 | 2004 | 9999 |  |  |  | 0.86775 | Default Emission Factor
Trenton South | 7935_G_7 | 7935 | G | 7 |  | Combustion Turbine | MIS_MO | Missouri | Grundy | 2 | 2004 | 9999 |  |  |  | 0.86775 | Default Emission Factor
Ponton Diesel Generating Facility | 7940_G_1 | 7940 | G | 1 |  | Combustion Turbine | PJM_Dom | Virginia | Amelia | 2 | 2002 | 9999 |  |  |  | 0.86775 | Default Emission Factor
Ponton Diesel Generating Facility | 7940_G_2 | 7940 | G | 2 |  | Combustion Turbine | PJM_Dom | Virginia | Amelia | 2 | 2002 | 9999 |  |  |  | 0.86775 | Default Emission Factor
Nottoway Diesel Generating Facility | 7941_G_1 | 7941 | G | 1 |  | Combustion Turbine | PJM_Dom | Virginia | Southampton | 2 | 2002 | 9999 | 2018 | 0.02 | 128.5 | 0.31128 | Virginia State Emissions
Nottoway Diesel Generating Facility | 7941_G_2 | 7941 | G | 2 |  | Combustion Turbine | PJM_Dom | Virginia | Southampton | 2 | 2002 | 9999 | 2018 | 0.02 | 128.5 | 0.31128 | Virginia State Emissions
Wansley Unit 9 | 7946_G_CT1 | 7946 | G | CT1 | 8402 | Combined Cycle | S_SOU | Georgia | Heard | 143.4 | 2004 | 9999 | 2019 | 23.24 | 981116 | 0.03954 | NEI 2019
Wansley Unit 9 | 7946_G_CT2 | 7946 | G | CT2 | 8404 | Combined Cycle | S_SOU | Georgia | Heard | 140.6 | 2004 | 9999 | 2017 | 33.98 | 743799 | 0.03954 | NEI 2019
Wansley Unit 9 | 7946_G_ST1 | 7946 | G | ST1 | 8402 | Combined Cycle | S_SOU | Georgia | Heard | 201.7 | 2004 | 9999 |  |  |  | 0.03954 | NEI 2019
Solway CT | 7947_G_1 | 7947 | G | 1 | 8406 | Combustion Turbine | MIS_MAPP | Minnesota | Beltrami | 43.1 | 2003 | 9999 | 2017 | 0.09526 | 35913 | 0.00531 | NEI 2019
Solway CT | 7947_G_D1 | 7947 | G | D1 |  | Combustion Turbine | MIS_MAPP | Minnesota | Beltrami | 1.3 | 2005 | 9999 |  |  |  | 0.86775 | Default Emission Factor
Lawrence County Station | 7948_G_1 | 7948 | G | 1 | 8410 | Combustion Turbine | MIS_INKY | Indiana | Lawrence | 43.8 | 2005 | 9999 | 2017 | 0.18191 | 6759 | 0.05383 | NEI 2019
Lawrence County Station | 7948_G_2 | 7948 | G | 2 | 8412 | Combustion Turbine | MIS_INKY | Indiana | Lawrence | 43.8 | 2005 | 9999 | 2017 | 0.20469 | 6759 | 0.06057 | NEI 2019
Lawrence County Station | 7948_G_3 | 7948 | G | 3 | 8414 | Combustion Turbine | MIS_INKY | Indiana | Lawrence | 43.8 | 2005 | 9999 | 2019 | 0.19229 | 6724.8333 | 0.05719 | NEI 2019
Lawrence County Station | 7948_G_4 | 7948 | G | 4 | 8416 | Combustion Turbine | MIS_INKY | Indiana | Lawrence | 43.8 | 2005 | 9999 | 2017 | 0.20569 | 6759 | 0.06086 | NEI 2019
Lawrence County Station | 7948_G_5 | 7948 | G | 5 | 88290 | Combustion Turbine | MIS_INKY | Indiana | Lawrence | 43.8 | 2005 | 9999 | 2017 | 0.33299 | 6759 | 0.09853 | NEI 2019
Lawrence County Station | 7948_G_6 | 7948 | G | 6 | 88291 | Combustion Turbine | MIS_INKY | Indiana | Lawrence | 43.8 | 2005 | 9999 | 2017 | 0.37955 | 6759 | 0.11231 | NEI 2019
Evander Andrews Power Complex | 7953_G_1 | 7953 | G | 1 | 90108 | Combustion Turbine | WECC_ID | Idaho | Elmore | 171 | 2008 | 9999 | 2017 | 2.1809 | 45022.5179 | 0.09688 | NEI 2019
Evander Andrews Power Complex | 7953_G_2 | 7953 | G | 2 | 8422 | Combustion Turbine | WECC_ID | Idaho | Elmore | 41.4 | 2001 | 9999 |  |  |  | 0.155 | Default Emission Factor
Evander Andrews Power Complex | 7953_G_3 | 7953 | G | 3 | 8424 | Combustion Turbine | WECC_ID | Idaho | Elmore | 39 | 2001 | 9999 | 2019 | 0.12181 | 45725.716 | 0.00533 | NEI 2019
Field Street | 7954_G_1 | 7954 | G | 1 |  | Combustion Turbine | FRCC | Florida | Volusia | 22 | 2001 | 9999 |  |  |  | 0.155 | Default Emission Factor
Field Street | 7954_G_2 | 7954 | G | 2 |  | Combustion Turbine | FRCC | Florida | Volusia | 22 | 2001 | 9999 |  |  |  | 0.155 | Default Emission Factor
Elk City Station | 7955_G_1 | 7955 | G | 1 |  | Landfill Gas | SPP_NEBR | Nebraska | Douglas | 0.8 | 2002 | 9999 |  |  |  | 0.61247 | Default Emission Factor
Elk City Station | 7955_G_2 | 7955 | G | 2 |  | Landfill Gas | SPP_NEBR | Nebraska | Douglas | 0.8 | 2002 | 9999 |  |  |  | 0.61247 | Default Emission Factor
Elk City Station | 7955_G_3 | 7955 | G | 3 |  | Landfill Gas | SPP_NEBR | Nebraska | Douglas | 0.8 | 2002 | 9999 |  |  |  | 0.61247 | Default Emission Factor
Elk City Station | 7955_G_4 | 7955 | G | 4 |  | Landfill Gas | SPP_NEBR | Nebraska | Douglas | 0.8 | 2002 | 9999 |  |  |  | 0.61247 | Default Emission Factor
Elk City Station | 7955_G_5 | 7955 | G | 5 |  | Landfill Gas | SPP_NEBR | Nebraska | Douglas | 0.8 | 2006 | 9999 |  |  |  | 0.61247 | Default Emission Factor
Elk City Station | 7955_G_6 | 7955 | G | 6 |  | Landfill Gas | SPP_NEBR | Nebraska | Douglas | 0.8 | 2006 | 9999 |  |  |  | 0.61247 | Default Emission Factor
Elk City Station | 7955_G_7 | 7955 | G | 7 |  | Landfill Gas | SPP_NEBR | Nebraska | Douglas | 0.8 | 2006 | 9999 |  |  |  | 0.61247 | Default Emission Factor
Elk City Station | 7955_G_8 | 7955 | G | 8 |  | Landfill Gas | SPP_NEBR | Nebraska | Douglas | 0.8 | 2009 | 9999 |  |  |  | 0.61247 | Default Emission Factor
Sediver | 7957_G_1 | 7957 | G | 1 |  | Combustion Turbine | S_VACA | South Carolina | York | 2.4 | 2003 | 9999 |  |  |  | 0.86775 | Default Emission Factor
Horry Land Fill Gas Site | 7958_G_HG1 | 7958 | G | HG1 |  | Landfill Gas | S_VACA | South Carolina | Horry | 1.1 | 2001 | 9999 |  |  |  | 0.61247 | Default Emission Factor
Horry Land Fill Gas Site | 7958_G_HG2 | 7958 | G | HG2 |  | Landfill Gas | S_VACA | South Carolina | Horry | 1.1 | 2001 | 9999 |  |  |  | 0.61247 | Default Emission Factor
Horry Land Fill Gas Site | 7958_G_HG3 | 7958 | G | HG3 |  | Landfill Gas | S_VACA | South Carolina | Horry | 1.1 | 2003 | 9999 |  |  |  | 0.61247 | Default Emission Factor
Kemper County | 7960_G_GT1 | 7960 | G | GT1 | 3379 | Combustion Turbine | S_C_TVA | Mississippi | Kemper | 73.3 | 2002 | 9999 | 2017 | 2.96 | 56686.25 | 0.10443 | NEI 2019
Kemper County | 7960_G_GT2 | 7960 | G | GT2 | 3380 | Combustion Turbine | S_C_TVA | Mississippi | Kemper | 73.3 | 2002 | 9999 | 2017 | 4.67 | 56686.25 | 0.16477 | NEI 2019
Kemper County | 7960_G_GT3 | 7960 | G | GT3 | 3381 | Combustion Turbine | S_C_TVA | Mississippi | Kemper | 73.3 | 2002 | 9999 | 2017 | 3.47 | 56686.25 | 0.12243 | NEI 2019
Kemper County | 7960_G_GT4 | 7960 | G | GT4 | 3382 | Combustion Turbine | S_C_TVA | Mississippi | Kemper | 73.3 | 2002 | 9999 | 2017 | 4.67 | 56686.25 | 0.16477 | NEI 2019
Warren F Sam Beasley Generation Station | 7962_G_001 | 7962 | G | 001 | 8426 | Combustion Turbine | PJM_EMAC | Delaware | Kent | 48 | 2002 | 9999 | 2019 | 0.68253 | 14011.5918 | 0.09742 | NEI 2019
Warren F Sam Beasley Generation Station | 7962_G_002 | 7962 | G | 002 | 90703 | Combustion Turbine | PJM_EMAC | Delaware | Kent | 50 | 2012 | 9999 | 2019 | 0.50402 | 14595.4082 | 0.06907 | NEI 2019
Peno Creek | 7964_G_GT1 | 7964 | G | GT1 | 9048 | Combustion Turbine | MIS_MO | Missouri | Pike | 47 | 2002 | 9999 | 2019 | 0.3829 | 16131.25 | 0.04747 | NEI 2019
Peno Creek | 7964_G_GT2 | 7964 | G | GT2 | 9050 | Combustion Turbine | MIS_MO | Missouri | Pike | 47 | 2002 | 9999 | 2019 | 0.192 | 16131.25 | 0.02381 | NEI 2019
Peno Creek | 7964_G_GT3 | 7964 | G | GT3 | 9052 | Combustion Turbine | MIS_MO | Missouri | Pike | 47 | 2002 | 9999 | 2019 | 0.3308 | 16131.25 | 0.04101 | NEI 2019
Peno Creek | 7964_G_GT4 | 7964 | G | GT4 | 9054 | Combustion Turbine | MIS_MO | Missouri | Pike | 47 | 2002 | 9999 | 2019 | 0.2918 | 16131.25 | 0.03618 | NEI 2019
Lordsburg Generating | 7967_G_GT1 | 7967 | G | GT1 | 9190 | Combustion Turbine | WECC_NM | New Mexico | Hidalgo | 37 | 2002 | 9999 | 2019 | 0.474 | 9908 | 0.09568 | NEI 2019
Lordsburg Generating | 7967_G_GT2 | 7967 | G | GT2 | 9191 | Combustion Turbine | WECC_NM | New Mexico | Hidalgo | 37 | 2002 | 9999 | 2019 | 0.651 | 9908 | 0.13141 | NEI 2019
Pella Peaking | 7971_G_10 | 7971 | G | 10 |  | Combustion Turbine | MIS_MIDA | Iowa | Marion | 1.8 | 2003 | 9999 |  |  |  | 0.86775 | Default Emission Factor
Pella Peaking | 7971_G_11 | 7971 | G | 11 |  | Combustion Turbine | MIS_MIDA | Iowa | Marion | 1.8 | 2003 | 9999 |  |  |  | 0.86775 | Default Emission Factor
Pella Peaking | 7971_G_12 | 7971 | G | 12 |  | Combustion Turbine | MIS_MIDA | Iowa | Marion | 1.8 | 2003 | 9999 |  |  |  | 0.86775 | Default Emission Factor
Pella Peaking | 7971_G_13 | 7971 | G | 13 |  | Combustion Turbine | MIS_MIDA | Iowa | Marion | 1.8 | 2003 | 9999 |  |  |  | 0.86775 | Default Emission Factor
Pella Peaking | 7971_G_14 | 7971 | G | 14 |  | Combustion Turbine | MIS_MIDA | Iowa | Marion | 1.8 | 2003 | 9999 |  |  |  | 0.86775 | Default Emission Factor
Pella Peaking | 7971_G_15 | 7971 | G | 15 |  | Combustion Turbine | MIS_MIDA | Iowa | Marion | 1.8 | 2003 | 9999 |  |  |  | 0.86775 | Default Emission Factor
Pella Peaking | 7971_G_16 | 7971 | G | 16 |  | Combustion Turbine | MIS_MIDA | Iowa | Marion | 1.8 | 2003 | 9999 |  |  |  | 0.86775 | Default Emission Factor
Pella Peaking | 7971_G_3 | 7971 | G | 3 |  | Combustion Turbine | MIS_MIDA | Iowa | Marion | 1.8 | 2003 | 9999 |  |  |  | 0.86775 | Default Emission Factor
Pella Peaking | 7971_G_4 | 7971 | G | 4 |  | Combustion Turbine | MIS_MIDA | Iowa | Marion | 1.8 | 2003 | 9999 |  |  |  | 0.86775 | Default Emission Factor
Pella Peaking | 7971_G_5 | 7971 | G | 5 |  | Combustion Turbine | MIS_MIDA | Iowa | Marion | 1.8 | 2003 | 9999 |  |  |  | 0.86775 | Default Emission Factor
Pella Peaking | 7971_G_6 | 7971 | G | 6 |  | Combustion Turbine | MIS_MIDA | Iowa | Marion | 1.8 | 2003 | 9999 |  |  |  | 0.86775 | Default Emission Factor
Pella Peaking | 7971_G_7 | 7971 | G | 7 |  | Combustion Turbine | MIS_MIDA | Iowa | Marion | 1.8 | 2003 | 9999 |  |  |  | 0.86775 | Default Emission Factor
Pella Peaking | 7971_G_8 | 7971 | G | 8 |  | Combustion Turbine | MIS_MIDA | Iowa | Marion | 1.8 | 2003 | 9999 |  |  |  | 0.86775 | Default Emission Factor
Pella Peaking | 7971_G_9 | 7971 | G | 9 |  | Combustion Turbine | MIS_MIDA | Iowa | Marion | 1.8 | 2003 | 9999 |  |  |  | 0.86775 | Default Emission Factor
Sumpter | 7972_G_1 | 7972 | G | 1 | 9882 | Combustion Turbine | MIS_LMI | Michigan | Wayne | 77 | 2002 | 9999 | 2019 | 2.858 | 68674.0629 | 0.08323 | NEI 2019
Sumpter | 7972_G_2 | 7972 | G | 2 | 9883 | Combustion Turbine | MIS_LMI | Michigan | Wayne | 77.5 | 2002 | 9999 | 2019 | 2.881 | 69119.9984 | 0.08336 | NEI 2019
Sumpter | 7972_G_3 | 7972 | G | 3 | 9884 | Combustion Turbine | MIS_LMI | Michigan | Wayne | 76.6 | 2002 | 9999 | 2019 | 2.883 | 68317.3145 | 0.0844 | NEI 2019
Sumpter | 7972_G_4 | 7972 | G | 4 | 9885 | Combustion Turbine | MIS_LMI | Michigan | Wayne | 77.3 | 2002 | 9999 | 2019 | 2.754 | 68941.6242 | 0.07989 | NEI 2019
Sharpe | 7973_G_1 | 7973 | G | 1 |  | Combustion Turbine | SPP_N | Kansas | Coffey | 2 | 2002 | 9999 |  |  |  | 0.86775 | Default Emission Factor
Sharpe | 7973_G_10 | 7973 | G | 10 |  | Combustion Turbine | SPP_N | Kansas | Coffey | 2 | 2002 | 9999 |  |  |  | 0.86775 | Default Emission Factor
Sharpe | 7973_G_2 | 7973 | G | 2 |  | Combustion Turbine | SPP_N | Kansas | Coffey | 2 | 2002 | 9999 |  |  |  | 0.86775 | Default Emission Factor
Sharpe | 7973_G_3 | 7973 | G | 3 |  | Combustion Turbine | SPP_N | Kansas | Coffey | 2 | 2002 | 9999 |  |  |  | 0.86775 | Default Emission Factor
Sharpe | 7973_G_4 | 7973 | G | 4 |  | Combustion Turbine | SPP_N | Kansas | Coffey | 2 | 2002 | 9999 |  |  |  | 0.86775 | Default Emission Factor
Sharpe | 7973_G_5 | 7973 | G | 5 |  | Combustion Turbine | SPP_N | Kansas | Coffey | 2 | 2002 | 9999 |  |  |  | 0.86775 | Default Emission Factor
Sharpe | 7973_G_6 | 7973 | G | 6 |  | Combustion Turbine | SPP_N | Kansas | Coffey | 2 | 2002 | 9999 |  |  |  | 0.86775 | Default Emission Factor
Sharpe | 7973_G_7 | 7973 | G | 7 |  | Combustion Turbine | SPP_N | Kansas | Coffey | 2 | 2002 | 9999 |  |  |  | 0.86775 | Default Emission Factor
Sharpe | 7973_G_8 | 7973 | G | 8 |  | Combustion Turbine | SPP_N | Kansas | Coffey | 2 | 2002 | 9999 |  |  |  | 0.86775 | Default Emission Factor
Sharpe | 7973_G_9 | 7973 | G | 9 |  | Combustion Turbine | SPP_N | Kansas | Coffey | 2 | 2002 | 9999 |  |  |  | 0.86775 | Default Emission Factor
Pyramid | 7975_G_1 | 7975 | G | 1 | 9287 | Combustion Turbine | WECC_NM | New Mexico | Hidalgo | 39.5 | 2003 | 9999 | 2019 | 3.8 | 68446.5 | 0.11104 | NEI 2019
Pyramid | 7975_G_2 | 7975 | G | 2 | 9288 | Combustion Turbine | WECC_NM | New Mexico | Hidalgo | 39.5 | 2003 | 9999 | 2019 | 1 | 68446.5 | 0.02922 | NEI 2019
Pyramid | 7975_G_3 | 7975 | G | 3 | 9289 | Combustion Turbine | WECC_NM | New Mexico | Hidalgo | 39.5 | 2003 | 9999 | 2019 | 1.7 | 68446.5 | 0.04967 | NEI 2019
Pyramid | 7975_G_4 | 7975 | G | 4 | 9290 | Combustion Turbine | WECC_NM | New Mexico | Hidalgo | 39.5 | 2003 | 9999 | 2019 | 2.5 | 68446.5 | 0.07305 | NEI 2019
Mulvane 2 | 7976_G_10 | 7976 | G | 10 |  | Combustion Turbine | SPP_N | Kansas | Sedgwick | 3.8 | 2003 | 9999 |  |  |  | 0.86775 | Default Emission Factor
Mulvane 2 | 7976_G_11 | 7976 | G | 11 |  | Combustion Turbine | SPP_N | Kansas | Sedgwick | 3.8 | 2003 | 9999 |  |  |  | 0.86775 | Default Emission Factor
Mulvane 2 | 7976_G_9 | 7976 | G | 9 |  | Combustion Turbine | SPP_N | Kansas | Sedgwick | 1 | 2003 | 9999 |  |  |  | 0.86775 | Default Emission Factor
Granite Falls 2 | 7977_G_1 | 7977 | G | 1 |  | Combustion Turbine | MIS_MNWI | Minnesota | Yellow Medicine | 2 | 2003 | 9999 |  |  |  | 0.86775 | Default Emission Factor
Granite Falls 2 | 7977_G_2 | 7977 | G | 2 |  | Combustion Turbine | MIS_MNWI | Minnesota | Yellow Medicine | 2 | 2003 | 9999 |  |  |  | 0.86775 | Default Emission Factor
Granite Falls 2 | 7977_G_3 | 7977 | G | 3 |  | Combustion Turbine | MIS_MNWI | Minnesota | Yellow Medicine | 2 | 2003 | 9999 |  |  |  | 0.86775 | Default Emission Factor
Mill Creek (SC) | 7981_G_1 | 7981 | G | 1 | 9192 | Combustion Turbine | S_VACA | South Carolina | Cherokee | 71 | 2002 | 9999 | 2019 | 0.28019 | 9218.7762 | 0.06079 | NEI 2019
Mill Creek (SC) | 7981_G_2 | 7981 | G | 2 | 9193 | Combustion Turbine | S_VACA | South Carolina | Cherokee | 70 | 2002 | 9999 | 2019 | 0.30242 | 9088.9343 | 0.06655 | NEI 2019
Mill Creek (SC) | 7981_G_3 | 7981 | G | 3 | 9194 | Combustion Turbine | S_VACA | South Carolina | Cherokee | 71 | 2002 | 9999 | 2019 | 0.31535 | 9218.7762 | 0.06842 | NEI 2019
Mill Creek (SC) | 7981_G_4 | 7981 | G | 4 | 9195 | Combustion Turbine | S_VACA | South Carolina | Cherokee | 70 | 2002 | 9999 | 2019 | 0.30315 | 9088.9343 | 0.06671 | NEI 2019
Mill Creek (SC) | 7981_G_5 | 7981 | G | 5 | 9196 | Combustion Turbine | S_VACA | South Carolina | Cherokee | 69 | 2003 | 9999 | 2017 | 0.27291 | 5740.9716 | 0.09508 | NEI 2019
Mill Creek (SC) | 7981_G_6 | 7981 | G | 6 | 9197 | Combustion Turbine | S_VACA | South Carolina | Cherokee | 71 | 2003 | 9999 | 2017 | 0.2815 | 5907.3766 | 0.09531 | NEI 2019
Mill Creek (SC) | 7981_G_7 | 7981 | G | 7 | 9198 | Combustion Turbine | S_VACA | South Carolina | Cherokee | 70 | 2003 | 9999 | 2017 | 0.28401 | 5824.1741 | 0.09753 | NEI 2019
Mill Creek (SC) | 7981_G_8 | 7981 | G | 8 | 9199 | Combustion Turbine | S_VACA | South Carolina | Cherokee | 71 | 2003 | 9999 | 2019 | 0.29181 | 9218.7762 | 0.06331 | NEI 2019
South Generation | 7982_G_3 | 7982 | G | 3 |  | Combustion Turbine | MIS_MNWI | Minnesota | Redwood | 2 | 2003 | 9999 | 2017 | 0.025217 | 33.5484 | 1.5033 | NEI 2019
South Generation | 7982_G_4 | 7982 | G | 4 |  | Combustion Turbine | MIS_MNWI | Minnesota | Redwood | 2 | 2003 | 9999 | 2017 | 0.024314 | 33.5484 | 1.4495 | NEI 2019
South Generation | 7982_G_5 | 7982 | G | 5 |  | Combustion Turbine | MIS_MNWI | Minnesota | Redwood | 2.2 | 2003 | 9999 | 2017 | 0.025368 | 36.9032 | 1.3748 | NEI 2019
Kalkaska CT #1 | 7984_G_001 | 7984 | G | 001 | 9291 | Combustion Turbine | MIS_LMI | Michigan | Kalkaska | 47.3 | 2002 | 9999 | 2019 | 0.795 | 25391 | 0.06262 | NEI 2019
Greater Des Moines | 7985_G_GT1 | 7985 | G | GT1 | 9886 | Combined Cycle | MIS_MIDA | Iowa | Polk | 155.4 | 2003 | 9999 | 2019 | 7.8416 | 132083 | 0.07541 | NEI 2019
Greater Des Moines | 7985_G_GT2 | 7985 | G | GT2 | 9887 | Combined Cycle | MIS_MIDA | Iowa | Polk | 154.4 | 2003 | 9999 | 2019 | 8.6976 | 143620 | 0.07541 | NEI 2019
Greater Des Moines | 7985_G_ST1 | 7985 | G | ST1 | 9886 | Combined Cycle | MIS_MIDA | Iowa | Polk | 179 | 2004 | 9999 |  |  |  | 0.07541 | NEI 2019
Lake One | 7987_G_L1 | 7987 | G | L1 | 9888 | Combustion Turbine | WEC_LADW | California | Los Angeles | 48 | 2002 | 9999 |  |  |  | 0.155 | Default Emission Factor
Silver Creek | 7988_G_1 | 7988 | G | 1 | 88205 | Combustion Turbine | MIS_MS | Mississippi | Jefferson Davis | 75 | 2003 | 9999 | 2017 | 4.4772 | 37502.6667 | 0.23877 | NEI 2019
Silver Creek | 7988_G_2 | 7988 | G | 2 | 88206 | Combustion Turbine | MIS_MS | Mississippi | Jefferson Davis | 75 | 2004 | 9999 | 2017 | 3.822 | 37502.6667 | 0.20383 | NEI 2019
Silver Creek | 7988_G_3 | 7988 | G | 3 | 88207 | Combustion Turbine | MIS_MS | Mississippi | Jefferson Davis | 75 | 2005 | 9999 | 2019 | 3.64 | 15209.6667 | 0.47864 | NEI 2019
Sylvarena | 7989_G_1 | 7989 | G | 1 | 88208 | Combustion Turbine | MIS_MS | Mississippi | Smith | 43 | 2003 | 9999 |  |  |  | 0.155 | Default Emission Factor
Sylvarena | 7989_G_2 | 7989 | G | 2 | 88209 | Combustion Turbine | MIS_MS | Mississippi | Smith | 43 | 2003 | 9999 |  |  |  | 0.155 | Default Emission Factor
Sylvarena | 7989_G_3 | 7989 | G | 3 | 88210 | Combustion Turbine | MIS_MS | Mississippi | Smith | 43 | 2003 | 9999 |  |  |  | 0.155 | Default Emission Factor
Altamont | 7990_G_1 | 7990 | G | 1 |  | Combustion Turbine | MIS_IL | Illinois | Effingham | 1.8 | 2002 | 9999 |  |  |  | 0.86775 | Default Emission Factor
Altamont | 7990_G_2 | 7990 | G | 2 |  | Combustion Turbine | MIS_IL | Illinois | Effingham | 1.8 | 2002 | 9999 |  |  |  | 0.86775 | Default Emission Factor
Altamont | 7990_G_3 | 7990 | G | 3 |  | Combustion Turbine | MIS_IL | Illinois | Effingham | 1.8 | 2002 | 9999 |  |  |  | 0.86775 | Default Emission Factor
Altamont | 7990_G_4 | 7990 | G | 4 |  | Combustion Turbine | MIS_IL | Illinois | Effingham | 1.8 | 2006 | 9999 |  |  |  | 0.86775 | Default Emission Factor
West Campus Cogeneration Facility | 7991_G_1 | 7991 | G | 1 | 10043 | Combined Cycle | MIS_WUMS | Wisconsin | Dane | 31.6 | 2005 | 9999 |  |  |  | 0.02462 | NEI 2019
West Campus Cogeneration Facility | 7991_G_CT2 | 7991 | G | CT2 | 10044 | Combined Cycle | MIS_WUMS | Wisconsin | Dane | 32 | 2005 | 9999 | 2019 | 2.2091 | 114190 | 0.02462 | NEI 2019
West Campus Cogeneration Facility | 7991_G_STG1 | 7991 | G | STG1 | 10043 | Combined Cycle | MIS_WUMS | Wisconsin | Dane | 66.5 | 2005 | 9999 | 2017 | 1.9754 | 191104 | 0.02462 | NEI 2019
Airport Industrial | 7995_G_IC1 | 7995 | G | IC1 |  | Combustion Turbine | WECC_CO | Colorado | Pueblo | 2.5 | 2002 | 9999 |  |  |  | 0.86775 | Default Emission Factor
Airport Industrial | 7995_G_IC2 | 7995 | G | IC2 |  | Combustion Turbine | WECC_CO | Colorado | Pueblo | 2.5 | 2002 | 9999 |  |  |  | 0.86775 | Default Emission Factor
Airport Industrial | 7995_G_IC3 | 7995 | G | IC3 |  | Combustion Turbine | WECC_CO | Colorado | Pueblo | 2.5 | 2002 | 9999 |  |  |  | 0.86775 | Default Emission Factor
Airport Industrial | 7995_G_IC4 | 7995 | G | IC4 |  | Combustion Turbine | WECC_CO | Colorado | Pueblo | 2.5 | 2002 | 9999 |  |  |  | 0.86775 | Default Emission Factor
Winston | 7997_G_WD01 | 7997 | G | WD01 |  | Combustion Turbine | FRCC | Florida | Polk | 2.5 | 2001 | 9999 |  |  |  | 0.86775 | Default Emission Factor
Winston | 7997_G_WD02 | 7997 | G | WD02 |  | Combustion Turbine | FRCC | Florida | Polk | 2.5 | 2001 | 9999 |  |  |  | 0.86775 | Default Emission Factor
Winston | 7997_G_WD03 | 7997 | G | WD03 |  | Combustion Turbine | FRCC | Florida | Polk | 2.5 | 2001 | 9999 |  |  |  | 0.86775 | Default Emission Factor
Winston | 7997_G_WD04 | 7997 | G | WD04 |  | Combustion Turbine | FRCC | Florida | Polk | 2.5 | 2001 | 9999 |  |  |  | 0.86775 | Default Emission Factor
Winston | 7997_G_WD05 | 7997 | G | WD05 |  | Combustion Turbine | FRCC | Florida | Polk | 2.5 | 2001 | 9999 |  |  |  | 0.86775 | Default Emission Factor
Winston | 7997_G_WD06 | 7997 | G | WD06 |  | Combustion Turbine | FRCC | Florida | Polk | 2.5 | 2001 | 9999 |  |  |  | 0.86775 | Default Emission Factor
Winston | 7997_G_WD07 | 7997 | G | WD07 |  | Combustion Turbine | FRCC | Florida | Polk | 2.5 | 2001 | 9999 |  |  |  | 0.86775 | Default Emission Factor
Winston | 7997_G_WD08 | 7997 | G | WD08 |  | Combustion Turbine | FRCC | Florida | Polk | 2.5 | 2001 | 9999 |  |  |  | 0.86775 | Default Emission Factor
Winston | 7997_G_WD09 | 7997 | G | WD09 |  | Combustion Turbine | FRCC | Florida | Polk | 2.5 | 2001 | 9999 |  |  |  | 0.86775 | Default Emission Factor
Winston | 7997_G_WD10 | 7997 | G | WD10 |  | Combustion Turbine | FRCC | Florida | Polk | 2.5 | 2001 | 9999 |  |  |  | 0.86775 | Default Emission Factor
Winston | 7997_G_WD11 | 7997 | G | WD11 |  | Combustion Turbine | FRCC | Florida | Polk | 2.5 | 2001 | 9999 |  |  |  | 0.86775 | Default Emission Factor
Winston | 7997_G_WD12 | 7997 | G | WD12 |  | Combustion Turbine | FRCC | Florida | Polk | 2.5 | 2001 | 9999 |  |  |  | 0.86775 | Default Emission Factor
Winston | 7997_G_WD13 | 7997 | G | WD13 |  | Combustion Turbine | FRCC | Florida | Polk | 2.5 | 2001 | 9999 |  |  |  | 0.86775 | Default Emission Factor
Winston | 7997_G_WD14 | 7997 | G | WD14 |  | Combustion Turbine | FRCC | Florida | Polk | 2.5 | 2001 | 9999 |  |  |  | 0.86775 | Default Emission Factor
Winston | 7997_G_WD15 | 7997 | G | WD15 |  | Combustion Turbine | FRCC | Florida | Polk | 2.5 | 2001 | 9999 |  |  |  | 0.86775 | Default Emission Factor
Winston | 7997_G_WD16 | 7997 | G | WD16 |  | Combustion Turbine | FRCC | Florida | Polk | 2.5 | 2001 | 9999 |  |  |  | 0.86775 | Default Emission Factor
Winston | 7997_G_WD17 | 7997 | G | WD17 |  | Combustion Turbine | FRCC | Florida | Polk | 2.5 | 2001 | 9999 |  |  |  | 0.86775 | Default Emission Factor
Winston | 7997_G_WD18 | 7997 | G | WD18 |  | Combustion Turbine | FRCC | Florida | Polk | 2.5 | 2001 | 9999 |  |  |  | 0.86775 | Default Emission Factor
Winston | 7997_G_WD19 | 7997 | G | WD19 |  | Combustion Turbine | FRCC | Florida | Polk | 2.5 | 2001 | 9999 |  |  |  | 0.86775 | Default Emission Factor
Winston | 7997_G_WD20 | 7997 | G | WD20 |  | Combustion Turbine | FRCC | Florida | Polk | 2.5 | 2001 | 9999 |  |  |  | 0.86775 | Default Emission Factor
Grays Harbor Energy Facility | 7999_G_CT1 | 7999 | G | CT1 | 89846 | Combined Cycle | WECC_PNW | Washington | Grays Harbor | 151 | 2008 | 9999 | 2019 | 30 | 1022011 | 0.03323 | NEI 2019
Grays Harbor Energy Facility | 7999_G_CT2 | 7999 | G | CT2 | 89847 | Combined Cycle | WECC_PNW | Washington | Grays Harbor | 153 | 2008 | 9999 | 2019 | 26.6 | 1026667 | 0.03323 | NEI 2019
Grays Harbor Energy Facility | 7999_G_ST1 | 7999 | G | ST1 | 89846 | Combined Cycle | WECC_PNW | Washington | Grays Harbor | 300 | 2008 | 9999 |  |  |  | 0.03323 | NEI 2019
Beatrice | 8000_G_CT1 | 8000 | G | CT1 | 88088 | Combined Cycle | SPP_NEBR | Nebraska | Gage | 69 | 2005 | 9999 | 2019 | 3.949 | 456737 | 0.02252 | NEI 2019
Beatrice | 8000_G_CT2 | 8000 | G | CT2 | 88089 | Combined Cycle | SPP_NEBR | Nebraska | Gage | 68 | 2005 | 9999 | 2019 | 3.2286 | 180637 | 0.02252 | NEI 2019
Beatrice | 8000_G_ST1 | 8000 | G | ST1 | 88088 | Combined Cycle | SPP_NEBR | Nebraska | Gage | 83 | 2005 | 9999 |  |  |  | 0.02252 | NEI 2019
Holtsville | 8007_G_1 | 8007 | G | 1 | 3402 | Combustion Turbine | NY_Z_K | New York | Suffolk | 55.5 | 1974 | 9999 | 2019 | 1.866 | 19721 | 0.18924 | NEI 2019
Holtsville | 8007_G_10 | 8007 | G | 10 | 3411 | Combustion Turbine | NY_Z_K | New York | Suffolk | 54.1 | 1975 | 9999 |  |  |  | 0.18924 | NEI 2019
Holtsville | 8007_G_2 | 8007 | G | 2 | 3403 | Combustion Turbine | NY_Z_K | New York | Suffolk | 55.6 | 1974 | 9999 |  |  |  | 0.18924 | NEI 2019
Holtsville | 8007_G_3 | 8007 | G | 3 | 3404 | Combustion Turbine | NY_Z_K | New York | Suffolk | 51 | 1974 | 9999 |  |  |  | 0.18924 | NEI 2019
Holtsville | 8007_G_4 | 8007 | G | 4 | 3405 | Combustion Turbine | NY_Z_K | New York | Suffolk | 52.4 | 1974 | 9999 |  |  |  | 0.18924 | NEI 2019
Holtsville | 8007_G_5 | 8007 | G | 5 | 3406 | Combustion Turbine | NY_Z_K | New York | Suffolk | 53.4 | 1974 | 9999 |  |  |  | 0.18924 | NEI 2019
Holtsville | 8007_G_6 | 8007 | G | 6 | 3407 | Combustion Turbine | NY_Z_K | New York | Suffolk | 50.4 | 1975 | 9999 |  |  |  | 0.18924 | NEI 2019
Holtsville | 8007_G_7 | 8007 | G | 7 | 3408 | Combustion Turbine | NY_Z_K | New York | Suffolk | 49.2 | 1975 | 9999 |  |  |  | 0.18924 | NEI 2019
Holtsville | 8007_G_8 | 8007 | G | 8 | 3409 | Combustion Turbine | NY_Z_K | New York | Suffolk | 55.4 | 1975 | 9999 |  |  |  | 0.18924 | NEI 2019
Holtsville | 8007_G_9 | 8007 | G | 9 | 3410 | Combustion Turbine | NY_Z_K | New York | Suffolk | 55.3 | 1975 | 9999 |  |  |  | 0.18924 | NEI 2019
Mickleton Station | 8008_G_MICK | 8008 | G | MICK | 3422 | Combustion Turbine | PJM_EMAC | New Jersey | Gloucester | 64.9 | 1974 | 9999 | 2019 | 0.024 | 59 | 0.81356 | NEI 2019
Murray Turbine | 8010_G_1 | 8010 | G | 1 |  | Combustion Turbine | WECC_UT | Utah | Salt Lake | 12 | 2001 | 9999 | 2017 | 0.024311 | 475 | 0.10236 | NEI 2019
Murray Turbine | 8010_G_2 | 8010 | G | 2 |  | Combustion Turbine | WECC_UT | Utah | Salt Lake | 12 | 2001 | 9999 | 2017 | 0.005729 | 475 | 0.02412 | NEI 2019
Murray Turbine | 8010_G_3 | 8010 | G | 3 |  | Combustion Turbine | WECC_UT | Utah | Salt Lake | 12 | 2002 | 9999 | 2017 | 0.028121 | 475 | 0.11841 | NEI 2019
Croydon CT Generating Station | 8012_G_11 | 8012 | G | 11 | 3423 | Combustion Turbine | PJM_EMAC | Pennsylvania | Bucks | 49 | 1974 | 9999 | 2019 | 0.0934 | 332.0972 | 0.56249 | NEI 2019
Croydon CT Generating Station | 8012_G_12 | 8012 | G | 12 | 3424 | Combustion Turbine | PJM_EMAC | Pennsylvania | Bucks | 49 | 1974 | 9999 | 2019 | 0.061 | 332.0972 | 0.36736 | NEI 2019
Croydon CT Generating Station | 8012_G_21 | 8012 | G | 21 | 3425 | Combustion Turbine | PJM_EMAC | Pennsylvania | Bucks | 49 | 1974 | 9999 | 2017 | 0.0776 | 1139.6573 | 0.13618 | NEI 2019
Croydon CT Generating Station | 8012_G_22 | 8012 | G | 22 | 3426 | Combustion Turbine | PJM_EMAC | Pennsylvania | Bucks | 49 | 1974 | 9999 | 2019 | 0.1028 | 332.0972 | 0.6191 | NEI 2019
Croydon CT Generating Station | 8012_G_31 | 8012 | G | 31 | 3427 | Combustion Turbine | PJM_EMAC | Pennsylvania | Bucks | 49 | 1974 | 9999 | 2019 | 0.0962 | 332.0972 | 0.57935 | NEI 2019
Croydon CT Generating Station | 8012_G_32 | 8012 | G | 32 | 3428 | Combustion Turbine | PJM_EMAC | Pennsylvania | Bucks | 48 | 1974 | 9999 | 2019 | 0.0332 | 325.3197 | 0.20411 | NEI 2019
Croydon CT Generating Station | 8012_G_41 | 8012 | G | 41 | 3429 | Combustion Turbine | PJM_EMAC | Pennsylvania | Bucks | 49 | 1974 | 9999 | 2019 | 0.1072 | 332.0972 | 0.64559 | NEI 2019
Croydon CT Generating Station | 8012_G_42 | 8012 | G | 42 | 3430 | Combustion Turbine | PJM_EMAC | Pennsylvania | Bucks | 49 | 1974 | 9999 | 2019 | 0.1064 | 332.0972 | 0.64078 | NEI 2019
Winter | 8013_G_IC 1 | 8013 | G | IC 1 |  | Combustion Turbine | MIS_MNWI | Wisconsin | Sawyer | 2.8 | 2002 | 9999 |  |  |  | 0.86775 | Default Emission Factor
Winter | 8013_G_IC 2 | 8013 | G | IC 2 |  | Combustion Turbine | MIS_MNWI | Wisconsin | Sawyer | 2.8 | 2002 | 9999 |  |  |  | 0.86775 | Default Emission Factor
Paragould Reciprocating | 8015_G_011 | 8015 | G | 011 |  | Combustion Turbine | SPP_WEST | Arkansas | Greene | 6 | 2001 | 9999 |  |  |  | 0.86775 | Default Emission Factor
Paragould Reciprocating | 8015_G_021 | 8015 | G | 021 |  | Combustion Turbine | SPP_WEST | Arkansas | Greene | 6 | 2001 | 9999 |  |  |  | 0.86775 | Default Emission Factor
Paragould Reciprocating | 8015_G_031 | 8015 | G | 031 |  | Combustion Turbine | SPP_WEST | Arkansas | Greene | 6 | 2001 | 9999 |  |  |  | 0.86775 | Default Emission Factor
Factory | 8016_G_1 | 8016 | G | 1 | 9200 | Combustion Turbine | MIS_IL | Illinois | Sangamon | 18 | 1973 | 9999 |  |  |  | 0.155 | Default Emission Factor
Portage | 8019_G_1 | 8019 | G | 1 |  | Combustion Turbine | MIS_WUMS | Michigan | Houghton | 17.4 | 1973 | 9999 |  |  |  | 0.155 | Default Emission Factor
Baldwin City Plant No 2 | 8020_G_7 | 8020 | G | 7 |  | Combustion Turbine | SPP_N | Kansas | Douglas | 3 | 2004 | 9999 |  |  |  | 0.86775 | Default Emission Factor
Baldwin City Plant No 2 | 8020_G_8 | 8020 | G | 8 |  | Combustion Turbine | SPP_N | Kansas | Douglas | 3 | 2004 | 9999 |  |  |  | 0.86775 | Default Emission Factor
Boulder Park | 8022_G_1 | 8022 | G | 1 |  | Combustion Turbine | WECC_PNW | Washington | Spokane | 4.1 | 2002 | 9999 |  |  |  | 0.86775 | Default Emission Factor
Boulder Park | 8022_G_2 | 8022 | G | 2 |  | Combustion Turbine | WECC_PNW | Washington | Spokane | 4.1 | 2002 | 9999 |  |  |  | 0.86775 | Default Emission Factor
Boulder Park | 8022_G_3 | 8022 | G | 3 |  | Combustion Turbine | WECC_PNW | Washington | Spokane | 4.1 | 2002 | 9999 |  |  |  | 0.86775 | Default Emission Factor
Boulder Park | 8022_G_4 | 8022 | G | 4 |  | Combustion Turbine | WECC_PNW | Washington | Spokane | 4.1 | 2002 | 9999 |  |  |  | 0.86775 | Default Emission Factor
Boulder Park | 8022_G_5 | 8022 | G | 5 |  | Combustion Turbine | WECC_PNW | Washington | Spokane | 4.1 | 2002 | 9999 |  |  |  | 0.86775 | Default Emission Factor
Boulder Park | 8022_G_6 | 8022 | G | 6 |  | Combustion Turbine | WECC_PNW | Washington | Spokane | 4.1 | 2002 | 9999 |  |  |  | 0.86775 | Default Emission Factor
Hartzog | 8026_G_1 | 8026 | G | 1 |  | Combustion Turbine | WECC_WY | Wyoming | Campbell | 5 | 2002 | 9999 |  |  |  | 0.155 | Default Emission Factor
Hartzog | 8026_G_2 | 8026 | G | 2 |  | Combustion Turbine | WECC_WY | Wyoming | Campbell | 5 | 2002 | 9999 |  |  |  | 0.155 | Default Emission Factor
Hartzog | 8026_G_3 | 8026 | G | 3 |  | Combustion Turbine | WECC_WY | Wyoming | Campbell | 5 | 2002 | 9999 |  |  |  | 0.155 | Default Emission Factor
Blue Lake | 8027_G_1 | 8027 | G | 1 | 89763 | Combustion Turbine | MIS_MNWI | Minnesota | Scott | 39 | 1974 | 2024 | 2017 | 0.003543 | 6880.2715 | 0.00103 | NEI 2019
Blue Lake | 8027_G_2 | 8027 | G | 2 | 89764 | Combustion Turbine | MIS_MNWI | Minnesota | Scott | 39 | 1974 | 2024 | 2019 | 0.013509 | 5768.298 | 0.00468 | NEI 2019
Blue Lake | 8027_G_3 | 8027 | G | 3 | 89765 | Combustion Turbine | MIS_MNWI | Minnesota | Scott | 36 | 1974 | 2024 | 2017 | 0.045454 | 6351.0199 | 0.01431 | NEI 2019
Blue Lake | 8027_G_4 | 8027 | G | 4 | 89766 | Combustion Turbine | MIS_MNWI | Minnesota | Scott | 39 | 1974 | 2024 | 2017 | 0.011939 | 6880.2715 | 0.00347 | NEI 2019
Blue Lake | 8027_G_7 | 8027 | G | 7 | 89378 | Combustion Turbine | MIS_MNWI | Minnesota | Scott | 150 | 2005 | 9999 | 2019 | 0.0826 | 22185.7616 | 0.00745 | NEI 2019
Blue Lake | 8027_G_8 | 8027 | G | 8 | 89379 | Combustion Turbine | MIS_MNWI | Minnesota | Scott | 150 | 2005 | 9999 | 2019 | 0.09654 | 22185.7616 | 0.0087 | NEI 2019
Arvada | 8028_G_1 | 8028 | G | 1 |  | Combustion Turbine | WECC_WY | Wyoming | Sheridan | 5 | 2002 | 9999 |  |  |  | 0.155 | Default Emission Factor
Arvada | 8028_G_2 | 8028 | G | 2 |  | Combustion Turbine | WECC_WY | Wyoming | Sheridan | 5 | 2002 | 9999 |  |  |  | 0.155 | Default Emission Factor
Arvada | 8028_G_3 | 8028 | G | 3 |  | Combustion Turbine | WECC_WY | Wyoming | Sheridan | 5 | 2002 | 9999 |  |  |  | 0.155 | Default Emission Factor
Sycamore (IA) | 8029_G_1 | 8029 | G | 1 | 90084 | Combustion Turbine | MIS_MIDA | Iowa | Polk | 76.2 | 1974 | 9999 | 2019 | 0.063011 | 672.7705 | 0.18732 | NEI 2019
Sycamore (IA) | 8029_G_2 | 8029 | G | 2 | 90085 | Combustion Turbine | MIS_MIDA | Iowa | Polk | 74.1 | 1974 | 9999 | 2019 | 0.044061 | 654.2295 | 0.1347 | NEI 2019
Barber Creek | 8030_G_1 | 8030 | G | 1 |  | Combustion Turbine | WECC_WY | Wyoming | Campbell | 5 | 2002 | 9999 |  |  |  | 0.155 | Default Emission Factor
Barber Creek | 8030_G_2 | 8030 | G | 2 |  | Combustion Turbine | WECC_WY | Wyoming | Campbell | 5 | 2002 | 9999 |  |  |  | 0.155 | Default Emission Factor
Barber Creek | 8030_G_3 | 8030 | G | 3 |  | Combustion Turbine | WECC_WY | Wyoming | Campbell | 5 | 2002 | 9999 |  |  |  | 0.155 | Default Emission Factor
Emery Station | 8031_G_11 | 8031 | G | 11 | 88332 | Combined Cycle | MIS_IA | Iowa | Cerro Gordo | 143.4 | 2004 | 9999 | 2019 | 20.3278 | 661869 | 0.03882 | NEI 2019
Emery Station | 8031_G_12 | 8031 | G | 12 | 88333 | Combined Cycle | MIS_IA | Iowa | Cerro Gordo | 144.4 | 2004 | 9999 | 2019 | 29.3994 | 873802 | 0.03882 | NEI 2019
Emery Station | 8031_G_ST1 | 8031 | G | ST1 | 88332 | Combined Cycle | MIS_IA | Iowa | Cerro Gordo | 231 | 2004 | 9999 |  |  |  | 0.03882 | NEI 2019
Yankton | 8034_G_1 | 8034 | G | 1 |  | Combustion Turbine | SPP_WAUE | South Dakota | Yankton | 2.2 | 1974 | 9999 |  |  |  | 0.86775 | Default Emission Factor
Yankton | 8034_G_2 | 8034 | G | 2 |  | Combustion Turbine | SPP_WAUE | South Dakota | Yankton | 2.8 | 1974 | 9999 |  |  |  | 0.86775 | Default Emission Factor
Yankton | 8034_G_4 | 8034 | G | 4 |  | Combustion Turbine | SPP_WAUE | South Dakota | Yankton | 2 | 1963 | 9999 |  |  |  | 0.86775 | Default Emission Factor
Clifton | 8037_G_2 | 8037 | G | 2 |  | Combustion Turbine | SPP_N | Kansas | Washington | 2.5 | 1974 | 9999 | 2019 | 0.0032575 | 10 | 0.6515 | NEI 2019
Intercession City | 8049_G_P1 | 8049 | G | P1 |  | Combustion Turbine | FRCC | Florida | Osceola | 47 | 1974 | 9999 | 2019 | 0.087977 | 17802.7697 | 0.00988 | NEI 2019
Intercession City | 8049_G_P10 | 8049 | G | P10 | 3440 | Combustion Turbine | FRCC | Florida | Osceola | 78 | 1993 | 9999 | 2019 | 2.1457 | 29545.0221 | 0.14525 | NEI 2019
Intercession City | 8049_G_P11 | 8049 | G | P11 | 3441 | Combustion Turbine | FRCC | Florida | Osceola | 140 | 1997 | 9999 | 2019 | 0.32274 | 53029.5268 | 0.01217 | NEI 2019
Intercession City | 8049_G_P12 | 8049 | G | P12 | 3442 | Combustion Turbine | FRCC | Florida | Osceola | 73 | 2000 | 9999 | 2019 | 3.2054 | 27651.1104 | 0.23185 | NEI 2019
Intercession City | 8049_G_P13 | 8049 | G | P13 | 3443 | Combustion Turbine | FRCC | Florida | Osceola | 75 | 2000 | 9999 | 2019 | 3.0303 | 28408.6751 | 0.21333 | NEI 2019
Intercession City | 8049_G_P14 | 8049 | G | P14 | 3444 | Combustion Turbine | FRCC | Florida | Osceola | 72 | 2000 | 9999 | 2019 | 3.6797 | 27272.3281 | 0.26985 | NEI 2019
Intercession City | 8049_G_P2 | 8049 | G | P2 |  | Combustion Turbine | FRCC | Florida | Osceola | 46 | 1974 | 9999 | 2019 | 0.14395 | 17423.9874 | 0.01652 | NEI 2019
Intercession City | 8049_G_P3 | 8049 | G | P3 |  | Combustion Turbine | FRCC | Florida | Osceola | 46 | 1974 | 9999 | 2019 | 0.13938 | 17423.9874 | 0.016 | NEI 2019
Intercession City | 8049_G_P4 | 8049 | G | P4 |  | Combustion Turbine | FRCC | Florida | Osceola | 46 | 1974 | 9999 | 2019 | 0.071154 | 17423.9874 | 0.00817 | NEI 2019
Intercession City | 8049_G_P5 | 8049 | G | P5 |  | Combustion Turbine | FRCC | Florida | Osceola | 45 | 1974 | 9999 | 2019 | 0.08131 | 17045.205 | 0.00954 | NEI 2019
Intercession City | 8049_G_P6 | 8049 | G | P6 |  | Combustion Turbine | FRCC | Florida | Osceola | 47 | 1974 | 9999 | 2019 | 0.094652 | 17802.7697 | 0.01063 | NEI 2019
Intercession City | 8049_G_P7 | 8049 | G | P7 | 3445 | Combustion Turbine | FRCC | Florida | Osceola | 78 | 1993 | 9999 | 2019 | 0.5863 | 29545.0221 | 0.03969 | NEI 2019
Intercession City | 8049_G_P8 | 8049 | G | P8 | 3446 | Combustion Turbine | FRCC | Florida | Osceola | 79 | 1993 | 9999 | 2019 | 1.7552 | 29923.8044 | 0.11731 | NEI 2019
Intercession City | 8049_G_P9 | 8049 | G | P9 | 3447 | Combustion Turbine | FRCC | Florida | Osceola | 79 | 1993 | 9999 | 2019 | 1.7824 | 29923.8044 | 0.11913 | NEI 2019
Pouch | 8053_G_N01 | 8053 | G | N01 | 8388 | Combustion Turbine | NY_Z_J | New York | Richmond | 46 | 2001 | 9999 | 2019 | 1.8138 | 47443 | 0.07646 | NEI 2019
Waterford 1 & 2 | 8056_G_4 | 8056 | G | 4 | 91255 | Combustion Turbine | MIS_AMSO | Louisiana | St Charles | 32.5 | 2009 | 9999 |  |  |  | 0.155 | Default Emission Factor
DeCordova Steam Electric Station | 8063_G_CT1 | 8063 | G | CT1 | 90028 | Combustion Turbine | ERC_REST | Texas | Hood | 71 | 1990 | 9999 | 2019 | 0.8012 | 5735.8936 | 0.27936 | NEI 2019
DeCordova Steam Electric Station | 8063_G_CT2 | 8063 | G | CT2 | 90029 | Combustion Turbine | ERC_REST | Texas | Hood | 70 | 1990 | 9999 | 2019 | 0.4172 | 5655.1064 | 0.14755 | NEI 2019
DeCordova Steam Electric Station | 8063_G_CT3 | 8063 | G | CT3 | 90030 | Combustion Turbine | ERC_REST | Texas | Hood | 70 | 1990 | 9999 | 2019 | 0.4106 | 5655.1064 | 0.14521 | NEI 2019
DeCordova Steam Electric Station | 8063_G_CT4 | 8063 | G | CT4 | 90031 | Combustion Turbine | ERC_REST | Texas | Hood | 71 | 1990 | 9999 | 2019 | 0.5484 | 5735.8936 | 0.19122 | NEI 2019
Fort Lupton | 8067_G_1 | 8067 | G | 1 |  | Combustion Turbine | WECC_CO | Colorado | Weld | 44 | 1972 | 2025 | 2017 | 0.016518 | 667 | 0.04953 | NEI 2019
Fort Lupton | 8067_G_2 | 8067 | G | 2 |  | Combustion Turbine | WECC_CO | Colorado | Weld | 44 | 1972 | 2025 | 2019 | 0.017699 | 4023.5 | 0.0088 | NEI 2019
Santan | 8068_G_ST1 | 8068 | G | ST1 |  | Combined Cycle | WECC_AZ | Arizona | Maricopa | 92 | 1974 | 9999 | 2019 | 7.5849 | 230302 | 0.06587 | NEI 2019
Santan | 8068_G_ST2 | 8068 | G | ST2 |  | Combined Cycle | WECC_AZ | Arizona | Maricopa | 92 | 1974 | 9999 | 2019 | 8.7006 | 288879 | 0.06024 | NEI 2019
Santan | 8068_G_ST3 | 8068 | G | ST3 |  | Combined Cycle | WECC_AZ | Arizona | Maricopa | 92 | 1974 | 9999 | 2019 | 5.6341 | 188757 | 0.0597 | NEI 2019
Santan | 8068_G_ST4 | 8068 | G | ST4 |  | Combined Cycle | WECC_AZ | Arizona | Maricopa | 92 | 1975 | 9999 | 2019 | 9.0402 | 304430 | 0.05939 | NEI 2019
Santan | 8068_G_ST5A | 8068 | G | ST5A | 10065 | Combined Cycle | WECC_AZ | Arizona | Maricopa | 151 | 2005 | 9999 | 2019 | 19.6515 | 2264138 | 0.02327 | NEI 2019
Santan | 8068_G_ST5B | 8068 | G | ST5B | 10066 | Combined Cycle | WECC_AZ | Arizona | Maricopa | 151 | 2005 | 9999 | 2019 | 18.052 | 975893 | 0.02327 | NEI 2019
Santan | 8068_G_ST5S | 8068 | G | ST5S | 10065 | Combined Cycle | WECC_AZ | Arizona | Maricopa | 280 | 2005 | 9999 |  |  |  | 0.02327 | NEI 2019
Santan | 8068_G_ST6A | 8068 | G | ST6A | 10067 | Combined Cycle | WECC_AZ | Arizona | Maricopa | 151 | 2006 | 9999 | 2019 | 32.591 | 1861224 | 0.03502 | NEI 2019
Santan | 8068_G_ST6S | 8068 | G | ST6S | 10067 | Combined Cycle | WECC_AZ | Arizona | Maricopa | 126 | 2006 | 9999 |  |  |  | 0.03502 | NEI 2019
Beaver | 8073_G_1 | 8073 | G | 1 |  | Combined Cycle | WECC_PNW | Oregon | Columbia | 54 | 1974 | 9999 |  |  |  | 0.06592 | NEI 2019
Beaver | 8073_G_2 | 8073 | G | 2 |  | Combined Cycle | WECC_PNW | Oregon | Columbia | 54 | 1974 | 9999 |  |  |  | 0.06592 | NEI 2019
Beaver | 8073_G_3 | 8073 | G | 3 |  | Combined Cycle | WECC_PNW | Oregon | Columbia | 54 | 1974 | 9999 |  |  |  | 0.06592 | NEI 2019
Beaver | 8073_G_4 | 8073 | G | 4 |  | Combined Cycle | WECC_PNW | Oregon | Columbia | 54 | 1974 | 9999 |  |  |  | 0.06592 | NEI 2019
Beaver | 8073_G_5 | 8073 | G | 5 |  | Combined Cycle | WECC_PNW | Oregon | Columbia | 54 | 1974 | 9999 |  |  |  | 0.06592 | NEI 2019
Beaver | 8073_G_6 | 8073 | G | 6 |  | Combined Cycle | WECC_PNW | Oregon | Columbia | 54 | 1974 | 9999 | 2019 | 16.395 | 497430 | 0.06592 | NEI 2019
Beaver | 8073_G_7 | 8073 | G | 7 |  | Combined Cycle | WECC_PNW | Oregon | Columbia | 137 | 1977 | 9999 |  |  |  | 0.06592 | NEI 2019
Beaver | 8073_G_8 | 8073 | G | 8 |  | Combustion Turbine | WECC_PNW | Oregon | Columbia | 24 | 2001 | 9999 | 2019 | 0.118 | 3121 | 0.07562 | NEI 2019
Springfield (CO) | 8100_G_1 | 8100 | G | 1 |  | Combustion Turbine | WECC_CO | Colorado | Baca | 1.2 | 1965 | 9999 |  |  |  | 0.86775 | Default Emission Factor
Springfield (CO) | 8100_G_2 | 8100 | G | 2 |  | Combustion Turbine | WECC_CO | Colorado | Baca | 0.2 | 1950 | 9999 |  |  |  | 0.86775 | Default Emission Factor
Springfield (CO) | 8100_G_IC4 | 8100 | G | IC4 |  | Combustion Turbine | WECC_CO | Colorado | Baca | 0.5 | 1950 | 9999 |  |  |  | 0.86775 | Default Emission Factor
Springfield (CO) | 8100_G_IC5 | 8100 | G | IC5 |  | Combustion Turbine | WECC_CO | Colorado | Baca | 0.8 | 1960 | 9999 |  |  |  | 0.86775 | Default Emission Factor
Halstad | 8105_G_4 | 8105 | G | 4 |  | Combustion Turbine | MIS_MNWI | Minnesota | Norman | 1.9 | 2007 | 9999 |  |  |  | 0.86775 | Default Emission Factor
Halstad | 8105_G_5 | 8105 | G | 5 |  | Combustion Turbine | MIS_MNWI | Minnesota | Norman | 1.9 | 2007 | 9999 |  |  |  | 0.86775 | Default Emission Factor
Tipton | 8106_G_1A | 8106 | G | 1A |  | Combustion Turbine | MIS_IL | Iowa | Cedar | 2 | 2001 | 9999 |  |  |  | 0.86775 | Default Emission Factor
Tipton | 8106_G_2 | 8106 | G | 2 |  | Combustion Turbine | MIS_IL | Iowa | Cedar | 1.2 | 1971 | 9999 |  |  |  | 0.86775 | Default Emission Factor
Tipton | 8106_G_5 | 8106 | G | 5 |  | Combustion Turbine | MIS_IL | Iowa | Cedar | 2 | 2011 | 9999 |  |  |  | 0.86775 | Default Emission Factor
Tipton | 8106_G_6 | 8106 | G | 6 |  | Combustion Turbine | MIS_IL | Iowa | Cedar | 2 | 2011 | 9999 |  |  |  | 0.86775 | Default Emission Factor
Tipton | 8106_G_7 | 8106 | G | 7 |  | Combustion Turbine | MIS_IL | Iowa | Cedar | 2 | 2019 | 9999 |  |  |  | 0.36262 | Default Emission Factor
Hopkinton | 8108_G_1 | 8108 | G | 1 |  | Combustion Turbine | MIS_IL | Iowa | Delaware | 1.6 | 1973 | 9999 |  |  |  | 0.86775 | Default Emission Factor
Hopkinton | 8108_G_CAT | 8108 | G | CAT |  | Combustion Turbine | MIS_IL | Iowa | Delaware | 2.2 | 2011 | 9999 |  |  |  | 0.86775 | Default Emission Factor
Stanberry | 8110_G_1 | 8110 | G | 1 |  | Combustion Turbine | S_D_AECI | Missouri | Gentry | 1.1 | 1963 | 9999 |  |  |  | 0.86775 | Default Emission Factor
Stanberry | 8110_G_2 | 8110 | G | 2 |  | Combustion Turbine | S_D_AECI | Missouri | Gentry | 1.1 | 1967 | 9999 |  |  |  | 0.86775 | Default Emission Factor
Stanberry | 8110_G_IC5 | 8110 | G | IC5 |  | Combustion Turbine | S_D_AECI | Missouri | Gentry | 0.3 | 1958 | 9999 |  |  |  | 0.86775 | Default Emission Factor
Stanberry | 8110_G_IC6 | 8110 | G | IC6 |  | Combustion Turbine | S_D_AECI | Missouri | Gentry | 1.8 | 1979 | 9999 |  |  |  | 0.86775 | Default Emission Factor
Salmon Diesel | 817_G_1 | 817 | G | 1 |  | Combustion Turbine | WECC_ID | Idaho | Lemhi | 2.7 | 1967 | 9999 |  |  |  | 0.86775 | Default Emission Factor
Salmon Diesel | 817_G_2 | 817 | G | 2 |  | Combustion Turbine | WECC_ID | Idaho | Lemhi | 2.7 | 1967 | 9999 |  |  |  | 0.86775 | Default Emission Factor
Ray D Nixon | 8219_G_GT1 | 8219 | G | GT1 | 3468 | Combustion Turbine | WECC_CO | Colorado | El Paso | 30 | 1999 | 9999 | 2019 | 0.07 | 2807 | 0.04988 | NEI 2019
Ray D Nixon | 8219_G_GT2 | 8219 | G | GT2 | 3467 | Combustion Turbine | WECC_CO | Colorado | El Paso | 30 | 1999 | 9999 | 2017 | 0.070918 | 1009 | 0.14057 | NEI 2019
Grand Tower Energy Center LLC | 862_G_1 | 862 | G | 1 | 578 | Combined Cycle | MIS_IL | Illinois | Jackson | 161 | 2001 | 2045 | 2019 | 10.2604 | 479381 | 0.05707 | NEI 2019
Grand Tower Energy Center LLC | 862_G_2 | 862 | G | 2 | 579 | Combined Cycle | MIS_IL | Illinois | Jackson | 159 | 2001 | 2045 | 2017 | 10.6361 | 252987 | 0.05707 | NEI 2019
Grand Tower Energy Center LLC | 862_G_3 | 862 | G | 3 | 578 | Combined Cycle | MIS_IL | Illinois | Jackson | 86 | 1951 | 2045 |  |  |  | 0.05707 | NEI 2019
Grand Tower Energy Center LLC | 862_G_4 | 862 | G | 4 | 579 | Combined Cycle | MIS_IL | Illinois | Jackson | 105 | 1958 | 2045 |  |  |  | 0.05707 | NEI 2019
Waukegan | 883_G_311 | 883 | G | 311 | 9161 | Combustion Turbine | PJM_COMD | Illinois | Lake | 24.6 | 1968 | 2030 |  |  |  | 0.155 | Default Emission Factor
Waukegan | 883_G_312 | 883 | G | 312 | 9162 | Combustion Turbine | PJM_COMD | Illinois | Lake | 28.5 | 1968 | 2030 |  |  |  | 0.155 | Default Emission Factor
Waukegan | 883_G_321 | 883 | G | 321 | 9163 | Combustion Turbine | PJM_COMD | Illinois | Lake | 28 | 1968 | 2030 |  |  |  | 0.155 | Default Emission Factor
Waukegan | 883_G_322 | 883 | G | 322 | 9164 | Combustion Turbine | PJM_COMD | Illinois | Lake | 26.7 | 1968 | 2030 |  |  |  | 0.155 | Default Emission Factor
Fisk Street | 886_G_311 | 886 | G | 311 | 9165 | Combustion Turbine | PJM_COMD | Illinois | Cook | 25.4 | 1968 | 2030 |  |  |  | 0.52412 | NEI 2019
Fisk Street | 886_G_312 | 886 | G | 312 | 9166 | Combustion Turbine | PJM_COMD | Illinois | Cook | 23.7 | 1968 | 2030 |  |  |  | 0.52412 | NEI 2019
Fisk Street | 886_G_321 | 886 | G | 321 | 9167 | Combustion Turbine | PJM_COMD | Illinois | Cook | 25.4 | 1968 | 2030 |  |  |  | 0.52412 | NEI 2019
Fisk Street | 886_G_322 | 886 | G | 322 | 9168 | Combustion Turbine | PJM_COMD | Illinois | Cook | 25.4 | 1968 | 2030 | 2019 | 0.3376 | 1288.2642 | 0.52412 | NEI 2019
Fisk Street | 886_G_331 | 886 | G | 331 | 9169 | Combustion Turbine | PJM_COMD | Illinois | Cook | 23.7 | 1968 | 2030 |  |  |  | 0.04949 | NEI 2019
Fisk Street | 886_G_332 | 886 | G | 332 | 9170 | Combustion Turbine | PJM_COMD | Illinois | Cook | 25.4 | 1968 | 2030 |  |  |  | 0.04949 | NEI 2019
Fisk Street | 886_G_341 | 886 | G | 341 | 9172 | Combustion Turbine | PJM_COMD | Illinois | Cook | 25.4 | 1968 | 2030 |  |  |  | 0.04949 | NEI 2019
Fisk Street | 886_G_342 | 886 | G | 342 | 9172 | Combustion Turbine | PJM_COMD | Illinois | Cook | 22.8 | 1968 | 2030 | 2019 | 0.031047 | 1254.7358 | 0.04949 | NEI 2019
Astoria Generating Station | 8906_G_1 | 8906 | G | 1 | 3489 | Combustion Turbine | NY_Z_J | New York | Queens | 14 | 1967 | 9999 | 2019 | 0.04478 | 640 | 0.13994 | NEI 2019
Moline | 899_G_GT1 | 899 | G | GT1 |  | Combustion Turbine | MIS_MIDA | Illinois | Rock Island | 16 | 1970 | 2045 |  |  |  | 0.155 | Default Emission Factor
Moline | 899_G_GT2 | 899 | G | GT2 |  | Combustion Turbine | MIS_MIDA | Illinois | Rock Island | 17.1 | 1970 | 2045 |  |  |  | 0.155 | Default Emission Factor
Moline | 899_G_GT3 | 899 | G | GT3 |  | Combustion Turbine | MIS_MIDA | Illinois | Rock Island | 16.9 | 1970 | 2045 |  |  |  | 0.155 | Default Emission Factor
Moline | 899_G_GT4 | 899 | G | GT4 |  | Combustion Turbine | MIS_MIDA | Illinois | Rock Island | 16.7 | 1970 | 2045 | 2019 | 0.01024 | 19.7796 | 1.0354 | NEI 2019
Copper | 9_G_1 | 9 | G | 1 | 90211 | Combustion Turbine | WECC_NM | Texas | El Paso | 64 | 1980 | 9999 | 2019 | 2.3171 | 39534 | 0.11722 | NEI 2019
Cherry Street | 9038_G_10 | 9038 | G | 10 |  | Combustion Turbine | NENGREST | Massachusetts | Middlesex | 1.9 | 1962 | 2024 | 2019 | 0.0087618 | 32.7945 | 0.53434 | NEI 2019
Cherry Street | 9038_G_11 | 9038 | G | 11 |  | Combustion Turbine | NENGREST | Massachusetts | Middlesex | 1.9 | 1962 | 2024 | 2019 | 0.010863 | 32.7945 | 0.66251 | NEI 2019
Cherry Street | 9038_G_12 | 9038 | G | 12 |  | Combustion Turbine | NENGREST | Massachusetts | Middlesex | 4.9 | 1972 | 9999 | 2017 | 0.042659 | 93.9726 | 0.9079 | NEI 2019
Cherry Street | 9038_G_7 | 9038 | G | 7 |  | Combustion Turbine | NENGREST | Massachusetts | Middlesex | 2.5 | 1951 | 9999 | 2019 | 0.023448 | 43.1507 | 1.0868 | NEI 2019
Cherry Street | 9038_G_8 | 9038 | G | 8 |  | Combustion Turbine | NENGREST | Massachusetts | Middlesex | 3.4 | 1956 | 9999 | 2017 | 0.024241 | 65.2055 | 0.74354 | NEI 2019
Venice | 913_G_GT2 | 913 | G | GT2 | 9044 | Combustion Turbine | MIS_MO | Illinois | Madison | 48 | 2002 | 2045 | 2017 | 0.020925 | 6311.8522 | 0.00663 | NEI 2019
Venice | 913_G_GT3 | 913 | G | GT3 | 89497 | Combustion Turbine | MIS_MO | Illinois | Madison | 168 | 2005 | 2045 | 2017 | 0.3276 | 22091.4825 | 0.02966 | NEI 2019
Venice | 913_G_GT4 | 913 | G | GT4 | 89498 | Combustion Turbine | MIS_MO | Illinois | Madison | 168 | 2005 | 2045 | 2019 | 0.27492 | 9521.1499 | 0.05775 | NEI 2019
Venice | 913_G_GT5 | 913 | G | GT5 | 89499 | Combustion Turbine | MIS_MO | Illinois | Madison | 103 | 2005 | 2045 | 2019 | 0.03393 | 5837.3717 | 0.01163 | NEI 2019
Breese | 934_G_2 | 934 | G | 2 |  | Combustion Turbine | MIS_IL | Illinois | Clinton | 3 | 1982 | 2045 | 2019 | 0.003018 | 50.8235 | 0.11876 | NEI 2019
Breese | 934_G_5 | 934 | G | 5 |  | Combustion Turbine | MIS_IL | Illinois | Clinton | 2.5 | 1992 | 9999 |  |  |  | 0.86775 | Default Emission Factor
Breese | 934_G_6 | 934 | G | 6 |  | Combustion Turbine | MIS_IL | Illinois | Clinton | 2.5 | 1997 | 9999 | 2019 | 0.018203 | 42.3529 | 0.85959 | NEI 2019
Breese | 934_G_7 | 934 | G | 7 |  | Combustion Turbine | MIS_IL | Illinois | Clinton | 2.5 | 2008 | 9999 |  |  |  | 0.86775 | Default Emission Factor
Breese | 934_G_8 | 934 | G | 8 |  | Combustion Turbine | MIS_IL | Illinois | Clinton | 2.5 | 2014 | 9999 |  |  |  | 0.86775 | Default Emission Factor
Breese | 934_G_IC1 | 934 | G | IC1 |  | Combustion Turbine | MIS_IL | Illinois | Clinton | 1 | 1953 | 9999 |  |  |  | 0.86775 | Default Emission Factor
Breese | 934_G_IC3 | 934 | G | IC3 |  | Combustion Turbine | MIS_IL | Illinois | Clinton | 3 | 1968 | 2045 | 2019 | 0.018972 | 50.8235 | 0.74658 | NEI 2019
Bushnell | 935_G_1 | 935 | G | 1 |  | Combustion Turbine | MIS_IL | Illinois | McDonough | 0.2 | 1940 | 9999 | 2017 | 0.006545 | 2.9259 | 4.4738 | NEI 2019
Bushnell | 935_G_2 | 935 | G | 2 |  | Combustion Turbine | MIS_IL | Illinois | McDonough | 0.2 | 1940 | 9999 |  |  |  | 0.86775 | Default Emission Factor
Bushnell | 935_G_3 | 935 | G | 3 |  | Combustion Turbine | MIS_IL | Illinois | McDonough | 2.2 | 1965 | 9999 |  |  |  | 0.86775 | Default Emission Factor
Bushnell | 935_G_4 | 935 | G | 4 |  | Combustion Turbine | MIS_IL | Illinois | McDonough | 2.2 | 1965 | 9999 |  |  |  | 0.86775 | Default Emission Factor
Bushnell | 935_G_5 | 935 | G | 5 |  | Combustion Turbine | MIS_IL | Illinois | McDonough | 1 | 1956 | 9999 |  |  |  | 0.86775 | Default Emission Factor
Bushnell | 935_G_6 | 935 | G | 6 |  | Combustion Turbine | MIS_IL | Illinois | McDonough | 2.5 | 2000 | 9999 |  |  |  | 0.86775 | Default Emission Factor
Bushnell | 935_G_7 | 935 | G | 7 |  | Combustion Turbine | MIS_IL | Illinois | McDonough | 2.5 | 2000 | 9999 | 2017 | 0.007155 | 36.5741 | 0.39126 | NEI 2019
Carlyle | 936_G_10 | 936 | G | 10 |  | Combustion Turbine | MIS_IL | Illinois | Clinton | 2.5 | 2003 | 9999 |  |  |  | 0.86775 | Default Emission Factor
Carlyle | 936_G_11 | 936 | G | 11 |  | Combustion Turbine | MIS_IL | Illinois | Clinton | 2.8 | 2019 | 9999 |  |  |  | 0.36262 | Default Emission Factor
Carlyle | 936_G_7 | 936 | G | 7 |  | Combustion Turbine | MIS_IL | Illinois | Clinton | 2 | 1964 | 2045 | 2017 | 0.024015 | 60.4211 | 0.79492 | NEI 2019
Carlyle | 936_G_8 | 936 | G | 8 |  | Combustion Turbine | MIS_IL | Illinois | Clinton | 2.5 | 1998 | 9999 | 2017 | 0.018317 | 75.5263 | 0.48505 | NEI 2019
Carlyle | 936_G_9 | 936 | G | 9 |  | Combustion Turbine | MIS_IL | Illinois | Clinton | 2.5 | 1999 | 9999 | 2019 | 0.023311 | 95.2632 | 0.4894 | NEI 2019
Carmi | 937_G_10 | 937 | G | 10 |  | Combustion Turbine | MIS_IL | Illinois | White | 1.6 | 1958 | 2045 |  |  |  | 0.86775 | Default Emission Factor
Carmi | 937_G_12 | 937 | G | 12 |  | Combustion Turbine | MIS_IL | Illinois | White | 1.8 | 1967 | 2045 |  |  |  | 0.86775 | Default Emission Factor
Carmi | 937_G_13 | 937 | G | 13 |  | Combustion Turbine | MIS_IL | Illinois | White | 4.3 | 1973 | 2045 |  |  |  | 0.86775 | Default Emission Factor
Carmi | 937_G_14 | 937 | G | 14 |  | Combustion Turbine | MIS_IL | Illinois | White | 1.1 | 2013 | 9999 |  |  |  | 0.86775 | Default Emission Factor
Carmi | 937_G_7 | 937 | G | 7 |  | Combustion Turbine | MIS_IL | Illinois | White | 0.9 | 1948 | 9999 |  |  |  | 0.86775 | Default Emission Factor
Carmi | 937_G_8 | 937 | G | 8 |  | Combustion Turbine | MIS_IL | Illinois | White | 1.2 | 1951 | 2045 |  |  |  | 0.86775 | Default Emission Factor
Carmi | 937_G_9 | 937 | G | 9 |  | Combustion Turbine | MIS_IL | Illinois | White | 1.5 | 1958 | 2045 |  |  |  | 0.86775 | Default Emission Factor
Farmer City | 941_G_1 | 941 | G | 1 |  | Combustion Turbine | MIS_IL | Illinois | DeWitt | 1.3 | 1967 | 2045 |  |  |  | 0.86775 | Default Emission Factor
Farmer City | 941_G_2 | 941 | G | 2 |  | Combustion Turbine | MIS_IL | Illinois | DeWitt | 0.9 | 1963 | 9999 |  |  |  | 0.86775 | Default Emission Factor
Farmer City | 941_G_4 | 941 | G | 4 |  | Combustion Turbine | MIS_IL | Illinois | DeWitt | 0.7 | 1951 | 9999 |  |  |  | 0.86775 | Default Emission Factor
Farmer City | 941_G_5 | 941 | G | 5 |  | Combustion Turbine | MIS_IL | Illinois | DeWitt | 2.8 | 1974 | 2045 |  |  |  | 0.86775 | Default Emission Factor
Farmer City | 941_G_6 | 941 | G | 6 |  | Combustion Turbine | MIS_IL | Illinois | DeWitt | 2 | 2012 | 9999 |  |  |  | 0.86775 | Default Emission Factor
Farmer City | 941_G_7 | 941 | G | 7 |  | Combustion Turbine | MIS_IL | Illinois | DeWitt | 2 | 2012 | 9999 |  |  |  | 0.86775 | Default Emission Factor
Freeburg | 943_G_1 | 943 | G | 1 |  | Combustion Turbine | MIS_IL | Illinois | St Clair | 0.4 | 1948 | 9999 | 2019 | 0.002193 | 0.73418 | 5.974 | NEI 2019
Freeburg | 943_G_10 | 943 | G | 10 |  | Combustion Turbine | MIS_IL | Illinois | St Clair | 1.8 | 2007 | 9999 |  |  |  | 0.86775 | Default Emission Factor
Freeburg | 943_G_11 | 943 | G | 11 |  | Combustion Turbine | MIS_IL | Illinois | St Clair | 1.8 | 2007 | 9999 |  |  |  | 0.86775 | Default Emission Factor
Freeburg | 943_G_12 | 943 | G | 12 |  | Combustion Turbine | MIS_IL | Illinois | St Clair | 1.8 | 2007 | 9999 |  |  |  | 0.86775 | Default Emission Factor
Freeburg | 943_G_2 | 943 | G | 2 |  | Combustion Turbine | MIS_IL | Illinois | St Clair | 0.4 | 1948 | 9999 |  |  |  | 0.86775 | Default Emission Factor
Freeburg | 943_G_3 | 943 | G | 3 |  | Combustion Turbine | MIS_IL | Illinois | St Clair | 0.6 | 1953 | 9999 |  |  |  | 0.86775 | Default Emission Factor
Freeburg | 943_G_4 | 943 | G | 4 |  | Combustion Turbine | MIS_IL | Illinois | St Clair | 1 | 1959 | 9999 |  |  |  | 0.86775 | Default Emission Factor
Freeburg | 943_G_6 | 943 | G | 6 |  | Combustion Turbine | MIS_IL | Illinois | St Clair | 1.8 | 1974 | 9999 |  |  |  | 0.86775 | Default Emission Factor
Freeburg | 943_G_7 | 943 | G | 7 |  | Combustion Turbine | MIS_IL | Illinois | St Clair | 2.6 | 1986 | 9999 |  |  |  | 0.86775 | Default Emission Factor
Freeburg | 943_G_8 | 943 | G | 8 |  | Combustion Turbine | MIS_IL | Illinois | St Clair | 1.8 | 1996 | 9999 | 2017 | 0.005052 | 15.6076 | 0.64738 | NEI 2019
Freeburg | 943_G_9 | 943 | G | 9 |  | Combustion Turbine | MIS_IL | Illinois | St Clair | 1.8 | 1996 | 9999 |  |  |  | 0.86775 | Default Emission Factor
Geneseo | 944_G_1 | 944 | G | 1 |  | Combustion Turbine | MIS_MIDA | Illinois | Henry | 4.4 | 1974 | 2045 |  |  |  | 0.86775 | Default Emission Factor
Geneseo | 944_G_2 | 944 | G | 2 |  | Combustion Turbine | MIS_MIDA | Illinois | Henry | 2.8 | 1967 | 2045 |  |  |  | 0.86775 | Default Emission Factor
Geneseo | 944_G_3 | 944 | G | 3 |  | Combustion Turbine | MIS_MIDA | Illinois | Henry | 2.8 | 1966 | 2045 |  |  |  | 0.86775 | Default Emission Factor
Geneseo | 944_G_4 | 944 | G | 4 |  | Combustion Turbine | MIS_MIDA | Illinois | Henry | 1.3 | 1957 | 2045 |  |  |  | 0.86775 | Default Emission Factor
Geneseo | 944_G_5A | 944 | G | 5A |  | Combustion Turbine | MIS_MIDA | Illinois | Henry | 3.4 | 1990 | 2045 |  |  |  | 0.86775 | Default Emission Factor
Geneseo | 944_G_6A | 944 | G | 6A |  | Combustion Turbine | MIS_MIDA | Illinois | Henry | 2.4 | 2003 | 2045 |  |  |  | 0.86775 | Default Emission Factor
Geneseo | 944_G_7 | 944 | G | 7 |  | Combustion Turbine | MIS_MIDA | Illinois | Henry | 2.4 | 1961 | 2045 |  |  |  | 0.86775 | Default Emission Factor
Geneseo | 944_G_9 | 944 | G | 9 |  | Combustion Turbine | MIS_MIDA | Illinois | Henry | 3.8 | 1998 | 9999 |  |  |  | 0.86775 | Default Emission Factor
Highland | 946_G_IC1 | 946 | G | IC1 |  | Combustion Turbine | MIS_IL | Illinois | Madison | 1.6 | 1993 | 9999 |  |  |  | 0.86775 | Default Emission Factor
Highland | 946_G_IC2 | 946 | G | IC2 |  | Combustion Turbine | MIS_IL | Illinois | Madison | 1.6 | 1993 | 9999 |  |  |  | 0.86775 | Default Emission Factor
Highland | 946_G_IC3 | 946 | G | IC3 |  | Combustion Turbine | MIS_IL | Illinois | Madison | 1.6 | 1993 | 9999 |  |  |  | 0.86775 | Default Emission Factor
Highland | 946_G_IC5 | 946 | G | IC5 |  | Combustion Turbine | MIS_IL | Illinois | Madison | 2 | 1967 | 2045 | 2017 | 0.00935 | 31.7857 | 0.58832 | NEI 2019
Highland | 946_G_IC6 | 946 | G | IC6 |  | Combustion Turbine | MIS_IL | Illinois | Madison | 2 | 1968 | 2045 |  |  |  | 0.86775 | Default Emission Factor
Highland | 946_G_IC7 | 946 | G | IC7 |  | Combustion Turbine | MIS_IL | Illinois | Madison | 4 | 1971 | 2045 |  |  |  | 0.86775 | Default Emission Factor
Highland | 946_G_IC8 | 946 | G | IC8 |  | Combustion Turbine | MIS_IL | Illinois | Madison | 4 | 1971 | 2045 |  |  |  | 0.86775 | Default Emission Factor
McLeansboro | 948_G_2 | 948 | G | 2 |  | Combustion Turbine | MIS_IL | Illinois | Hamilton | 0.4 | 1950 | 9999 |  |  |  | 0.86775 | Default Emission Factor
McLeansboro | 948_G_5 | 948 | G | 5 |  | Combustion Turbine | MIS_IL | Illinois | Hamilton | 1.8 | 1979 | 9999 |  |  |  | 0.86775 | Default Emission Factor
McLeansboro | 948_G_6 | 948 | G | 6 |  | Combustion Turbine | MIS_IL | Illinois | Hamilton | 2.2 | 1979 | 9999 |  |  |  | 0.86775 | Default Emission Factor
McLeansboro | 948_G_7 | 948 | G | 7 |  | Combustion Turbine | MIS_IL | Illinois | Hamilton | 1 | 1995 | 9999 | 2019 | 0.001558 | 9.2857 | 0.33557 | NEI 2019
McLeansboro | 948_G_8 | 948 | G | 8 |  | Combustion Turbine | MIS_IL | Illinois | Hamilton | 1 | 1994 | 9999 |  |  |  | 0.86775 | Default Emission Factor
McLeansboro | 948_G_9 | 948 | G | 9 |  | Combustion Turbine | MIS_IL | Illinois | Hamilton | 2 | 2002 | 9999 |  |  |  | 0.86775 | Default Emission Factor
Marshall (IL) | 949_G_10 | 949 | G | 10 |  | Combustion Turbine | MIS_IL | Illinois | Clark | 1.8 | 2002 | 9999 | 2017 | 0.00235 | 15.8698 | 0.29616 | NEI 2019
Marshall (IL) | 949_G_11 | 949 | G | 11 |  | Combustion Turbine | MIS_IL | Illinois | Clark | 1.8 | 2002 | 9999 | 2017 | 0.002342 | 15.8698 | 0.29515 | NEI 2019
Marshall (IL) | 949_G_12 | 949 | G | 12 |  | Combustion Turbine | MIS_IL | Illinois | Clark | 1.8 | 2007 | 9999 |  |  |  | 0.86775 | Default Emission Factor
Marshall (IL) | 949_G_13 | 949 | G | 13 |  | Combustion Turbine | MIS_IL | Illinois | Clark | 1.8 | 2007 | 9999 |  |  |  | 0.86775 | Default Emission Factor
Marshall (IL) | 949_G_5 | 949 | G | 5 |  | Combustion Turbine | MIS_IL | Illinois | Clark | 2.5 | 2002 | 9999 |  |  |  | 0.86775 | Default Emission Factor
Marshall (IL) | 949_G_6 | 949 | G | 6 |  | Combustion Turbine | MIS_IL | Illinois | Clark | 1.8 | 2002 | 9999 | 2017 | 0.002508 | 15.8698 | 0.31607 | NEI 2019
Marshall (IL) | 949_G_7 | 949 | G | 7 |  | Combustion Turbine | MIS_IL | Illinois | Clark | 1.8 | 2002 | 9999 | 2019 | 0.002474 | 12.2485 | 0.40397 | NEI 2019
Marshall (IL) | 949_G_8 | 949 | G | 8 |  | Combustion Turbine | MIS_IL | Illinois | Clark | 1.8 | 2002 | 9999 | 2017 | 0.002446 | 15.8698 | 0.30826 | NEI 2019
Marshall (IL) | 949_G_9 | 949 | G | 9 |  | Combustion Turbine | MIS_IL | Illinois | Clark | 1.8 | 2002 | 9999 | 2017 | 0.002382 | 15.8698 | 0.30019 | NEI 2019
Peru (IL) | 955_G_11 | 955 | G | 11 |  | Combustion Turbine | PJM_COMD | Illinois | LaSalle | 2.7 | 2011 | 9999 |  |  |  | 0.86775 | Default Emission Factor
Peru (IL) | 955_G_12 | 955 | G | 12 |  | Combustion Turbine | PJM_COMD | Illinois | LaSalle | 2.7 | 2011 | 9999 |  |  |  | 0.86775 | Default Emission Factor
Peru (IL) | 955_G_13 | 955 | G | 13 |  | Combustion Turbine | PJM_COMD | Illinois | LaSalle | 2.7 | 2011 | 9999 |  |  |  | 0.86775 | Default Emission Factor
Peru (IL) | 955_G_14 | 955 | G | 14 |  | Combustion Turbine | PJM_COMD | Illinois | LaSalle | 2.7 | 2011 | 9999 |  |  |  | 0.86775 | Default Emission Factor
Peru (IL) | 955_G_15 | 955 | G | 15 |  | Combustion Turbine | PJM_COMD | Illinois | LaSalle | 2.7 | 2011 | 9999 |  |  |  | 0.86775 | Default Emission Factor
Peru (IL) | 955_G_16 | 955 | G | 16 |  | Combustion Turbine | PJM_COMD | Illinois | LaSalle | 2.7 | 2011 | 9999 |  |  |  | 0.86775 | Default Emission Factor
Peru (IL) | 955_G_17 | 955 | G | 17 |  | Combustion Turbine | PJM_COMD | Illinois | LaSalle | 2.7 | 2011 | 9999 |  |  |  | 0.86775 | Default Emission Factor
Peru (IL) | 955_G_GT1 | 955 | G | GT1 |  | Combustion Turbine | MIS_IL | Illinois | LaSalle | 8.6 | 1968 | 9999 |  |  |  | 0.155 | Default Emission Factor
Princeton (IL) | 957_G_1 | 957 | G | 1 |  | Combustion Turbine | MIS_IL | Illinois | Bureau | 2.3 | 1953 | 2045 |  |  |  | 0.86775 | Default Emission Factor
Princeton (IL) | 957_G_2 | 957 | G | 2 |  | Combustion Turbine | MIS_IL | Illinois | Bureau | 3 | 1958 | 2045 |  |  |  | 0.86775 | Default Emission Factor
Princeton (IL) | 957_G_3 | 957 | G | 3 |  | Combustion Turbine | MIS_IL | Illinois | Bureau | 3.4 | 1965 | 2045 |  |  |  | 0.86775 | Default Emission Factor
Princeton (IL) | 957_G_4 | 957 | G | 4 |  | Combustion Turbine | MIS_IL | Illinois | Bureau | 3.4 | 1965 | 2045 |  |  |  | 0.86775 | Default Emission Factor
Princeton (IL) | 957_G_5 | 957 | G | 5 |  | Combustion Turbine | MIS_IL | Illinois | Bureau | 4.4 | 1971 | 2045 |  |  |  | 0.86775 | Default Emission Factor
Princeton (IL) | 957_G_6 | 957 | G | 6 |  | Combustion Turbine | MIS_IL | Illinois | Bureau | 5.5 | 1971 | 2045 |  |  |  | 0.86775 | Default Emission Factor
Princeton (IL) | 957_G_7 | 957 | G | 7 |  | Combustion Turbine | MIS_IL | Illinois | Bureau | 7 | 1976 | 2045 |  |  |  | 0.86775 | Default Emission Factor
Princeton (IL) | 957_G_8 | 957 | G | 8 |  | Combustion Turbine | MIS_IL | Illinois | Bureau | 8.7 | 1976 | 2045 | 2019 | 0.01218 | 286.1538 | 0.08513 | NEI 2019
Rantoul | 958_G_10 | 958 | G | 10 |  | Combustion Turbine | MIS_IL | Illinois | Champaign | 1.8 | 2000 | 9999 |  |  |  | 0.86775 | Default Emission Factor
Rantoul | 958_G_11 | 958 | G | 11 |  | Combustion Turbine | MIS_IL | Illinois | Champaign | 1.8 | 2000 | 9999 |  |  |  | 0.86775 | Default Emission Factor
Rantoul | 958_G_12 | 958 | G | 12 |  | Combustion Turbine | MIS_IL | Illinois | Champaign | 1.8 | 2000 | 9999 |  |  |  | 0.86775 | Default Emission Factor
Rantoul | 958_G_13 | 958 | G | 13 |  | Combustion Turbine | MIS_IL | Illinois | Champaign | 1.8 | 2000 | 9999 |  |  |  | 0.86775 | Default Emission Factor
Rantoul | 958_G_14 | 958 | G | 14 |  | Combustion Turbine | MIS_IL | Illinois | Champaign | 1.8 | 2000 | 9999 |  |  |  | 0.86775 | Default Emission Factor
Rantoul | 958_G_15 | 958 | G | 15 |  | Combustion Turbine | MIS_IL | Illinois | Champaign | 1.8 | 2001 | 9999 |  |  |  | 0.86775 | Default Emission Factor
Rantoul | 958_G_16 | 958 | G | 16 |  | Combustion Turbine | MIS_IL | Illinois | Champaign | 1.8 | 2001 | 9999 |  |  |  | 0.86775 | Default Emission Factor
Rantoul | 958_G_9 | 958 | G | 9 |  | Combustion Turbine | MIS_IL | Illinois | Champaign | 1.8 | 2000 | 9999 |  |  |  | 0.86775 | Default Emission Factor
Red Bud | 959_G_1 | 959 | G | 1 |  | Combustion Turbine | MIS_IL | Illinois | Randolph | 2.2 | 1968 | 9999 | 2017 | 0.00115 | 40.4615 | 0.05684 | NEI 2019
Red Bud | 959_G_2 | 959 | G | 2 |  | Combustion Turbine | MIS_IL | Illinois | Randolph | 0.9 | 1959 | 9999 | 2017 | 0.01089 | 16.5524 | 1.3158 | NEI 2019
Red Bud | 959_G_3 | 959 | G | 3 |  | Combustion Turbine | MIS_IL | Illinois | Randolph | 2.2 | 1964 | 9999 | 2019 | 0.00619 | 22 | 0.56273 | NEI 2019
Red Bud | 959_G_4 | 959 | G | 4 |  | Combustion Turbine | MIS_IL | Illinois | Randolph | 3 | 1973 | 9999 |  |  |  | 0.86775 | Default Emission Factor
Red Bud | 959_G_7 | 959 | G | 7 |  | Combustion Turbine | MIS_IL | Illinois | Randolph | 3 | 2002 | 9999 | 2017 | 0.007926 | 55.1748 | 0.28731 | NEI 2019
Red Bud | 959_G_8 | 959 | G | 8 |  | Combustion Turbine | MIS_IL | Illinois | Randolph | 3 | 2002 | 9999 |  |  |  | 0.86775 | Default Emission Factor
North Ninth Street | 960_G_1 | 960 | G | 1 |  | Combustion Turbine | PJM_COMD | Illinois | Ogle | 0.6 | 1940 | 9999 |  |  |  | 0.86775 | Default Emission Factor
North Ninth Street | 960_G_10 | 960 | G | 10 |  | Combustion Turbine | PJM_COMD | Illinois | Ogle | 2 | 1989 | 2045 | 2019 | 0.09034 | 222.0979 | 0.81352 | NEI 2019
North Ninth Street | 960_G_3 | 960 | G | 3 |  | Combustion Turbine | PJM_COMD | Illinois | Ogle | 2 | 1956 | 2045 | 2017 | 0.17888 | 173.007 | 2.0678 | NEI 2019
North Ninth Street | 960_G_4 | 960 | G | 4 |  | Combustion Turbine | PJM_COMD | Illinois | Ogle | 0.7 | 1946 | 9999 | 2017 | 0.004641 | 60.5524 | 0.15329 | NEI 2019
North Ninth Street | 960_G_6 | 960 | G | 6 |  | Combustion Turbine | PJM_COMD | Illinois | Ogle | 2 | 1954 | 2045 |  |  |  | 0.86775 | Default Emission Factor
North Ninth Street | 960_G_7 | 960 | G | 7 |  | Combustion Turbine | PJM_COMD | Illinois | Ogle | 3.5 | 1967 | 2045 | 2019 | 0.44643 | 388.6713 | 2.2972 | NEI 2019
North Ninth Street | 960_G_8 | 960 | G | 8 |  | Combustion Turbine | PJM_COMD | Illinois | Ogle | 0.5 | 1949 | 9999 |  |  |  | 0.86775 | Default Emission Factor
North Ninth Street | 960_G_9 | 960 | G | 9 |  | Combustion Turbine | PJM_COMD | Illinois | Ogle | 3 | 1989 | 2045 | 2019 | 0.05459 | 333.1469 | 0.32772 | NEI 2019
South Main Street | 961_G_1 | 961 | G | 1 |  | Combustion Turbine | PJM_COMD | Illinois | Ogle | 1.6 | 1967 | 2045 |  |  |  | 0.86775 | Default Emission Factor
South Main Street | 961_G_13 | 961 | G | 13 |  | Combustion Turbine | PJM_COMD | Illinois | Ogle | 1.8 | 2014 | 9999 |  |  |  | 0.86775 | Default Emission Factor
South Main Street | 961_G_14 | 961 | G | 14 |  | Combustion Turbine | PJM_COMD | Illinois | Ogle | 1.8 | 2014 | 9999 |  |  |  | 0.86775 | Default Emission Factor
South Main Street | 961_G_15 | 961 | G | 15 |  | Combustion Turbine | PJM_COMD | Illinois | Ogle | 1.8 | 2014 | 9999 |  |  |  | 0.86775 | Default Emission Factor
South Main Street | 961_G_16 | 961 | G | 16 |  | Combustion Turbine | PJM_COMD | Illinois | Ogle | 1.8 | 2016 | 9999 |  |  |  | 0.86775 | Default Emission Factor
South Main Street | 961_G_17 | 961 | G | 17 |  | Combustion Turbine | PJM_COMD | Illinois | Ogle | 1.8 | 2016 | 9999 |  |  |  | 0.86775 | Default Emission Factor
South Main Street | 961_G_18 | 961 | G | 18 |  | Combustion Turbine | PJM_COMD | Illinois | Ogle | 1.8 | 2016 | 9999 |  |  |  | 0.86775 | Default Emission Factor
South Main Street | 961_G_2 | 961 | G | 2 |  | Combustion Turbine | PJM_COMD | Illinois | Ogle | 2 | 1967 | 2045 |  |  |  | 0.86775 | Default Emission Factor
Lakeside | 964_G_D1 | 964 | G | D1 |  | Combustion Turbine | MIS_IL | Illinois | Sangamon | 1.7 | 2002 | 9999 |  |  |  | 0.86775 | Default Emission Factor
Lakeside | 964_G_D2 | 964 | G | D2 |  | Combustion Turbine | MIS_IL | Illinois | Sangamon | 1.7 | 2002 | 9999 |  |  |  | 0.86775 | Default Emission Factor
Lakeside | 964_G_D3 | 964 | G | D3 |  | Combustion Turbine | MIS_IL | Illinois | Sangamon | 1.7 | 2002 | 9999 |  |  |  | 0.86775 | Default Emission Factor
Reynolds | 965_G_1 | 965 | G | 1 |  | Combustion Turbine | MIS_IL | Illinois | Sangamon | 14 | 1970 | 9999 |  |  |  | 0.155 | Default Emission Factor
Sullivan (IL) | 969_G_1 | 969 | G | 1 |  | Combustion Turbine | MIS_IL | Illinois | Moultrie | 4.3 | 1974 | 9999 |  |  |  | 0.86775 | Default Emission Factor
Sullivan (IL) | 969_G_10 | 969 | G | 10 |  | Combustion Turbine | MIS_IL | Illinois | Moultrie | 2.2 | 1971 | 9999 | 2017 | 0.002612 | 28.4653 | 0.18352 | NEI 2019
Sullivan (IL) | 969_G_11 | 969 | G | 11 |  | Combustion Turbine | MIS_IL | Illinois | Moultrie | 2 | 1996 | 9999 |  |  |  | 0.86775 | Default Emission Factor
Sullivan (IL) | 969_G_12 | 969 | G | 12 |  | Combustion Turbine | MIS_IL | Illinois | Moultrie | 1 | 1996 | 9999 | 2017 | 0.005106 | 12.9388 | 0.78926 | NEI 2019
Sullivan (IL) | 969_G_13 | 969 | G | 13 |  | Combustion Turbine | MIS_IL | Illinois | Moultrie | 2.3 | 2012 | 9999 |  |  |  | 0.86775 | Default Emission Factor
Sullivan (IL) | 969_G_14 | 969 | G | 14 |  | Combustion Turbine | MIS_IL | Illinois | Moultrie | 2.3 | 2012 | 9999 |  |  |  | 0.86775 | Default Emission Factor
Sullivan (IL) | 969_G_15 | 969 | G | 15 |  | Combustion Turbine | MIS_IL | Illinois | Moultrie | 2.3 | 2012 | 9999 |  |  |  | 0.86775 | Default Emission Factor
Sullivan (IL) | 969_G_2 | 969 | G | 2 |  | Combustion Turbine | MIS_IL | Illinois | Moultrie | 2 | 1961 | 9999 |  |  |  | 0.86775 | Default Emission Factor
Sullivan (IL) | 969_G_3 | 969 | G | 3 |  | Combustion Turbine | MIS_IL | Illinois | Moultrie | 1.3 | 1956 | 9999 | 2019 | 0.00491 | 8.9673 | 1.0951 | NEI 2019
Sullivan (IL) | 969_G_4 | 969 | G | 4 |  | Combustion Turbine | MIS_IL | Illinois | Moultrie | 0.9 | 1951 | 9999 |  |  |  | 0.86775 | Default Emission Factor
Sullivan (IL) | 969_G_5 | 969 | G | 5 |  | Combustion Turbine | MIS_IL | Illinois | Moultrie | 1.1 | 1948 | 9999 |  |  |  | 0.86775 | Default Emission Factor
Sullivan (IL) | 969_G_6 | 969 | G | 6 |  | Combustion Turbine | MIS_IL | Illinois | Moultrie | 0.6 | 1946 | 9999 | 2019 | 0.010773 | 4.1388 | 5.2059 | NEI 2019
Sullivan (IL) | 969_G_9 | 969 | G | 9 |  | Combustion Turbine | MIS_IL | Illinois | Moultrie | 2.2 | 1971 | 9999 | 2017 | 0.007059 | 28.4653 | 0.49597 | NEI 2019
Waterloo | 971_G_1 | 971 | G | 1 |  | Combustion Turbine | MIS_IL | Illinois | Monroe | 2.7 | 1970 | 2045 |  |  |  | 0.86775 | Default Emission Factor
Waterloo | 971_G_10 | 971 | G | 10 |  | Combustion Turbine | MIS_IL | Illinois | Monroe | 1.8 | 1996 | 9999 |  |  |  | 0.86775 | Default Emission Factor
Waterloo | 971_G_11 | 971 | G | 11 |  | Combustion Turbine | MIS_IL | Illinois | Monroe | 1.8 | 1996 | 9999 |  |  |  | 0.86775 | Default Emission Factor
Waterloo | 971_G_12 | 971 | G | 12 |  | Combustion Turbine | MIS_IL | Illinois | Monroe | 6.6 | 2002 | 2045 |  |  |  | 0.155 | Default Emission Factor
Waterloo | 971_G_13 | 971 | G | 13 |  | Combustion Turbine | MIS_IL | Illinois | Monroe | 6.6 | 2012 | 2045 |  |  |  | 0.155 | Default Emission Factor
Waterloo | 971_G_2 | 971 | G | 2 |  | Combustion Turbine | MIS_IL | Illinois | Monroe | 0.2 | 1954 | 9999 |  |  |  | 0.86775 | Default Emission Factor
Waterloo | 971_G_3 | 971 | G | 3 |  | Combustion Turbine | MIS_IL | Illinois | Monroe | 0.2 | 1946 | 9999 |  |  |  | 0.86775 | Default Emission Factor
Waterloo | 971_G_4 | 971 | G | 4 |  | Combustion Turbine | MIS_IL | Illinois | Monroe | 1.8 | 1963 | 2045 |  |  |  | 0.86775 | Default Emission Factor
Waterloo | 971_G_5 | 971 | G | 5 |  | Combustion Turbine | MIS_IL | Illinois | Monroe | 0.4 | 1950 | 9999 | 2017 | 0.007517 | 5.6689 | 2.652 | NEI 2019
Waterloo | 971_G_6 | 971 | G | 6 |  | Combustion Turbine | MIS_IL | Illinois | Monroe | 0.5 | 1950 | 9999 | 2017 | 0.011018 | 7.0861 | 3.1098 | NEI 2019
Waterloo | 971_G_7 | 971 | G | 7 |  | Combustion Turbine | MIS_IL | Illinois | Monroe | 1.5 | 1959 | 2045 | 2017 | 0.004461 | 21.2583 | 0.4197 | NEI 2019
Waterloo | 971_G_8 | 971 | G | 8 |  | Combustion Turbine | MIS_IL | Illinois | Monroe | 2.4 | 1973 | 9999 | 2019 | 0.005758 | 24 | 0.47983 | NEI 2019
Waterloo | 971_G_9 | 971 | G | 9 |  | Combustion Turbine | MIS_IL | Illinois | Monroe | 1.8 | 1996 | 9999 |  |  |  | 0.86775 | Default Emission Factor
Winnetka | 972_G_8 | 972 | G | 8 |  | Combustion Turbine | PJM_COMD | Illinois | Cook | 2.6 | 1979 | 9999 |  |  |  | 0.86775 | Default Emission Factor
Winnetka | 972_G_9 | 972 | G | 9 |  | Combustion Turbine | PJM_COMD | Illinois | Cook | 2.6 | 1979 | 9999 |  |  |  | 0.86775 | Default Emission Factor
Marion | 976_G_5 | 976 | G | 5 | 9174 | Combustion Turbine | MIS_IL | Illinois | Williamson | 70 | 2003 | 2045 | 2019 | 0.04097 | 4053 | 0.02022 | NEI 2019
Marion | 976_G_6 | 976 | G | 6 | 9175 | Combustion Turbine | MIS_IL | Illinois | Williamson | 70 | 2003 | 2045 | 2017 | 0.12755 | 3814.5 | 0.06688 | NEI 2019
Frederickson | 99_G_1 | 99 | G | 1 |  | Combustion Turbine | WECC_PNW | Washington | Pierce | 67 | 1981 | 9999 | 2019 | 2.5 | 40682.5 | 0.1229 | NEI 2019
Frederickson | 99_G_2 | 99 | G | 2 |  | Combustion Turbine | WECC_PNW | Washington | Pierce | 67 | 1981 | 9999 | 2019 | 1.8705 | 40682.5 | 0.09196 | NEI 2019
Harding Street | 990_G_GT1 | 990 | G | GT1 |  | Combustion Turbine | MIS_INKY | Indiana | Marion | 19.1 | 1973 | 9999 |  |  |  | 0.155 | Default Emission Factor
Harding Street | 990_G_GT2 | 990 | G | GT2 |  | Combustion Turbine | MIS_INKY | Indiana | Marion | 17.9 | 1973 | 9999 | 2019 | 0.02355 | 8953.3045 | 0.00526 | NEI 2019
Harding Street | 990_G_GT4 | 990 | G | GT4 | 682 | Combustion Turbine | MIS_INKY | Indiana | Marion | 67 | 1994 | 2030 | 2017 | 0.92125 | 61853.9869 | 0.02979 | NEI 2019
Harding Street | 990_G_GT5 | 990 | G | GT5 | 683 | Combustion Turbine | MIS_INKY | Indiana | Marion | 67 | 1995 | 2030 | 2019 | 1.1759 | 33512.3686 | 0.07017 | NEI 2019
Harding Street | 990_G_GT6 | 990 | G | GT6 | 684 | Combustion Turbine | MIS_INKY | Indiana | Marion | 154 | 2002 | 2030 | 2019 | 3.8525 | 77028.4293 | 0.10003 | NEI 2019
Harding Street | 990_G_IC1 | 990 | G | IC1 |  | Combustion Turbine | MIS_INKY | Indiana | Marion | 3 | 1967 | 9999 |  |  |  | 0.86775 | Default Emission Factor
Eagle Valley (IN) | 991_G_GT1 | 991 | G | GT1 | 91143 | Combined Cycle | MIS_INKY | Indiana | Morgan | 207 | 2018 | 9999 |  |  |  | 0.04357 | NEI 2019
Eagle Valley (IN) | 991_G_GT2 | 991 | G | GT2 | 91144 | Combined Cycle | MIS_INKY | Indiana | Morgan | 207 | 2018 | 9999 | 2019 | 56.41 | 1673902 | 0.04357 | NEI 2019
Eagle Valley (IN) | 991_G_STG1 | 991 | G | STG1 | 91143 | Combined Cycle | MIS_INKY | Indiana | Morgan | 230 | 2018 | 9999 |  |  |  | 0.04357 | NEI 2019
AES Petersburg | 994_G_IC1 | 994 | G | IC1 |  | Combustion Turbine | MIS_INKY | Indiana | Pike | 3 | 1967 | 9999 |  |  |  | 0.86775 | Default Emission Factor
AES Petersburg | 994_G_IC2 | 994 | G | IC2 |  | Combustion Turbine | MIS_INKY | Indiana | Pike | 3 | 1967 | 9999 |  |  |  | 0.86775 | Default Emission Factor
AES Petersburg | 994_G_IC3 | 994 | G | IC3 |  | Combustion Turbine | MIS_INKY | Indiana | Pike | 3 | 1967 | 9999 |  |  |  | 0.86775 | Default Emission Factor
Quest Diagnostics | 83001_G_1 | 83001 | G | 1 |  | Combustion Turbine | PJM_Dom | Virginia | Loudoun | 4 | 2016 | 9999 |  |  |  | 0.86775 | Default Emission Factor
Micron Technology Incorporated | 83002_G_1 | 83002 | G | 1 |  | Combustion Turbine | PJM_Dom | Virginia | Prince William | 6 | 2016 | 9999 |  |  |  | 0.86775 | Default Emission Factor
AOL | 83003_G_1 | 83003 | G | 1 |  | Combustion Turbine | PJM_Dom | Virginia | Loudoun | 14 | 2016 | 9999 |  |  |  | 0.86775 | Default Emission Factor
AOL | 83004_G_1 | 83004 | G | 1 |  | Combustion Turbine | PJM_Dom | Virginia | Prince William | 25 | 2016 | 9999 |  |  |  | 0.86775 | Default Emission Factor
MCI | 83005_G_1 | 83005 | G | 1 |  | Combustion Turbine | PJM_Dom | Virginia | Loudoun | 32 | 2016 | 9999 |  |  |  | 0.86775 | Default Emission Factor
AOL | 83006_G_1 | 83006 | G | 1 |  | Combustion Turbine | PJM_Dom | Virginia | Fairfax | 44 | 2016 | 9999 |  |  |  | 0.86775 | Default Emission Factor
DuPont Fabros | 83007_G_1 | 83007 | G | 1 |  | Combustion Turbine | PJM_Dom | Virginia | Loudoun | 60 | 2016 | 9999 |  |  |  | 0.86775 | Default Emission Factor
OES Biogas Power | 63622_G_OES01 | 63622 | G | OES01 |  | Non-Fossil Waste | WECC_SCE | California | San Bernardino | 1.3 | 2020 | 9999 |  |  |  | 0.36193 | Default Emission Factor
OES Biogas Power | 63622_G_OES02 | 63622 | G | OES02 |  | Non-Fossil Waste | WECC_SCE | California | San Bernardino | 1.3 | 2020 | 9999 |  |  |  | 0.36193 | Default Emission Factor
Burlington (IA) | 1104_B_1 | 1104 | B | 1 | 764 | O/G Steam | MIS_IA | Iowa | Des Moines | 214 | 1968 | 9999 |  |  |  | 0.15323 | Default Emission Factor
Big Bend | 645_G_BBST1 | 645 | G | BBST1 |  | Combined Cycle | FRCC | Florida | Hillsborough | 335 | 2023 | 9999 |  |  |  | 0.02972 | Default Emission Factor
Big Bend | 645_G_GT5 | 645 | G | GT5 |  | Combined Cycle | FRCC | Florida | Hillsborough | 360 | 2023 | 9999 |  |  |  | 0.02972 | Default Emission Factor
Big Bend | 645_G_GT6 | 645 | G | GT6 |  | Combined Cycle | FRCC | Florida | Hillsborough | 360 | 2023 | 9999 |  |  |  | 0.02972 | Default Emission Factor
Greenleaf 2 Power Plant | 10349_G_GEN1 | 10349 | G | GEN1 |  | Combustion Turbine | WEC_CALN | California | Sutter | 49.5 | 1989 | 9999 | 2017 | 2.41 | 234028 | 0.0206 | NEI 2019
Ormond Beach | 350_B_1 | 350 | B | 1 | 229 | O/G Steam | WECC_SCE | California | Ventura | 741 | 1971 | 2024 | 2019 | 1.7136 | 39051 | 0.08776 | NEI 2019
Ormond Beach | 350_B_2 | 350 | B | 2 | 230 | O/G Steam | WECC_SCE | California | Ventura | 750 | 1973 | 2024 | 2019 | 1.6616 | 121798 | 0.02729 | NEI 2019
Ellwood | 8076_G_01 | 8076 | G | 01 |  | Combustion Turbine | WECC_SCE | California | Santa Barbara | 54 | 1974 | 2024 |  |  |  | 0.155 | Default Emission Factor
Morgantown Energy Facility | 10743_B_CFB1 | 10743 | B | CFB1 | 10078 | Coal Steam | PJM_AP | West Virginia | Monongalia | 25 | 1991 | 9999 |  |  |  | 0.29069 | NEI 2019
Morgantown Energy Facility | 10743_B_CFB2 | 10743 | B | CFB2 | 10079 | Coal Steam | PJM_AP | West Virginia | Monongalia | 25 | 1991 | 9999 | 2019 | 50.0182 | 344130 | 0.29069 | NEI 2019
Quindaro | 1295_B_2 | 1295 | B | 2 | 856 | O/G Steam | SPP_N | Kansas | Wyandotte | 85 | 1971 | 9999 |  |  |  | 0.15323 | Default Emission Factor
Edgewater | 4050_B_5 | 4050 | B | 5 | 2600 | Coal Steam | MIS_WUMS | Wisconsin | Sheboygan | 416 | 1985 | 2025 | 2019 | 86.9729 | 1427122 | 0.12189 | NEI 2019
Coal Creek | 6030_B_1 | 6030 | B | 1 | 2692 | Coal Steam | MIS_MNWI | North Dakota | McLean | 574 | 1979 | 9999 | 2019 | 539.4 | 4591071 | 0.23498 | NEI 2019
Coal Creek | 6030_B_2 | 6030 | B | 2 | 2693 | Coal Steam | MIS_MNWI | North Dakota | McLean | 573 | 1981 | 9999 | 2017 | 420.5 | 4391678 | 0.1915 | NEI 2019
R M Schahfer | 6085_B_17 | 6085 | B | 17 | 2764 | Coal Steam | MIS_INKY | Indiana | Jasper | 361 | 1983 | 2025 | 2019 | 172.9787 | 1258301 | 0.27494 | NEI 2019
R M Schahfer | 6085_B_18 | 6085 | B | 18 | 2765 | Coal Steam | MIS_INKY | Indiana | Jasper | 361 | 1986 | 2025 | 2019 | 207.9002 | 1456635 | 0.28545 | NEI 2019
Merom | 6213_B_1SG1 | 6213 | B | 1SG1 | 2853 | Coal Steam | MIS_INKY | Indiana | Sullivan | 496 | 1983 | 9999 |  |  |  | 0.16462 | Default Emission Factor
Merom | 6213_B_2SG1 | 6213 | B | 2SG1 | 2854 | Coal Steam | MIS_INKY | Indiana | Sullivan | 492 | 1982 | 9999 |  |  |  | 0.16462 | Default Emission Factor
Big Bend | 645_B_BB01 | 645 | B | BB01 | 467 | Coal Steam | FRCC | Florida | Hillsborough | 385 | 1970 | 9999 | 2019 | 6.1415 | 632611 | 0.01942 | NEI 2019
North Valmy | 8224_B_1 | 8224 | B | 1 | 3473 | Coal Steam | WECC_NNV | Nevada | Humboldt | 254 | 1981 | 2025 | 2017 | 105.752 | 304177 | 0.69533 | NEI 2019
Quindaro | 1295_G_ST1 | 1295 | G | ST1 | 855 | O/G Steam | SPP_N | Kansas | Wyandotte | 72 | 1965 | 9999 |  |  |  | 0.15323 | Default Emission Factor
FirstEnergy W H Sammis | 2866_G_A1 | 2866 | G | A1 |  | Combustion Turbine | PJM_ATSI | Ohio | Jefferson | 3 | 1972 | 2028 |  |  |  | 0.86775 | Default Emission Factor
FirstEnergy W H Sammis | 2866_G_B1 | 2866 | G | B1 |  | Combustion Turbine | PJM_ATSI | Ohio | Jefferson | 3 | 1972 | 2028 |  |  |  | 0.86775 | Default Emission Factor
FirstEnergy W H Sammis | 2866_G_B2 | 2866 | G | B2 |  | Combustion Turbine | PJM_ATSI | Ohio | Jefferson | 3 | 1972 | 2028 |  |  |  | 0.86775 | Default Emission Factor
FirstEnergy W H Sammis | 2866_G_B3 | 2866 | G | B3 |  | Combustion Turbine | PJM_ATSI | Ohio | Jefferson | 2 | 1972 | 2028 |  |  |  | 0.86775 | Default Emission Factor
FirstEnergy W H Sammis | 2866_G_B4 | 2866 | G | B4 |  | Combustion Turbine | PJM_ATSI | Ohio | Jefferson | 2 | 1972 | 2028 |  |  |  | 0.86775 | Default Emission Factor
North Fork Community Power | 60192_G_NFCP1 | 60192 | G | NFCP1 |  | Non-Fossil Waste | WEC_CALN | California | Madera | 2 | 2020 | 9999 |  |  |  | 0.36193 | Default Emission Factor
Coal Creek | 6030_G_4 | 6030 | G | 4 |  | Combustion Turbine | MIS_MNWI | North Dakota | McLean | 3 | 2016 | 9999 |  |  |  | 0.86775 | Default Emission Factor
Coal Creek | 6030_G_5 | 6030 | G | 5 |  | Combustion Turbine | MIS_MNWI | North Dakota | McLean | 3 | 2016 | 9999 |  |  |  | 0.86775 | Default Emission Factor
Rio Grande | 2444_B_7 | 2444 | B | 7 | 1587 | O/G Steam | WECC_NM | New Mexico | Dona Ana | 46 | 1972 | 2024 |  |  |  | 0.15323 | Default Emission Factor
Fort Churchill | 2330_B_2 | 2330 | B | 2 | 1406 | O/G Steam | WECC_NNV | Nevada | Lyon | 113 | 1971 | 2029 |  |  |  | 0.15323 | Default Emission Factor
Houston Plant | 52065_G_GEN2 | 52065 | G | GEN2 |  | Non-Fossil Waste | ERC_REST | Texas | Harris | 1.5 | 1970 | 9999 |  |  |  | 0.81254 | Default Emission Factor
Manatee | 6042_B_PMT1 | 6042 | B | PMT1 | 2706 | O/G Steam | FRCC | Florida | Manatee | 809 | 1976 | 9999 |  |  |  | 0.15323 | Default Emission Factor
Manatee | 6042_B_PMT2 | 6042 | B | PMT2 | 2707 | O/G Steam | FRCC | Florida | Manatee | 809 | 1977 | 9999 |  |  |  | 0.15323 | Default Emission Factor
Oroville Cogeneration LP | 54477_G_GEN1 | 54477 | G | GEN1 |  | Combustion Turbine | WEC_CALN | California | Butte | 1.1 | 1990 | 2025 |  |  |  | 0.86775 | Default Emission Factor
Oroville Cogeneration LP | 54477_G_GEN2 | 54477 | G | GEN2 |  | Combustion Turbine | WEC_CALN | California | Butte | 1.1 | 1990 | 2025 |  |  |  | 0.86775 | Default Emission Factor
Oroville Cogeneration LP | 54477_G_GEN3 | 54477 | G | GEN3 |  | Combustion Turbine | WEC_CALN | California | Butte | 1.1 | 1990 | 2025 |  |  |  | 0.86775 | Default Emission Factor
Oroville Cogeneration LP | 54477_G_GEN4 | 54477 | G | GEN4 |  | Combustion Turbine | WEC_CALN | California | Butte | 1.1 | 1990 | 2025 |  |  |  | 0.86775 | Default Emission Factor
Oroville Cogeneration LP | 54477_G_GEN5 | 54477 | G | GEN5 |  | Combustion Turbine | WEC_CALN | California | Butte | 1.1 | 1990 | 2025 |  |  |  | 0.86775 | Default Emission Factor
Oroville Cogeneration LP | 54477_G_GEN6 | 54477 | G | GEN6 |  | Combustion Turbine | WEC_CALN | California | Butte | 1.1 | 1990 | 2025 |  |  |  | 0.86775 | Default Emission Factor
Oroville Cogeneration LP | 54477_G_GEN7 | 54477 | G | GEN7 |  | Combustion Turbine | WEC_CALN | California | Butte | 1.1 | 1990 | 2025 |  |  |  | 0.86775 | Default Emission Factor
Osceola | 55192_G_CTG1 | 55192 | G | CTG1 |  | Combustion Turbine | FRCC | Florida | Osceola | 157 | 2001 | 9999 |  |  |  | 0.155 | Default Emission Factor
Osceola | 55192_G_CTG2 | 55192 | G | CTG2 |  | Combustion Turbine | FRCC | Florida | Osceola | 157 | 2001 | 9999 |  |  |  | 0.155 | Default Emission Factor
Osceola | 55192_G_CTG3 | 55192 | G | CTG3 |  | Combustion Turbine | FRCC | Florida | Osceola | 157 | 2002 | 9999 |  |  |  | 0.155 | Default Emission Factor
AES Alamitos LLC | 315_B_3 | 315 | B | 3 | 201 | O/G Steam | WECC_SCE | California | Los Angeles | 332 | 1961 | 2024 |  |  |  | 0.15323 | Default Emission Factor
AES Alamitos LLC | 315_B_4 | 315 | B | 4 | 202 | O/G Steam | WECC_SCE | California | Los Angeles | 335 | 1962 | 2024 |  |  |  | 0.15323 | Default Emission Factor
AES Alamitos LLC | 315_B_5 | 315 | B | 5 | 203 | O/G Steam | WECC_SCE | California | Los Angeles | 485 | 1964 | 2024 |  |  |  | 0.15323 | Default Emission Factor
AES Huntington Beach LLC | 335_B_2 | 335 | B | 2 | 224 | O/G Steam | WECC_SCE | California | Orange | 225.8 | 1958 | 2024 |  |  |  | 0.15323 | Default Emission Factor
AES Redondo Beach LLC | 356_B_5 | 356 | B | 5 | 238 | O/G Steam | WECC_SCE | California | Los Angeles | 175 | 1954 | 2024 |  |  |  | 0.15323 | Default Emission Factor
AES Redondo Beach LLC | 356_B_6 | 356 | B | 6 | 239 | O/G Steam | WECC_SCE | California | Los Angeles | 175 | 1957 | 2024 |  |  |  | 0.15323 | Default Emission Factor
AES Redondo Beach LLC | 356_B_8 | 356 | B | 8 | 241 | O/G Steam | WECC_SCE | California | Los Angeles | 480 | 1967 | 2024 |  |  |  | 0.15323 | Default Emission Factor
Collinwood BioEnergy Facility | 58439_G_CBE01 | 58439 | G | CBE01 |  | Non-Fossil Waste | PJM_ATSI | Ohio | Cuyahoga | 1 | 2011 | 2025 |  |  |  | 0.81254 | Default Emission Factor
Red Shield Envir Old Town Facility | 10700_G_TG4 | 10700 | G | TG4 |  | Non-Fossil Waste | NENG_ME | Maine | Penobscot | 7.5 | 1965 | 9999 |  |  |  | 0.81254 | Default Emission Factor
University of Iowa Main Power Plant | 54775_G_GEN12 | 54775 | G | GEN12 |  | O/G Steam | MIS_MIDA | Iowa | Johnson | 5.8 | 2021 | 9999 |  |  |  | 0.12902 | Default Emission Factor
University of Iowa Main Power Plant | 54775_G_GEN13 | 54775 | G | GEN13 |  | O/G Steam | MIS_MIDA | Iowa | Johnson | 10 | 2021 | 9999 |  |  |  | 0.12902 | Default Emission Factor
POET Biorefining - Jewell | 63826_G_1 | 63826 | G | 1 |  | O/G Steam | MIS_MIDA | Iowa | Hamilton | 0.9 | 2019 | 9999 |  |  |  | 0.12902 | Default Emission Factor
POET Biorefining - Marion, LLC | 63829_G_1 | 63829 | G | 1 |  | O/G Steam | PJM_ATSI | Ohio | Marion | 3.9 | 2017 | 9999 |  |  |  | 0.15323 | Default Emission Factor
POET Biorefining - Marion, LLC | 63829_G_2 | 63829 | G | 2 |  | O/G Steam | PJM_ATSI | Ohio | Marion | 3.9 | 2017 | 9999 |  |  |  | 0.15323 | Default Emission Factor
POET Biorefining Caro, LLC | 63831_G_1 | 63831 | G | 1 |  | O/G Steam | MIS_LMI | Michigan | Tuscola | 3.8 | 2018 | 9999 |  |  |  | 0.15323 | Default Emission Factor
POET Biorefining-Hanlontown, LLC | 63832_G_1 | 63832 | G | 1 |  | O/G Steam | MIS_IA | Iowa | Worth | 4 | 2019 | 9999 |  |  |  | 0.12902 | Default Emission Factor
POET Biorefining - North Manchester, LLC | 63852_G_K745 | 63852 | G | K745 |  | O/G Steam | MIS_INKY | Indiana | Wabash | 3.9 | 2017 | 9999 |  |  |  | 0.15323 | Default Emission Factor
POET Biorefining - Hudson | 63918_G_1 | 63918 | G | 1 |  | O/G Steam | SPP_WAUE | South Dakota | Lincoln | 3.6 | 2019 | 9999 |  |  |  | 0.12902 | Default Emission Factor
POET Biorefining LLC - Corning | 63919_G_1 | 63919 | G | 1 |  | O/G Steam | MIS_IA | Iowa | Adams | 5 | 2018 | 9999 |  |  |  | 0.15323 | Default Emission Factor
POET Biorefining - Fostoria | 63920_G_1 | 63920 | G | 1 |  | O/G Steam | PJM_ATSI | Ohio | Seneca | 3.5 | 2017 | 9999 |  |  |  | 0.15323 | Default Emission Factor
POET Biorefining - Shelbyville | 63921_G_1 | 63921 | G | 1 |  | O/G Steam | MIS_INKY | Indiana | Shelby | 5.5 | 2020 | 9999 |  |  |  | 0.12902 | Default Emission Factor
POET Biorefining - Portland | 63922_G_G-745 | 63922 | G | G-745 |  | O/G Steam | PJM_West | Indiana | Jay | 3.5 | 2017 | 9999 |  |  |  | 0.15323 | Default Emission Factor
POET Biorefining - Gowrie | 63923_G_1 | 63923 | G | 1 |  | O/G Steam | MIS_IA | Iowa | Webster | 5 | 2018 | 9999 |  |  |  | 0.15323 | Default Emission Factor
POET Biorefining- Alexandria, LLC | 63924_G_1 | 63924 | G | 1 |  | O/G Steam | PJM_West | Indiana | Madison | 3.6 | 2008 | 9999 |  |  |  | 0.15323 | Default Emission Factor
POET Biorefining - Leipsic, LLC | 63927_G_1 | 63927 | G | 1 |  | O/G Steam | PJM_West | Ohio | Putnam | 3.5 | 2017 | 9999 |  |  |  | 0.15323 | Default Emission Factor
Still Water Power | 64141_G_4 | 64141 | G | 4 |  | Non-Fossil Waste | WEC_CALN | California | Kings | 1 | 2020 | 9999 |  |  |  | 0.36193 | Default Emission Factor
3 MW LLC | 64592_G_GEN1 | 64592 | G | GEN1 |  | Fossil Waste | WECC_CO | Colorado | Gunnison | 1 | 2013 | 9999 |  |  |  | 0.6381 | Default Emission Factor
3 MW LLC | 64592_G_GEN2 | 64592 | G | GEN2 |  | Fossil Waste | WECC_CO | Colorado | Gunnison | 1 | 2013 | 9999 |  |  |  | 0.6381 | Default Emission Factor
3 MW LLC | 64592_G_GEN3 | 64592 | G | GEN3 |  | Fossil Waste | WECC_CO | Colorado | Gunnison | 1 | 2013 | 9999 |  |  |  | 0.6381 | Default Emission Factor
Diamond H Dairy Power | 64622_G_GEN1 | 64622 | G | GEN1 |  | Non-Fossil Waste | WEC_CALN | California | Madera | 1 | 2021 | 9999 |  |  |  | 0.36193 | Default Emission Factor
Diamond H Dairy Power | 64622_G_GEN2 | 64622 | G | GEN2 |  | Non-Fossil Waste | WEC_CALN | California | Madera | 1 | 2021 | 9999 |  |  |  | 0.36193 | Default Emission Factor
WLWPCF Cogeneration Facility | 64663_G_EG075 | 64663 | G | EG075 |  | Non-Fossil Waste | WECC_PNW | Oregon | Marion | 1.1 | 2020 | 9999 |  |  |  | 0.36193 | Default Emission Factor
Tinker | 63628_G_5A | 63628 | G | 5A |  | Combustion Turbine | SPP_WEST | Oklahoma | Oklahoma | 33 | 1971 | 2025 |  |  |  | 0.155 | Default Emission Factor
Tinker | 63628_G_5B | 63628 | G | 5B |  | Combustion Turbine | SPP_WEST | Oklahoma | Oklahoma | 31 | 1971 | 2025 |  |  |  | 0.155 | Default Emission Factor
Sabine | 3459_B_1 | 3459 | B | 3 | 2340 | O/G Steam | MIS_WOTA | Texas | Orange | 212 | 1966 | 2025 | 2019 | 11.838 | 285335 | 0.08298 | NEI 2019

## PM25
Plant Name | UniqueID_Final | ORIS Plant Code | Boiler/Generator/Committed Unit | Unit ID | CAMD Database UnitID | PlantType | Region Name | State Name | County | Capacity (MW) | On Line Year | Retirement Year | Emission & Generation Vintage | PM25 Emissions (Tons) | Form 923 Generation (MWh) | PM25 Emission Factor (lbs/MWh) | PM25 Emission Factor Source
Greene County | 10_B_1 | 10 | B | 1 | 19 | O/G Steam | S_SOU | Alabama | Greene | 258 | 1965 | 9999 | 2019 | 33.62 | 854029 | 0.07873 | NEI 2019
Greene County | 10_B_2 | 10 | B | 2 | 20 | O/G Steam | S_SOU | Alabama | Greene | 258 | 1966 | 9999 | 2019 | 34.42 | 870250 | 0.0791 | NEI 2019
Colorado Energy Nations Company | 10003_B_BLR1 | 10003 | B | BLR1 |  | O/G Steam | WECC_CO | Colorado | Jefferson | 10 | 1967 | 9999 | 2019 | 2.259 | 40314.115 | 0.11207 | NEI 2019
Colorado Energy Nations Company | 10003_B_BLR2 | 10003 | B | BLR2 |  | O/G Steam | WECC_CO | Colorado | Jefferson | 10 | 1967 | 9999 | 2017 | 4.369 | 44455.1687 | 0.19656 | NEI 2019
Colorado Energy Nations Company | 10003_B_BLR4 | 10003 | B | BLR4 |  | O/G Steam | WECC_CO | Colorado | Jefferson | 10 | 1974 | 9999 | 2019 | 5.849 | 40314.115 | 0.29017 | NEI 2019
Colorado Energy Nations Company | 10003_B_BLR5 | 10003 | B | BLR5 |  | O/G Steam | WECC_CO | Colorado | Jefferson | 10 | 1979 | 9999 | 2019 | 6.57 | 40314.115 | 0.32594 | NEI 2019
Cayuga | 1001_B_1 | 1001 | B | 1 | 706 | Coal Steam | MIS_INKY | Indiana | Vermillion | 500 | 1970 | 2028 | 2019 | 323.0726 | 2251110 | 0.28703 | NEI 2019
Cayuga | 1001_B_2 | 1001 | B | 2 | 707 | Coal Steam | MIS_INKY | Indiana | Vermillion | 495 | 1972 | 2028 | 2019 | 165.2347 | 1254072 | 0.26352 | NEI 2019
Covanta Hennepin Energy | 10013_B_1 | 10013 | B | 1 |  | Municipal Solid Waste | MIS_MNWI | Minnesota | Hennepin | 16.8 | 1989 | 9999 | 2017 | 6.9133 | 107486 | 0.12864 | NEI 2019
Covanta Hennepin Energy | 10013_B_2 | 10013 | B | 2 |  | Municipal Solid Waste | MIS_MNWI | Minnesota | Hennepin | 16.8 | 1989 | 9999 | 2017 | 3.6773 | 107486 | 0.06843 | NEI 2019
RED-Rochester, LLC | 10025_B_41 | 10025 | B | 41 | 3518 | O/G Steam | NY_Z_B | New York | Monroe | 17.3 | 1964 | 9999 | 2019 | 3.9765 | 215869.5191 | 0.03684 | NEI 2019
RED-Rochester, LLC | 10025_B_42 | 10025 | B | 42 | 3516 | O/G Steam | NY_Z_B | New York | Monroe | 17.3 | 1968 | 9999 |  |  |  | 0.03684 | NEI 2019
RED-Rochester, LLC | 10025_B_43 | 10025 | B | 43 | 3517 | O/G Steam | NY_Z_B | New York | Monroe | 23.8 | 1969 | 9999 |  |  |  | 0.03684 | NEI 2019
RED-Rochester, LLC | 10025_B_44 | 10025 | B | 44 | 3518 | O/G Steam | NY_Z_B | New York | Monroe | 23.8 | 1948 | 9999 |  |  |  | 0.03684 | NEI 2019
RED-Rochester, LLC | 10025_B_45 | 10025 | B | 45 |  | O/G Steam | NY_Z_B | New York | Monroe | 0.94 | 2017 | 9999 |  |  |  | 0.14445 | Default Emission Factor
RED-Rochester, LLC | 10025_B_46 | 10025 | B | 46 |  | O/G Steam | NY_Z_B | New York | Monroe | 10.9 | 2017 | 9999 |  |  |  | 0.14445 | Default Emission Factor
RED-Rochester, LLC | 10025_B_47 | 10025 | B | 47 |  | O/G Steam | NY_Z_B | New York | Monroe | 10.9 | 2017 | 9999 |  |  |  | 0.14445 | Default Emission Factor
RED-Rochester, LLC | 10025_B_48 | 10025 | B | 48 |  | O/G Steam | NY_Z_B | New York | Monroe | 10.9 | 2017 | 9999 |  |  |  | 0.14445 | Default Emission Factor
RED-Rochester, LLC | 10025_B_PB1 | 10025 | B | PB1 |  | O/G Steam | NY_Z_B | New York | Monroe | 0.38 | 1966 | 9999 |  |  |  | 0.14445 | Default Emission Factor
RED-Rochester, LLC | 10025_B_PB2 | 10025 | B | PB2 |  | O/G Steam | NY_Z_B | New York | Monroe | 0.38 | 1966 | 9999 |  |  |  | 0.14445 | Default Emission Factor
RED-Rochester, LLC | 10025_B_PB3 | 10025 | B | PB3 |  | O/G Steam | NY_Z_B | New York | Monroe | 0.38 | 1966 | 9999 |  |  |  | 0.14445 | Default Emission Factor
RED-Rochester, LLC | 10025_B_PB4 | 10025 | B | PB4 |  | O/G Steam | NY_Z_B | New York | Monroe | 0.38 | 1966 | 9999 |  |  |  | 0.14445 | Default Emission Factor
Fairhaven Power | 10052_B_BLR1 | 10052 | B | BLR1 |  | Biomass | WEC_CALN | California | Humboldt | 16 | 1986 | 9999 | 2017 | 0.1238 | 1013 | 0.24442 | NEI 2019
Miami Dade County Resource Recovery Fac | 10062_B_BLR1 | 10062 | B | BLR1 |  | Municipal Solid Waste | FRCC | Florida | Miami Dade | 17.9 | 1983 | 9999 | 2019 | 0.61156 | 73492.75 | 0.01664 | NEI 2019
Miami Dade County Resource Recovery Fac | 10062_B_BLR2 | 10062 | B | BLR2 |  | Municipal Solid Waste | FRCC | Florida | Miami Dade | 17.9 | 1983 | 9999 | 2019 | 1.4676 | 73492.75 | 0.03994 | NEI 2019
Miami Dade County Resource Recovery Fac | 10062_B_BLR3 | 10062 | B | BLR3 |  | Municipal Solid Waste | FRCC | Florida | Miami Dade | 17.9 | 1983 | 9999 | 2019 | 1.5742 | 73492.75 | 0.04284 | NEI 2019
Miami Dade County Resource Recovery Fac | 10062_B_BLR4 | 10062 | B | BLR4 |  | Municipal Solid Waste | FRCC | Florida | Miami Dade | 17.9 | 1983 | 9999 | 2019 | 2.2827 | 73492.75 | 0.06212 | NEI 2019
Engineered Carbons Borger Cogen | 10072_B_WHBOIL | 10072 | B | WHBOIL |  | Fossil Waste | SPP_SPS | Texas | Hutchinson | 18.8 | 1982 | 9999 | 2019 | 17.1762 | 94481 | 0.36359 | NEI 2019
John B Rich Memorial Power Station | 10113_B_CFB1 | 10113 | B | CFB1 | 3527 | Coal Steam | PJM_WMAC | Pennsylvania | Schuylkill | 40 | 1988 | 9999 | 2017 | 28.2116 | 317277.5 | 0.17784 | NEI 2019
John B Rich Memorial Power Station | 10113_B_CFB2 | 10113 | B | CFB2 | 3528 | Coal Steam | PJM_WMAC | Pennsylvania | Schuylkill | 40 | 1988 | 9999 | 2019 | 27.4126 | 312153.5 | 0.17564 | NEI 2019
Harrisburg Facility | 10118_B_1 | 10118 | B | 1 |  | Municipal Solid Waste | PJM_WMAC | Pennsylvania | Dauphin | 5.6 | 2005 | 9999 | 2019 | 1.8258 | 37125.6287 | 0.09836 | NEI 2019
Harrisburg Facility | 10118_B_2 | 10118 | B | 2 |  | Municipal Solid Waste | PJM_WMAC | Pennsylvania | Dauphin | 5.6 | 2005 | 9999 | 2019 | 2.5071 | 37125.6287 | 0.13506 | NEI 2019
Harrisburg Facility | 10118_B_3 | 10118 | B | 3 |  | Municipal Solid Waste | PJM_WMAC | Pennsylvania | Dauphin | 5.6 | 2005 | 9999 | 2019 | 1.1175 | 37125.6287 | 0.0602 | NEI 2019
F B Culley | 1012_B_2 | 1012 | B | 2 | 727 | Coal Steam | MIS_INKY | Indiana | Warrick | 90 | 1955 | 2024 | 2019 | 21.0304 | 1379277 | 0.0305 | NEI 2019
F B Culley | 1012_B_3 | 1012 | B | 3 | 728 | Coal Steam | MIS_INKY | Indiana | Warrick | 270 | 1973 | 9999 |  |  |  | 0.0305 | NEI 2019
Colver Power Project | 10143_B_ABB01 | 10143 | B | ABB01 | 3529 | Coal Steam | PJM_PENE | Pennsylvania | Cambria | 110 | 1995 | 9999 | 2019 | 67.89 | 766678 | 0.1771 | NEI 2019
Sierra Pacific Lincoln Facility | 10144_B_BLR3 | 10144 | B | BLR3 |  | Biomass | WEC_CALN | California | Placer | 17.5 | 2005 | 9999 | 2017 | 12.2732 | 91133 | 0.26935 | NEI 2019
Grant Town Power Plant | 10151_B_BLR1A | 10151 | B | BLR1A | 10068 | Coal Steam | PJM_AP | West Virginia | Marion | 40 | 1993 | 9999 |  |  |  | 0.5615 | NEI 2019
Grant Town Power Plant | 10151_B_BLR1B | 10151 | B | BLR1B | 10069 | Coal Steam | PJM_AP | West Virginia | Marion | 40 | 1993 | 9999 | 2019 | 167.8922 | 598016 | 0.5615 | NEI 2019
Mosaic Co Tampa Facility | 10204_B_7-1 | 10204 | B | 7-1 |  | Non-Fossil Waste | FRCC | Florida | Hillsborough | 10.4 | 1999 | 9999 |  |  |  | 0.70317 | Default Emission Factor
Mosaic Co Tampa Facility | 10204_B_7-2 | 10204 | B | 7-2 |  | Non-Fossil Waste | FRCC | Florida | Hillsborough | 10.4 | 1999 | 9999 |  |  |  | 0.70317 | Default Emission Factor
Mosaic Co Tampa Facility | 10204_B_9-1 | 10204 | B | 9-1 |  | Non-Fossil Waste | FRCC | Florida | Hillsborough | 10.4 | 1999 | 9999 |  |  |  | 0.70317 | Default Emission Factor
Mosaic Co Tampa Facility | 10204_B_9-2 | 10204 | B | 9-2 |  | Non-Fossil Waste | FRCC | Florida | Hillsborough | 10.4 | 2000 | 9999 |  |  |  | 0.70317 | Default Emission Factor
Alabama River Pulp | 10216_B_PB1 | 10216 | B | PB1 |  | Non-Fossil Waste | S_SOU | Alabama | Monroe | 21.8 | 1978 | 9999 | 2019 | 61.319 | 127110.59 | 0.96481 | NEI 2019
Alabama River Pulp | 10216_B_RB1 | 10216 | B | RB1 |  | Non-Fossil Waste | S_SOU | Alabama | Monroe | 21.8 | 1978 | 9999 | 2019 | 57.333 | 127110.59 | 0.9021 | NEI 2019
Leaf River Cellulose LLC | 10233_B_PB | 10233 | B | PB |  | Non-Fossil Waste | S_SOU | Mississippi | Perry | 26 | 1984 | 9999 | 2019 | 28.16 | 201720.62 | 0.2792 | NEI 2019
Leaf River Cellulose LLC | 10233_B_RB | 10233 | B | RB |  | Non-Fossil Waste | S_SOU | Mississippi | Perry | 26 | 1984 | 9999 | 2019 | 132.98 | 201720.62 | 1.3185 | NEI 2019
Crawfordsville Power Plant | 1024_B_5 | 1024 | B | 5 |  | Coal Steam | MIS_INKY | Indiana | Montgomery | 10.6 | 1956 | 9999 |  |  |  | 0.18776 | Default Emission Factor
Crawfordsville Power Plant | 1024_B_6 | 1024 | B | 6 |  | Coal Steam | MIS_INKY | Indiana | Montgomery | 12.6 | 1965 | 9999 |  |  |  | 0.18776 | Default Emission Factor
Bridgewater Power LP | 10290_B_EU1 | 10290 | B | EU1 |  | Biomass | NENGREST | New Hampshire | Grafton | 16 | 1987 | 9999 | 2017 | 44.7991 | 121464 | 0.73765 | NEI 2019
Desert View Power | 10300_B_BLR1 | 10300 | B | BLR1 |  | Biomass | WECC_IID | California | Riverside | 23.5 | 1992 | 9999 |  |  |  | 0.65677 | Default Emission Factor
Desert View Power | 10300_B_BLR2 | 10300 | B | BLR2 |  | Biomass | WECC_IID | California | Riverside | 23.5 | 1992 | 9999 |  |  |  | 0.65677 | Default Emission Factor
T B Simon Power Plant | 10328_B_BLR1 | 10328 | B | BLR1 | 89142 | O/G Steam | MIS_LMI | Michigan | Ingham | 17 | 1965 | 9999 | 2019 | 5.82 | 55666.4622 | 0.2091 | NEI 2019
T B Simon Power Plant | 10328_B_BLR2 | 10328 | B | BLR2 | 89143 | O/G Steam | MIS_LMI | Michigan | Ingham | 17 | 1965 | 9999 | 2019 | 5.655 | 55666.4622 | 0.20317 | NEI 2019
T B Simon Power Plant | 10328_B_BLR3 | 10328 | B | BLR3 | 89144 | O/G Steam | MIS_LMI | Michigan | Ingham | 17 | 1973 | 9999 | 2019 | 7.265 | 55666.4622 | 0.26102 | NEI 2019
T B Simon Power Plant | 10328_B_BLR4 | 10328 | B | BLR4 | 89145 | O/G Steam | MIS_LMI | Michigan | Ingham | 17 | 1990 | 9999 | 2019 | 3.8665 | 55666.4622 | 0.13892 | NEI 2019
T B Simon Power Plant | 10328_B_BLR6 | 10328 | B | BLR6 | 89142 | O/G Steam | MIS_LMI | Michigan | Ingham | 17 | 2004 | 9999 |  |  |  | 0.14445 | Default Emission Factor
Foster Wheeler Mt Carmel Cogen | 10343_B_SG-101 | 10343 | B | SG-101 | 3542 | Coal Steam | PJM_WMAC | Pennsylvania | Northumberland | 43 | 1990 | 9999 | 2019 | 2.498 | 81195 | 0.06153 | NEI 2019
Hillman Power LLC | 10346_B_BOIL01 | 10346 | B | BOIL01 |  | Biomass | MIS_LMI | Michigan | Montmorency | 17.7 | 1987 | 9999 | 2019 | 17.1333 | 93506 | 0.36646 | NEI 2019
ReEnergy Livermore Falls | 10354_B_1 | 10354 | B | 1 |  | Biomass | NENG_ME | Maine | Androscoggin | 36 | 1992 | 9999 | 2019 | 13.8641 | 222953 | 0.12437 | NEI 2019
Lumberton | 10382_B_UNIT1 | 10382 | B | UNIT1 | 3545 | Biomass | S_VACA | North Carolina | Robeson | 17.4 | 2015 | 9999 |  |  |  | 0.20072 | NEI 2019
Lumberton | 10382_B_UNIT2 | 10382 | B | UNIT2 | 3546 | Biomass | S_VACA | North Carolina | Robeson | 17.4 | 2015 | 9999 | 2019 | 13.41 | 133621 | 0.20072 | NEI 2019
ArcelorMittal Indiana Harbor West | 10397_B_5HPB | 10397 | B | 5HPB |  | Fossil Waste | MIS_INKY | Indiana | Lake | 11.1 | 1952 | 9999 |  |  |  | 0.66403 | Default Emission Factor
ArcelorMittal Indiana Harbor West | 10397_B_6HPB | 10397 | B | 6HPB |  | Fossil Waste | MIS_INKY | Indiana | Lake | 11.1 | 1956 | 9999 | 2019 | 23.5301 | 29626.6787 | 1.5884 | NEI 2019
ArcelorMittal Indiana Harbor West | 10397_B_7HPB | 10397 | B | 7HPB |  | Fossil Waste | MIS_INKY | Indiana | Lake | 11.1 | 1956 | 9999 | 2019 | 53.9744 | 29626.6787 | 3.6436 | NEI 2019
ArcelorMittal Indiana Harbor West | 10397_B_8HPB | 10397 | B | 8HPB |  | Fossil Waste | MIS_INKY | Indiana | Lake | 24 | 1967 | 9999 | 2019 | 126.5242 | 64192.1297 | 3.9421 | NEI 2019
ArcelorMittal Indiana Harbor West | 10397_B_9HPB | 10397 | B | 9HPB |  | Fossil Waste | MIS_INKY | Indiana | Lake | 17 | 2000 | 9999 |  |  |  | 0.66403 | Default Emission Factor
Whitewater Valley | 1040_B_1 | 1040 | B | 1 | 729 | Coal Steam | PJM_West | Indiana | Wayne | 35 | 1955 | 9999 | 2019 | 10.6345 | 12098 | 1.7581 | NEI 2019
Whitewater Valley | 1040_B_2 | 1040 | B | 2 | 730 | Coal Steam | PJM_West | Indiana | Wayne | 65 | 1973 | 9999 | 2019 | 21.7066 | 26495 | 1.6385 | NEI 2019
Pensacola Florida Plant | 10416_B_BO4 | 10416 | B | BO4 |  | O/G Steam | S_SOU | Florida | Escambia | 2.7 | 1953 | 9999 |  |  |  | 0.14445 | Default Emission Factor
Pensacola Florida Plant | 10416_B_BO5 | 10416 | B | BO5 |  | O/G Steam | S_SOU | Florida | Escambia | 2.7 | 1957 | 9999 |  |  |  | 0.14445 | Default Emission Factor
Pensacola Florida Plant | 10416_B_BO6 | 10416 | B | BO6 |  | O/G Steam | S_SOU | Florida | Escambia | 2.7 | 1957 | 9999 |  |  |  | 0.14445 | Default Emission Factor
Pensacola Florida Plant | 10416_B_BO7 | 10416 | B | BO7 |  | O/G Steam | S_SOU | Florida | Escambia | 2.7 | 1953 | 9999 |  |  |  | 0.14445 | Default Emission Factor
Pensacola Florida Plant | 10416_B_BO8 | 10416 | B | BO8 |  | O/G Steam | S_SOU | Florida | Escambia | 2.7 | 1953 | 9999 |  |  |  | 0.14445 | Default Emission Factor
Pensacola Florida Plant | 10416_B_BO9 | 10416 | B | BO9 |  | O/G Steam | S_SOU | Florida | Escambia | 2.7 | 2007 | 9999 |  |  |  | 0.14445 | Default Emission Factor
Camden Resource Recovery Facility | 10435_B_SG101A | 10435 | B | SG101A |  | Municipal Solid Waste | PJM_EMAC | New Jersey | Camden | 11 | 1991 | 9999 | 2019 | 39.39 | 50045.4995 | 1.5742 | NEI 2019
Camden Resource Recovery Facility | 10435_B_SG101B | 10435 | B | SG101B |  | Municipal Solid Waste | PJM_EMAC | New Jersey | Camden | 11 | 1991 | 9999 |  |  |  | 0.1534 | Default Emission Factor
Camden Resource Recovery Facility | 10435_B_SG101C | 10435 | B | SG101C |  | Municipal Solid Waste | PJM_EMAC | New Jersey | Camden | 11 | 1991 | 9999 |  |  |  | 0.1534 | Default Emission Factor
ReEnergy Black River | 10464_B_E0001 | 10464 | B | E0001 | 3547 | Biomass | NY_Z_C&E | New York | Jefferson | 18.3 | 2013 | 9999 |  |  |  | 0.01643 | NEI 2019
ReEnergy Black River | 10464_B_E0002 | 10464 | B | E0002 | 3548 | Biomass | NY_Z_C&E | New York | Jefferson | 18.3 | 2013 | 9999 |  |  |  | 0.01643 | NEI 2019
ReEnergy Black River | 10464_B_E0003 | 10464 | B | E0003 | 3549 | Biomass | NY_Z_C&E | New York | Jefferson | 18.3 | 2013 | 9999 | 2017 | 2.7505 | 334870.6513 | 0.01643 | NEI 2019
Puente Hills Energy Recovery | 10472_B_B300 | 10472 | B | B300 |  | Landfill Gas | WECC_SCE | California | Los Angeles | 22.5 | 1986 | 9999 |  |  |  | 0.54258 | Default Emission Factor
Puente Hills Energy Recovery | 10472_B_B400 | 10472 | B | B400 |  | Landfill Gas | WECC_SCE | California | Los Angeles | 22.5 | 1986 | 9999 |  |  |  | 0.54258 | Default Emission Factor
Wisconsin Rapids Pulp Mill | 10477_B_P1 | 10477 | B | P1 |  | Non-Fossil Waste | MIS_WUMS | Wisconsin | Wood | 10.8 | 1966 | 9999 |  |  |  | 0.70317 | Default Emission Factor
Wisconsin Rapids Pulp Mill | 10477_B_P2 | 10477 | B | P2 |  | Non-Fossil Waste | MIS_WUMS | Wisconsin | Wood | 10.8 | 1966 | 9999 |  |  |  | 0.70317 | Default Emission Factor
Wisconsin Rapids Pulp Mill | 10477_B_P3 | 10477 | B | P3 |  | Non-Fossil Waste | MIS_WUMS | Wisconsin | Wood | 10.8 | 1991 | 9999 |  |  |  | 0.70317 | Default Emission Factor
Wisconsin Rapids Pulp Mill | 10477_B_R1 | 10477 | B | R1 |  | Non-Fossil Waste | MIS_WUMS | Wisconsin | Wood | 10.8 | 1966 | 9999 |  |  |  | 0.70317 | Default Emission Factor
Wisconsin Rapids Pulp Mill | 10477_B_R2 | 10477 | B | R2 |  | Non-Fossil Waste | MIS_WUMS | Wisconsin | Wood | 10.8 | 1975 | 9999 |  |  |  | 0.70317 | Default Emission Factor
Wisconsin Rapids Pulp Mill | 10477_B_R3 | 10477 | B | R3 |  | Non-Fossil Waste | MIS_WUMS | Wisconsin | Wood | 10.8 | 1989 | 9999 |  |  |  | 0.70317 | Default Emission Factor
Rumford Cogeneration | 10495_B_6 | 10495 | B | 6 |  | Tires | NENG_ME | Maine | Oxford | 26 | 1990 | 9999 | 2019 | 3.2336 | 169473.1026 | 0.03816 | NEI 2019
Rumford Cogeneration | 10495_B_7 | 10495 | B | 7 |  | Tires | NENG_ME | Maine | Oxford | 26 | 1990 | 9999 | 2017 | 3.1914 | 173865.7771 | 0.03671 | NEI 2019
Rumford Cogeneration | 10495_B_CRECV | 10495 | B | CRECV |  | Non-Fossil Waste | NENG_ME | Maine | Oxford | 34 | 1981 | 9999 | 2019 | 106.5828 | 221054.7947 | 0.96431 | NEI 2019
Wheelabrator Hudson Falls | 10503_B_SG201A | 10503 | B | SG201A |  | Municipal Solid Waste | NY_Z_F | New York | Washington | 5.8 | 1992 | 9999 | 2019 | 0.062647 | 38279.5 | 0.00327 | NEI 2019
Wheelabrator Hudson Falls | 10503_B_SG201B | 10503 | B | SG201B |  | Municipal Solid Waste | NY_Z_F | New York | Washington | 5.8 | 1992 | 9999 | 2019 | 0.056642 | 38279.5 | 0.00296 | NEI 2019
Craven County Wood Energy LP | 10525_B_4A | 10525 | B | 4A | 89655 | Biomass | S_VACA | North Carolina | Craven | 47 | 1990 | 9999 | 2019 | 53.7 | 326608 | 0.32884 | NEI 2019
Fernandina Plant | 10562_B_PB6 | 10562 | B | PB6 |  | Biomass | FRCC | Florida | Nassau | 21 | 2006 | 9999 | 2019 | 40.21 | 116944.04 | 0.68768 | NEI 2019
Fernandina Plant | 10562_B_REC5 | 10562 | B | REC5 |  | Biomass | FRCC | Florida | Nassau | 21 | 1976 | 9999 | 2017 | 86.857 | 125108.365 | 1.3885 | NEI 2019
Agrilectric Power Partners Ltd | 10593_B_BLR1 | 10593 | B | BLR1 |  | Biomass | MIS_WOTA | Louisiana | Calcasieu | 10.9 | 1984 | 9999 | 2019 | 14.395 | 83989 | 0.34278 | NEI 2019
Ebensburg Power | 10603_B_031 | 10603 | B | 031 | 3557 | Coal Steam | PJM_PENE | Pennsylvania | Cambria | 50 | 1991 | 9999 | 2017 | 25.19 | 249137 | 0.20222 | NEI 2019
Domtar - Woodland Mill | 10613_B_3RB | 10613 | B | 3RB |  | Non-Fossil Waste | NENG_ME | Maine | Washington | 23 | 1989 | 9999 | 2019 | 200.8166 | 166443.5 | 2.413 | NEI 2019
Domtar - Woodland Mill | 10613_B_9PB | 10613 | B | 9PB |  | Non-Fossil Waste | NENG_ME | Maine | Washington | 23 | 1969 | 9999 | 2019 | 99.4624 | 166443.5 | 1.1951 | NEI 2019
Pine Bluff Mill | 10627_B_BB1 | 10627 | B | BB1 |  | O/G Steam | MIS_AR | Arkansas | Jefferson | 12.2 | 1957 | 9999 |  |  |  | 0.14445 | Default Emission Factor
Pine Bluff Mill | 10627_B_PB1 | 10627 | B | PB1 |  | O/G Steam | MIS_AR | Arkansas | Jefferson | 12.2 | 1957 | 9999 |  |  |  | 0.14445 | Default Emission Factor
Pine Bluff Mill | 10627_B_RB2 | 10627 | B | RB2 |  | Non-Fossil Waste | MIS_AR | Arkansas | Jefferson | 12.2 | 1957 | 9999 |  |  |  | 0.70317 | Default Emission Factor
Pine Bluff Mill | 10627_B_RB3 | 10627 | B | RB3 |  | Non-Fossil Waste | MIS_AR | Arkansas | Jefferson | 12.2 | 1957 | 9999 |  |  |  | 0.70317 | Default Emission Factor
Pine Bluff Mill | 10627_B_RB4 | 10627 | B | RB4 |  | Non-Fossil Waste | MIS_AR | Arkansas | Jefferson | 12.2 | 1957 | 9999 |  |  |  | 0.70317 | Default Emission Factor
Wheelabrator Baltimore Refuse | 10629_B_BLR1 | 10629 | B | BLR1 |  | Municipal Solid Waste | PJM_SMAC | Maryland | Baltimore City | 20.4 | 1985 | 9999 | 2019 | 20.3764 | 108072.5859 | 0.37709 | NEI 2019
Wheelabrator Baltimore Refuse | 10629_B_BLR2 | 10629 | B | BLR2 |  | Municipal Solid Waste | PJM_SMAC | Maryland | Baltimore City | 20.4 | 1985 | 9999 | 2019 | 9.2215 | 108072.5859 | 0.17065 | NEI 2019
Wheelabrator Baltimore Refuse | 10629_B_BLR3 | 10629 | B | BLR3 |  | Municipal Solid Waste | PJM_SMAC | Maryland | Baltimore City | 20.4 | 1985 | 9999 | 2019 | 10.2989 | 108072.5859 | 0.19059 | NEI 2019
Covanta Hempstead | 10642_B_1 | 10642 | B | 1 |  | Municipal Solid Waste | NY_Z_K | New York | Nassau | 23.9 | 1989 | 9999 |  |  |  | 0.1534 | Default Emission Factor
Covanta Hempstead | 10642_B_2 | 10642 | B | 2 |  | Municipal Solid Waste | NY_Z_K | New York | Nassau | 23.9 | 1989 | 9999 |  |  |  | 0.1534 | Default Emission Factor
Covanta Hempstead | 10642_B_3 | 10642 | B | 3 |  | Municipal Solid Waste | NY_Z_K | New York | Nassau | 23.9 | 1989 | 9999 |  |  |  | 0.1534 | Default Emission Factor
Covanta Essex Company | 10643_B_1 | 10643 | B | 1 |  | Municipal Solid Waste | PJM_EMAC | New Jersey | Essex | 20 | 1990 | 9999 |  |  |  | 0.17825 | NEI 2019
Covanta Essex Company | 10643_B_2 | 10643 | B | 2 |  | Municipal Solid Waste | PJM_EMAC | New Jersey | Essex | 20 | 1990 | 9999 |  |  |  | 0.17825 | NEI 2019
Covanta Essex Company | 10643_B_3 | 10643 | B | 3 |  | Municipal Solid Waste | PJM_EMAC | New Jersey | Essex | 20 | 1990 | 9999 | 2019 | 44.31 | 497157.0284 | 0.17825 | NEI 2019
Covanta Southeastern Connecticut Company | 10646_B_BLR1 | 10646 | B | BLR1 |  | Municipal Solid Waste | NENG_CT | Connecticut | New London | 8.2 | 1991 | 9999 |  |  |  | 0.1534 | Default Emission Factor
Covanta Southeastern Connecticut Company | 10646_B_BLR2 | 10646 | B | BLR2 |  | Municipal Solid Waste | NENG_CT | Connecticut | New London | 8.2 | 1991 | 9999 |  |  |  | 0.1534 | Default Emission Factor
Burney Forest Products | 10652_B_BLR1 | 10652 | B | BLR1 |  | Biomass | WEC_CALN | California | Shasta | 15.5 | 1989 | 9999 | 2017 | 12.8962 | 83893 | 0.30744 | NEI 2019
Burney Forest Products | 10652_B_BLR2 | 10652 | B | BLR2 |  | Biomass | WEC_CALN | California | Shasta | 15.5 | 1989 | 9999 | 2017 | 8.1914 | 83893 | 0.19528 | NEI 2019
River Valley | 10671_B_1A | 10671 | B | 1A | 90961 | Coal Steam | SPP_WEST | Oklahoma | Le Flore | 80 | 1991 | 9999 | 2019 | 7.338 | 173303.5 | 0.08468 | NEI 2019
River Valley | 10671_B_1B | 10671 | B | 1B | 90962 | Coal Steam | SPP_WEST | Oklahoma | Le Flore | 80 | 1991 | 9999 | 2019 | 23.026 | 173303.5 | 0.26573 | NEI 2019
River Valley | 10671_B_2A | 10671 | B | 2A | 90963 | Coal Steam | SPP_WEST | Oklahoma | Le Flore | 80 | 1991 | 9999 | 2017 | 13.792 | 440503 | 0.06262 | NEI 2019
River Valley | 10671_B_2B | 10671 | B | 2B | 90964 | Coal Steam | SPP_WEST | Oklahoma | Le Flore | 80 | 1991 | 9999 | 2019 | 8.47 | 96353.5 | 0.17581 | NEI 2019
AES Warrior Run Cogeneration Facility | 10678_B_BLR1 | 10678 | B | BLR1 | 3575 | Coal Steam | PJM_AP | Maryland | Allegany | 180 | 2000 | 9999 | 2019 | 96.2223 | 1103810 | 0.17435 | NEI 2019
Argus Cogen Plant | 10684_B_BLR22 | 10684 | B | BLR22 |  | Coal Steam | WECC_SCE | California | San Bernardino | 2.3 | 1967 | 9999 |  |  |  | 0.18776 | Default Emission Factor
Argus Cogen Plant | 10684_B_BLR25 | 10684 | B | BLR25 |  | Coal Steam | WECC_SCE | California | San Bernardino | 27 | 1978 | 9999 |  |  |  | 0.13679 | Default Emission Factor
Argus Cogen Plant | 10684_B_BLR26 | 10684 | B | BLR26 |  | Coal Steam | WECC_SCE | California | San Bernardino | 27 | 1978 | 9999 |  |  |  | 0.13679 | Default Emission Factor
Rapids Energy Center | 10686_B_5 | 10686 | B | 5 |  | Biomass | MIS_MNWI | Minnesota | Itasca | 10.8 | 1980 | 9999 | 2019 | 0.057206 | 8336.5 | 0.01372 | NEI 2019
Rapids Energy Center | 10686_B_6 | 10686 | B | 6 |  | Biomass | MIS_MNWI | Minnesota | Itasca | 10.8 | 1980 | 9999 | 2019 | 0.035055 | 8336.5 | 0.00841 | NEI 2019
Rapids Energy Center | 10686_B_7 | 10686 | B | 7 |  | Biomass | MIS_MNWI | Minnesota | Itasca | 3.3 | 2001 | 9999 | 2019 | 0.179 | 125.5 | 2.8526 | NEI 2019
Rapids Energy Center | 10686_B_8 | 10686 | B | 8 |  | Biomass | MIS_MNWI | Minnesota | Itasca | 3.3 | 2001 | 9999 | 2017 | 0.15856 | 10114.84 | 0.03135 | NEI 2019
Prairie Creek | 1073_B_3 | 1073 | B | 3 | 746 | Coal Steam | MIS_IA | Iowa | Linn | 30.4 | 1958 | 9999 |  |  |  | 0.18776 | Default Emission Factor
Prairie Creek | 1073_B_4 | 1073 | B | 4 | 747 | O/G Steam | MIS_IA | Iowa | Linn | 110 | 1967 | 9999 |  |  |  | 0.14445 | Default Emission Factor
Covanta Delaware Valley | 10746_B_BLR1 | 10746 | B | BLR1 |  | Municipal Solid Waste | PJM_EMAC | Pennsylvania | Delaware | 13.3 | 1991 | 9999 | 2019 | 18.729 | 86455.3957 | 0.43326 | NEI 2019
Covanta Delaware Valley | 10746_B_BLR2 | 10746 | B | BLR2 |  | Municipal Solid Waste | PJM_EMAC | Pennsylvania | Delaware | 13.3 | 1991 | 9999 | 2019 | 16.1731 | 86455.3957 | 0.37414 | NEI 2019
Covanta Delaware Valley | 10746_B_BLR3 | 10746 | B | BLR3 |  | Municipal Solid Waste | PJM_EMAC | Pennsylvania | Delaware | 13.3 | 1991 | 9999 | 2019 | 17.9882 | 86455.3957 | 0.41613 | NEI 2019
Covanta Delaware Valley | 10746_B_BLR4 | 10746 | B | BLR4 |  | Municipal Solid Waste | PJM_EMAC | Pennsylvania | Delaware | 13.3 | 1991 | 9999 | 2019 | 5.7834 | 86455.3957 | 0.13379 | NEI 2019
Covanta Delaware Valley | 10746_B_BLR5 | 10746 | B | BLR5 |  | Municipal Solid Waste | PJM_EMAC | Pennsylvania | Delaware | 13.3 | 1991 | 9999 | 2019 | 18.2288 | 86455.3957 | 0.42169 | NEI 2019
Covanta Delaware Valley | 10746_B_BLR6 | 10746 | B | BLR6 |  | Municipal Solid Waste | PJM_EMAC | Pennsylvania | Delaware | 13.3 | 1991 | 9999 | 2019 | 13.3551 | 86455.3957 | 0.30895 | NEI 2019
Blue Lake Power LLC | 10764_B_Zurn | 10764 | B | Zurn |  | Biomass | WEC_CALN | California | Humboldt | 11.5 | 1985 | 9999 |  |  |  | 0.58208 | Default Emission Factor
Indeck Jonesboro Energy Center | 10765_B_CFB002 | 10765 | B | CFB002 |  | Biomass | NENG_ME | Maine | Washington | 20.2 | 1987 | 9999 | 2019 | 1.477 | 23380 | 0.12635 | NEI 2019
Indeck West Enfield Energy Center | 10766_B_CFB001 | 10766 | B | CFB001 |  | Biomass | NENG_ME | Maine | Penobscot | 20.4 | 1987 | 9999 | 2019 | 1.4422 | 23195 | 0.12435 | NEI 2019
Rio Bravo Fresno | 10767_B_CFB | 10767 | B | CFB |  | Biomass | WEC_CALN | California | Fresno | 24.3 | 1988 | 9999 | 2019 | 11.7694 | 187525 | 0.12552 | NEI 2019
Hopewell Power Station | 10771_B_1 | 10771 | B | 1 | 3591 | Biomass | PJM_Dom | Virginia | Hopewell City | 26 | 1992 | 2029 | 2019 | 9.6969 | 142918 | 0.1357 | NEI 2019
Hopewell Power Station | 10771_B_2 | 10771 | B | 2 | 3592 | Biomass | PJM_Dom | Virginia | Hopewell City | 26 | 1992 | 2029 | 2019 | 7.3613 | 142918 | 0.10301 | NEI 2019
Rio Bravo Rocklin | 10772_B_CFB | 10772 | B | CFB |  | Biomass | WEC_CALN | California | Placer | 24.4 | 1990 | 9999 | 2017 | 57.1032 | 164302 | 0.6951 | NEI 2019
Altavista Power Station | 10773_B_1 | 10773 | B | 1 | 3593 | Biomass | PJM_West | Virginia | Campbell | 26 | 1992 | 2029 | 2017 | 3.4023 | 137801.5 | 0.04938 | NEI 2019
Altavista Power Station | 10773_B_2 | 10773 | B | 2 | 3594 | Biomass | PJM_West | Virginia | Campbell | 26 | 1992 | 2029 | 2019 | 6.4258 | 136228.5 | 0.09434 | NEI 2019
Southampton Power Station | 10774_B_1 | 10774 | B | 1 | 3595 | Biomass | PJM_Dom | Virginia | Southampton | 26 | 1992 | 2029 | 2019 | 5.9257 | 132785.5 | 0.08925 | NEI 2019
Southampton Power Station | 10774_B_2 | 10774 | B | 2 | 3596 | Biomass | PJM_Dom | Virginia | Southampton | 26 | 1992 | 2029 | 2019 | 6.0139 | 132785.5 | 0.09058 | NEI 2019
HL Power | 10777_B_ZURN1 | 10777 | B | ZURN1 |  | Biomass | WEC_CALN | California | Lassen | 30 | 1989 | 9999 | 2019 | 34.2063 | 188963 | 0.36204 | NEI 2019
Colstrip Energy LP | 10784_B_BLR1 | 10784 | B | BLR1 |  | Coal Steam | WECC_MT | Montana | Rosebud | 38 | 1990 | 9999 | 2019 | 5.424 | 301048 | 0.03603 | NEI 2019
Holcomb | 108_B_SGU1 | 108 | B | SGU1 | 60 | Coal Steam | SPP_N | Kansas | Finney | 359 | 1983 | 9999 | 2019 | 42.1173 | 1569548 | 0.05367 | NEI 2019
Walter Scott Jr Energy Center | 1082_B_3 | 1082 | B | 3 | 756 | Coal Steam | MIS_MIDA | Iowa | Pottawattamie | 708 | 1978 | 9999 | 2019 | 156.3662 | 3858814 | 0.08104 | NEI 2019
Walter Scott Jr Energy Center | 1082_B_4 | 1082 | B | 4 | 89556 | Coal Steam | MIS_MIDA | Iowa | Pottawattamie | 814 | 2007 | 9999 | 2019 | 156.2639 | 4155389 | 0.07521 | NEI 2019
Grayling Generating Station | 10822_B_BOIL1 | 10822 | B | BOIL1 | 90210 | Biomass | MIS_LMI | Michigan | Crawford | 38 | 1992 | 9999 | 2019 | 10.4138 | 171210 | 0.12165 | NEI 2019
Deer Island Treatment Plant | 10823_B_B101 | 10823 | B | B101 |  | Non-Fossil Waste | NENGREST | Massachusetts | Suffolk | 4.5 | 1997 | 9999 |  |  |  | 0.70317 | Default Emission Factor
Deer Island Treatment Plant | 10823_B_B201 | 10823 | B | B201 |  | Non-Fossil Waste | NENGREST | Massachusetts | Suffolk | 4.5 | 1997 | 9999 |  |  |  | 0.70317 | Default Emission Factor
Woodland Biomass Power Ltd | 10836_B_BLR1 | 10836 | B | BLR1 |  | Biomass | WEC_CALN | California | Yolo | 25 | 1989 | 9999 |  |  |  | 0.58208 | Default Emission Factor
Springfield Power LLC | 10838_B_BLR1 | 10838 | B | BLR1 |  | Biomass | NENGREST | New Hampshire | Sullivan | 16.1 | 1987 | 9999 |  |  |  | 0.58208 | Default Emission Factor
DG Whitefield LLC | 10839_B_BLR1 | 10839 | B | BLR1 |  | Biomass | NENGREST | New Hampshire | Coos | 17 | 1986 | 9999 |  |  |  | 0.58208 | Default Emission Factor
Silver Bay Power | 10849_B_BLR1 | 10849 | B | BLR1 | 89908 | Coal Steam | MIS_MNWI | Minnesota | Lake | 36 | 1955 | 9999 | 2017 | 3.9228 | 149771 | 0.05238 | NEI 2019
Silver Bay Power | 10849_B_BLR2 | 10849 | B | BLR2 | 89909 | Coal Steam | MIS_MNWI | Minnesota | Lake | 69 | 1963 | 9999 | 2019 | 6.3794 | 81195 | 0.15714 | NEI 2019
Archer Daniels Midland Cedar Rapids | 10864_B_1 | 10864 | B | 1 |  | Coal Steam | MIS_IA | Iowa | Linn | 40 | 1988 | 9999 | 2019 | 5.8235 | 119941.5626 | 0.09711 | NEI 2019
Archer Daniels Midland Cedar Rapids | 10864_B_2 | 10864 | B | 2 |  | Coal Steam | MIS_IA | Iowa | Linn | 40 | 1988 | 9999 | 2019 | 6.3743 | 119941.5626 | 0.10629 | NEI 2019
Archer Daniels Midland Cedar Rapids | 10864_B_3 | 10864 | B | 3 |  | Coal Steam | MIS_IA | Iowa | Linn | 40 | 1989 | 9999 | 2019 | 1.8478 | 119941.5626 | 0.03081 | NEI 2019
Archer Daniels Midland Cedar Rapids | 10864_B_4 | 10864 | B | 4 |  | Coal Steam | MIS_IA | Iowa | Linn | 40 | 1994 | 9999 | 2019 | 1.85 | 119941.5626 | 0.03085 | NEI 2019
Archer Daniels Midland Cedar Rapids | 10864_B_5 | 10864 | B | 5 |  | Coal Steam | MIS_IA | Iowa | Linn | 100 | 2001 | 9999 | 2019 | 6.9585 | 301749.1191 | 0.04612 | NEI 2019
Biomass One LP | 10869_B_NORTH | 10869 | B | NORTH |  | Biomass | WECC_PNW | Oregon | Jackson | 18.2 | 1985 | 9999 | 2017 | 3.29 | 58488 | 0.1125 | NEI 2019
Biomass One LP | 10869_B_SOUTH | 10869 | B | SOUTH |  | Biomass | WECC_PNW | Oregon | Jackson | 18.2 | 1985 | 9999 | 2017 | 3.01 | 58488 | 0.10293 | NEI 2019
Medical Area Total Energy Plant | 10883_B_GTHSG1 | 10883 | B | GTHSG1 |  | O/G Steam | NENGREST | Massachusetts | Suffolk | 2.8 | 2004 | 9999 |  |  |  | 0.14445 | Default Emission Factor
Medical Area Total Energy Plant | 10883_B_GTHSG2 | 10883 | B | GTHSG2 |  | O/G Steam | NENGREST | Massachusetts | Suffolk | 2.8 | 2004 | 9999 |  |  |  | 0.14445 | Default Emission Factor
Medical Area Total Energy Plant | 10883_B_GTHSG3 | 10883 | B | GTHSG3 |  | O/G Steam | NENGREST | Massachusetts | Suffolk | 2.8 | 2017 | 9999 |  |  |  | 0.14445 | Default Emission Factor
Medical Area Total Energy Plant | 10883_B_HSG1 | 10883 | B | HSG1 |  | O/G Steam | NENGREST | Massachusetts | Suffolk | 2.8 | 1979 | 9999 | 2019 | 2.288 | 9552.3175 | 0.47905 | NEI 2019
Medical Area Total Energy Plant | 10883_B_HSG2 | 10883 | B | HSG2 |  | O/G Steam | NENGREST | Massachusetts | Suffolk | 2.8 | 1979 | 9999 | 2019 | 0.91 | 9552.3175 | 0.19053 | NEI 2019
Medical Area Total Energy Plant | 10883_B_PSG1 | 10883 | B | PSG1 |  | O/G Steam | NENGREST | Massachusetts | Suffolk | 2.8 | 2010 | 9999 | 2019 | 1.846 | 9552.3175 | 0.3865 | NEI 2019
Medical Area Total Energy Plant | 10883_B_PSG2 | 10883 | B | PSG2 |  | O/G Steam | NENGREST | Massachusetts | Suffolk | 2.8 | 2004 | 9999 | 2019 | 2.1769 | 9552.3175 | 0.45578 | NEI 2019
Medical Area Total Energy Plant | 10883_B_PSG3 | 10883 | B | PSG3 |  | O/G Steam | NENGREST | Massachusetts | Suffolk | 2.8 | 2004 | 9999 | 2019 | 0.84117 | 9552.3175 | 0.17612 | NEI 2019
George Neal North | 1091_B_3 | 1091 | B | 3 | 762 | Coal Steam | MIS_MIDA | Iowa | Woodbury | 515 | 1975 | 9999 | 2019 | 117.1527 | 1628432 | 0.14388 | NEI 2019
Ames Electric Services Power Plant | 1122_B_7 | 1122 | B | 7 | 767 | O/G Steam | MIS_MIDA | Iowa | Story | 32 | 1968 | 9999 |  |  |  | 0.14445 | Default Emission Factor
Ames Electric Services Power Plant | 1122_B_8 | 1122 | B | 8 | 768 | O/G Steam | MIS_MIDA | Iowa | Story | 63 | 1982 | 9999 | 2019 | 6.6113 | 129433 | 0.10216 | NEI 2019
Cholla | 113_B_1 | 113 | B | 1 | 62 | Coal Steam | WECC_AZ | Arizona | Navajo | 116 | 1980 | 2025 | 2017 | 21.0266 | 398758 | 0.10546 | NEI 2019
Cholla | 113_B_3 | 113 | B | 3 | 64 | Coal Steam | WECC_AZ | Arizona | Navajo | 271 | 1980 | 2025 | 2019 | 49.5097 | 1006969 | 0.09833 | NEI 2019
Streeter Station | 1131_B_6 | 1131 | B | 6 |  | O/G Steam | MIS_MIDA | Iowa | Black Hawk | 19.6 | 1963 | 9999 | 2019 | 0.0006001 | 104 | 0.01154 | NEI 2019
Streeter Station | 1131_B_7 | 1131 | B | 7 | 772 | O/G Steam | MIS_MIDA | Iowa | Black Hawk | 37 | 1973 | 9999 |  |  |  | 0.14445 | Default Emission Factor
Muscatine Plant #1 | 1167_B_9 | 1167 | B | 9 | 788 | Coal Steam | MIS_IA | Iowa | Muscatine | 163 | 1983 | 9999 | 2017 | 22.8822 | 677514 | 0.06755 | NEI 2019
Yucca | 120_B_1 | 120 | B | 1 | 74 | O/G Steam | WECC_AZ | Arizona | Yuma | 75 | 1978 | 9999 | 2019 | 12.1719 | 265575 | 0.09166 | NEI 2019
Earl F Wisdom | 1217_B_1 | 1217 | B | 1 | 806 | O/G Steam | MIS_MIDA | Iowa | Clay | 38 | 1960 | 9999 |  |  |  | 0.14445 | Default Emission Factor
Cimarron River | 1230_B_1 | 1230 | B | 1 | 808 | O/G Steam | SPP_N | Kansas | Seward | 52 | 1963 | 9999 | 2019 | 0.04028 | 703 | 0.1146 | NEI 2019
Fort Dodge | 1233_B_4 | 1233 | B | 4 | 810 | O/G Steam | SPP_N | Kansas | Ford | 147 | 1969 | 9999 | 2019 | 0.27523 | 3171 | 0.1736 | NEI 2019
Great Bend - Sunflower | 1235_B_3 | 1235 | B | 3 | 811 | O/G Steam | SPP_N | Kansas | Barton | 93 | 1963 | 9999 | 2019 | 0.10123 | 324 | 0.62489 | NEI 2019
La Cygne | 1241_B_1 | 1241 | B | 1 | 819 | Coal Steam | SPP_N | Kansas | Linn | 736 | 1973 | 2025 | 2019 | 55.6711 | 2626438 | 0.04239 | NEI 2019
La Cygne | 1241_B_2 | 1241 | B | 2 | 820 | Coal Steam | SPP_N | Kansas | Linn | 662 | 1977 | 2039 | 2019 | 91.81 | 3171571 | 0.0579 | NEI 2019
H Wilson Sundt Generating Station | 126_B_3 | 126 | B | 3 | 79 | O/G Steam | WECC_AZ | Arizona | Pima | 104 | 1962 | 9999 | 2019 | 11.226 | 412126 | 0.05448 | NEI 2019
H Wilson Sundt Generating Station | 126_B_4 | 126 | B | 4 | 80 | O/G Steam | WECC_AZ | Arizona | Pima | 156 | 1967 | 9999 | 2019 | 11.7946 | 478423 | 0.04931 | NEI 2019
Cross | 130_B_1 | 130 | B | 1 | 82 | Coal Steam | S_VACA | South Carolina | Berkeley | 580 | 2008 | 9999 | 2019 | 233.2719 | 2154811 | 0.21651 | NEI 2019
Cross | 130_B_2 | 130 | B | 2 | 83 | Coal Steam | S_VACA | South Carolina | Berkeley | 570 | 1984 | 9999 | 2019 | 21.4524 | 143300 | 0.29941 | NEI 2019
Cross | 130_B_3 | 130 | B | 3 | 89490 | Coal Steam | S_VACA | South Carolina | Berkeley | 600 | 2007 | 9999 | 2019 | 124.1093 | 3217262 | 0.07715 | NEI 2019
Cross | 130_B_4 | 130 | B | 4 | 89491 | Coal Steam | S_VACA | South Carolina | Berkeley | 600 | 2008 | 9999 | 2017 | 135.6986 | 2723937 | 0.09963 | NEI 2019
Pratt | 1317_B_5 | 1317 | B | 5 |  | O/G Steam | SPP_N | Kansas | Pratt | 13 | 1965 | 9999 |  |  |  | 0.14445 | Default Emission Factor
Wellington 1 | 1330_B_4 | 1330 | B | 4 |  | O/G Steam | SPP_N | Kansas | Sumner | 19.5 | 1970 | 9999 | 2019 | 0.003743 | 55 | 0.13611 | NEI 2019
Big Sandy | 1353_B_BSU1 | 1353 | B | BSU1 | 872 | O/G Steam | PJM_West | Kentucky | Lawrence | 260 | 1963 | 9999 | 2019 | 103.0882 | 1062894 | 0.19398 | NEI 2019
E W Brown | 1355_B_3 | 1355 | B | 3 | 878 | Coal Steam | S_C_KY | Kentucky | Mercer | 409 | 1971 | 2028 | 2019 | 58.8007 | 915785 | 0.12842 | NEI 2019
Ghent | 1356_B_1 | 1356 | B | 1 | 884 | Coal Steam | S_C_KY | Kentucky | Carroll | 474 | 1973 | 9999 | 2019 | 20.7445 | 2697305 | 0.01538 | NEI 2019
Ghent | 1356_B_2 | 1356 | B | 2 | 885 | Coal Steam | S_C_KY | Kentucky | Carroll | 495 | 1977 | 9999 | 2019 | 36.8914 | 2638164 | 0.02797 | NEI 2019
Ghent | 1356_B_3 | 1356 | B | 3 | 886 | Coal Steam | S_C_KY | Kentucky | Carroll | 485 | 1981 | 9999 | 2017 | 34.1634 | 2537162 | 0.02693 | NEI 2019
Ghent | 1356_B_4 | 1356 | B | 4 | 887 | Coal Steam | S_C_KY | Kentucky | Carroll | 465 | 1984 | 9999 | 2019 | 42.526 | 2480091 | 0.03429 | NEI 2019
Seminole (FL) | 136_B_2 | 136 | B | 2 | 85 | Coal Steam | FRCC | Florida | Putnam | 657 | 1984 | 9999 | 2017 | 471.0123 | 4247979 | 0.22176 | NEI 2019
Mill Creek (KY) | 1364_B_1 | 1364 | B | 1 | 905 | Coal Steam | S_C_KY | Kentucky | Jefferson | 300 | 1972 | 2024 | 2019 | 167.6103 | 1499827 | 0.22351 | NEI 2019
Mill Creek (KY) | 1364_B_2 | 1364 | B | 2 | 906 | Coal Steam | S_C_KY | Kentucky | Jefferson | 297 | 1974 | 2028 | 2017 | 208.1104 | 1683758 | 0.2472 | NEI 2019
Mill Creek (KY) | 1364_B_3 | 1364 | B | 3 | 907 | Coal Steam | S_C_KY | Kentucky | Jefferson | 391 | 1978 | 9999 | 2019 | 196.8604 | 1844658 | 0.21344 | NEI 2019
Mill Creek (KY) | 1364_B_4 | 1364 | B | 4 | 908 | Coal Steam | S_C_KY | Kentucky | Jefferson | 477 | 1982 | 9999 | 2019 | 372.4007 | 3095493 | 0.24061 | NEI 2019
Shawnee | 1379_B_1 | 1379 | B | 1 | 916 | Coal Steam | S_C_TVA | Kentucky | McCracken | 134 | 1953 | 2034 | 2017 | 29.3976 | 625448 | 0.09401 | NEI 2019
Shawnee | 1379_B_2 | 1379 | B | 2 | 918 | Coal Steam | S_C_TVA | Kentucky | McCracken | 134 | 1953 | 2034 | 2017 | 38.8452 | 648458 | 0.11981 | NEI 2019
Shawnee | 1379_B_3 | 1379 | B | 3 | 919 | Coal Steam | S_C_TVA | Kentucky | McCracken | 134 | 1953 | 2033 | 2017 | 40.5959 | 716923 | 0.11325 | NEI 2019
Shawnee | 1379_B_4 | 1379 | B | 4 | 920 | Coal Steam | S_C_TVA | Kentucky | McCracken | 134 | 1954 | 2034 | 2019 | 31.5784 | 545374 | 0.1158 | NEI 2019
Shawnee | 1379_B_5 | 1379 | B | 5 | 921 | Coal Steam | S_C_TVA | Kentucky | McCracken | 134 | 1954 | 2034 | 2019 | 40.0888 | 712303 | 0.11256 | NEI 2019
Shawnee | 1379_B_6 | 1379 | B | 6 | 922 | Coal Steam | S_C_TVA | Kentucky | McCracken | 134 | 1954 | 2034 | 2017 | 32.398 | 769636 | 0.08419 | NEI 2019
Shawnee | 1379_B_7 | 1379 | B | 7 | 923 | Coal Steam | S_C_TVA | Kentucky | McCracken | 134 | 1954 | 2034 | 2019 | 21.9617 | 471684 | 0.09312 | NEI 2019
Shawnee | 1379_B_8 | 1379 | B | 8 | 924 | Coal Steam | S_C_TVA | Kentucky | McCracken | 134 | 1955 | 2034 | 2019 | 31.2674 | 657716 | 0.09508 | NEI 2019
Shawnee | 1379_B_9 | 1379 | B | 9 | 925 | Coal Steam | S_C_TVA | Kentucky | McCracken | 134 | 1955 | 2034 | 2019 | 27.7936 | 646856 | 0.08593 | NEI 2019
Cooper | 1384_B_1 | 1384 | B | 1 | 932 | Coal Steam | PJM_West | Kentucky | Pulaski | 116 | 1969 | 9999 | 2019 | 20.1779 | 42559 | 0.94823 | NEI 2019
Cooper | 1384_B_2 | 1384 | B | 2 | 933 | Coal Steam | PJM_West | Kentucky | Pulaski | 225 | 1969 | 9999 | 2019 | 9.3223 | 126051 | 0.14791 | NEI 2019
Louisiana 1 | 1391_B_1A | 1391 | B | 1A | 936 | Fossil Waste | MIS_LA | Louisiana | East Baton Rouge | 21.3 | 1954 | 9999 | 2019 | 5.51 | 135745.4457 | 0.08118 | NEI 2019
Louisiana 1 | 1391_B_2A | 1391 | B | 2A | 937 | Fossil Waste | MIS_LA | Louisiana | East Baton Rouge | 21.3 | 1954 | 9999 | 2019 | 4.69 | 135745.4457 | 0.0691 | NEI 2019
Louisiana 1 | 1391_B_3A | 1391 | B | 3A | 938 | Fossil Waste | MIS_LA | Louisiana | East Baton Rouge | 23.5 | 1953 | 9999 | 2019 | 5.82 | 149867.7706 | 0.07767 | NEI 2019
Louisiana 1 | 1391_B_4A | 1391 | B | 4A | 939 | Fossil Waste | MIS_LA | Louisiana | East Baton Rouge | 21.3 | 1987 | 9999 |  |  |  | 0.66403 | Default Emission Factor
Louisiana 1 | 1391_B_5A | 1391 | B | 5A | 940 | Fossil Waste | MIS_LA | Louisiana | East Baton Rouge | 36 | 1999 | 9999 |  |  |  | 0.66403 | Default Emission Factor
Louisiana 1 | 1391_B_9 | 1391 | B | 9 |  | Fossil Waste | MIS_LA | Louisiana | East Baton Rouge | 4.4 | 1949 | 9999 |  |  |  | 0.66403 | Default Emission Factor
R S Nelson | 1393_B_1A | 1393 | B | 1A | 90014 | Coal Steam | MIS_WOTA | Louisiana | Calcasieu | 104 | 1992 | 9999 | 2017 | 64.75 | 822469 | 0.15745 | NEI 2019
R S Nelson | 1393_B_2A | 1393 | B | 2A | 90015 | Coal Steam | MIS_WOTA | Louisiana | Calcasieu | 100 | 1992 | 9999 | 2019 | 64.87 | 705891 | 0.1838 | NEI 2019
R S Nelson | 1393_B_6 | 1393 | B | 6 | 950 | Coal Steam | MIS_WOTA | Louisiana | Calcasieu | 550 | 1982 | 9999 | 2017 | 239.6112 | 2714083 | 0.17657 | NEI 2019
Teche | 1400_B_3 | 1400 | B | 3 | 962 | O/G Steam | MIS_LA | Louisiana | St Mary | 331 | 1971 | 9999 | 2019 | 40.91 | 989464 | 0.08269 | NEI 2019
Little Gypsy | 1402_B_2 | 1402 | B | 2 | 964 | O/G Steam | MIS_AMSO | Louisiana | St Charles | 416 | 1966 | 2025 | 2019 | 51.62 | 1080892 | 0.09551 | NEI 2019
Little Gypsy | 1402_B_3 | 1402 | B | 3 | 965 | O/G Steam | MIS_AMSO | Louisiana | St Charles | 524 | 1969 | 9999 | 2019 | 81.77 | 1627984 | 0.10046 | NEI 2019
Nine Mile Point | 1403_B_4 | 1403 | B | 4 | 969 | O/G Steam | MIS_AMSO | Louisiana | Jefferson | 737 | 1971 | 9999 | 2019 | 112.72 | 2920161.5 | 0.0772 | NEI 2019
Nine Mile Point | 1403_B_5 | 1403 | B | 5 | 970 | O/G Steam | MIS_AMSO | Louisiana | Jefferson | 737 | 1973 | 9999 | 2019 | 102.57 | 2920161.5 | 0.07025 | NEI 2019
Agua Fria | 141_B_1 | 141 | B | 1 | 86 | O/G Steam | WECC_AZ | Arizona | Maricopa | 113 | 1958 | 9999 |  |  |  | 0.14445 | Default Emission Factor
Agua Fria | 141_B_2 | 141 | B | 2 | 87 | O/G Steam | WECC_AZ | Arizona | Maricopa | 113 | 1957 | 9999 |  |  |  | 0.14445 | Default Emission Factor
Agua Fria | 141_B_3 | 141 | B | 3 | 88 | O/G Steam | WECC_AZ | Arizona | Maricopa | 181 | 1961 | 9999 |  |  |  | 0.14445 | Default Emission Factor
Arsenal Hill | 1416_B_5A | 1416 | B | 5A | 979 | O/G Steam | SPP_WEST | Louisiana | Caddo | 116 | 1960 | 2025 | 2019 | 2.4 | 61216 | 0.07841 | NEI 2019
Lieberman | 1417_B_3 | 1417 | B | 3 | 980 | O/G Steam | SPP_WEST | Louisiana | Caddo | 109 | 1957 | 9999 | 2019 | 1.42 | 40142 | 0.07075 | NEI 2019
Lieberman | 1417_B_4 | 1417 | B | 4 | 981 | O/G Steam | SPP_WEST | Louisiana | Caddo | 108 | 1959 | 9999 | 2019 | 0.56 | 30979 | 0.03615 | NEI 2019
Houma | 1439_B_14 | 1439 | B | 14 |  | O/G Steam | MIS_AMSO | Louisiana | Terrebonne | 10 | 1994 | 9999 |  |  |  | 0.14445 | Default Emission Factor
Houma | 1439_B_15 | 1439 | B | 15 | 982 | O/G Steam | MIS_AMSO | Louisiana | Terrebonne | 23.5 | 1969 | 9999 | 2019 | 0.86 | 32343 | 0.05318 | NEI 2019
Houma | 1439_B_16 | 1439 | B | 16 | 983 | O/G Steam | MIS_AMSO | Louisiana | Terrebonne | 39 | 1976 | 9999 | 2019 | 1.32 | 22328 | 0.11824 | NEI 2019
Big Cajun 1 | 1464_B_1B1 | 1464 | B | 1B1 | 994 | O/G Steam | MIS_LA | Louisiana | Pointe Coupee | 110 | 1972 | 9999 | 2019 | 4.9529 | 42544 | 0.23284 | NEI 2019
Big Cajun 1 | 1464_B_1B2 | 1464 | B | 1B2 | 995 | O/G Steam | MIS_LA | Louisiana | Pointe Coupee | 110 | 1972 | 9999 | 2019 | 4.4574 | 38969 | 0.22876 | NEI 2019
William F Wyman | 1507_B_3 | 1507 | B | 3 | 1002 | O/G Steam | NENG_ME | Maine | Cumberland | 111 | 1965 | 9999 | 2019 | 0.12204 | 2069 | 0.11797 | NEI 2019
William F Wyman | 1507_B_4 | 1507 | B | 4 | 1003 | O/G Steam | NENG_ME | Maine | Cumberland | 602 | 1978 | 9999 |  |  |  | 0.14445 | Default Emission Factor
Herbert A Wagner | 1554_B_1 | 1554 | B | 1 | 1007 | O/G Steam | PJM_SMAC | Maryland | Anne Arundel | 126 | 1956 | 9999 |  |  |  | 0.14445 | Default Emission Factor
Herbert A Wagner | 1554_B_3 | 1554 | B | 3 | 1009 | Coal Steam | PJM_SMAC | Maryland | Anne Arundel | 305 | 1966 | 2025 | 2017 | 26.8356 | 171631 | 0.31271 | NEI 2019
Herbert A Wagner | 1554_B_4 | 1554 | B | 4 | 1010 | O/G Steam | PJM_SMAC | Maryland | Anne Arundel | 397 | 1972 | 9999 |  |  |  | 0.14445 | Default Emission Factor
Vienna Operations | 1564_B_8 | 1564 | B | 8 | 1043 | O/G Steam | PJM_EMAC | Maryland | Dorchester | 153 | 1971 | 9999 |  |  |  | 0.14445 | Default Emission Factor
Chalk Point LLC | 1571_B_3 | 1571 | B | 3 | 1052 | O/G Steam | PJM_SMAC | Maryland | Prince Georges | 582 | 1975 | 9999 |  |  |  | 0.14445 | Default Emission Factor
Chalk Point LLC | 1571_B_4 | 1571 | B | 4 | 1053 | O/G Steam | PJM_SMAC | Maryland | Prince Georges | 582 | 1981 | 9999 |  |  |  | 0.14445 | Default Emission Factor
Canal | 1599_B_1 | 1599 | B | 1 | 1102 | O/G Steam | NENGREST | Massachusetts | Barnstable | 560 | 1968 | 9999 |  |  |  | 0.14445 | Default Emission Factor
Canal | 1599_B_2 | 1599 | B | 2 | 1103 | O/G Steam | NENGREST | Massachusetts | Barnstable | 553 | 1976 | 9999 | 2019 | 3.5345 | 14023 | 0.5041 | NEI 2019
Apache Station | 160_B_1 | 160 | B | 1 | 92 | O/G Steam | WECC_AZ | Arizona | Cochise | 72 | 1979 | 9999 |  |  |  | 0.14445 | Default Emission Factor
Apache Station | 160_B_2 | 160 | B | 2 | 93 | O/G Steam | WECC_AZ | Arizona | Cochise | 175 | 1979 | 9999 |  |  |  | 0.14445 | Default Emission Factor
Apache Station | 160_B_3 | 160 | B | 3 | 94 | Coal Steam | WECC_AZ | Arizona | Cochise | 175 | 1979 | 9999 |  |  |  | 0.13679 | Default Emission Factor
GREC | 165_B_2 | 165 | B | 2 | 96 | Coal Steam | SPP_WEST | Oklahoma | Mayes | 492 | 1982 | 9999 | 2019 | 4.441 | 77426 | 0.11472 | NEI 2019
Lake Catherine | 170_B_4 | 170 | B | 4 | 107 | O/G Steam | MIS_AR | Arkansas | Hot Spring | 522 | 1970 | 2025 | 2019 | 6.5029 | 127495 | 0.10201 | NEI 2019
Dan E Karn | 1702_B_3 | 1702 | B | 3 | 1155 | O/G Steam | MIS_LMI | Michigan | Bay | 600 | 1974 | 9999 |  |  |  | 0.14445 | Default Emission Factor
Dan E Karn | 1702_B_4 | 1702 | B | 4 | 1156 | O/G Steam | MIS_LMI | Michigan | Bay | 603 | 1977 | 9999 |  |  |  | 0.14445 | Default Emission Factor
J H Campbell | 1710_B_1 | 1710 | B | 1 | 1157 | Coal Steam | MIS_LMI | Michigan | Ottawa | 260 | 1962 | 2025 | 2019 | 38.2 | 1453194 | 0.05257 | NEI 2019
J H Campbell | 1710_B_2 | 1710 | B | 2 | 1158 | Coal Steam | MIS_LMI | Michigan | Ottawa | 348 | 1967 | 2025 | 2017 | 59.2 | 1178883 | 0.10043 | NEI 2019
J H Campbell | 1710_B_3 | 1710 | B | 3 | 1159 | Coal Steam | MIS_LMI | Michigan | Ottawa | 838 | 1980 | 2025 | 2019 | 92.95 | 5273925 | 0.03525 | NEI 2019
Monroe (MI) | 1733_B_1 | 1733 | B | 1 | 1182 | Coal Steam | MIS_LMI | Michigan | Monroe | 758 | 1972 | 2040 | 2019 | 8.1233 | 4348989 | 0.00374 | NEI 2019
Monroe (MI) | 1733_B_2 | 1733 | B | 2 | 1183 | Coal Steam | MIS_LMI | Michigan | Monroe | 773 | 1973 | 2040 | 2019 | 9.0477 | 4045189 | 0.00447 | NEI 2019
Monroe (MI) | 1733_B_3 | 1733 | B | 3 | 1184 | Coal Steam | MIS_LMI | Michigan | Monroe | 773 | 1973 | 2040 | 2019 | 5.1284 | 3020007 | 0.0034 | NEI 2019
Monroe (MI) | 1733_B_4 | 1733 | B | 4 | 1185 | Coal Steam | MIS_LMI | Michigan | Monroe | 762 | 1974 | 2040 |  |  |  | 0.13679 | Default Emission Factor
John H Warden | 1772_B_1 | 1772 | B | 1 |  | Biomass | MIS_WUMS | Michigan | Baraga | 17.7 | 2009 | 9999 | 2019 | 26.5811 | 122768 | 0.43303 | NEI 2019
Wyandotte | 1866_B_5 | 1866 | B | 5 | 1223 | O/G Steam | MIS_LMI | Michigan | Wayne | 21.25 | 1958 | 9999 |  |  |  | 0.14445 | Default Emission Factor
Wyandotte | 1866_B_7 | 1866 | B | 7 | 1224 | O/G Steam | MIS_LMI | Michigan | Wayne | 21.25 | 1958 | 9999 | 2019 | 0.0708 | 563 | 0.25151 | NEI 2019
Syl Laskin | 1891_B_1 | 1891 | B | 1 | 1229 | O/G Steam | MIS_MNWI | Minnesota | St Louis | 44 | 1953 | 9999 |  |  |  | 0.14445 | Default Emission Factor
Syl Laskin | 1891_B_2 | 1891 | B | 2 | 1230 | O/G Steam | MIS_MNWI | Minnesota | St Louis | 44 | 1953 | 9999 |  |  |  | 0.14445 | Default Emission Factor
Clay Boswell | 1893_B_3 | 1893 | B | 3 | 1233 | Coal Steam | MIS_MNWI | Minnesota | Itasca | 364 | 1973 | 2030 | 2019 | 43.149 | 1571076 | 0.05493 | NEI 2019
Clay Boswell | 1893_B_4 | 1893 | B | 4 | 1234 | Coal Steam | MIS_MNWI | Minnesota | Itasca | 584 | 1980 | 9999 | 2019 | 107.1358 | 3239904 | 0.06614 | NEI 2019
M L Hibbard | 1897_B_3 | 1897 | B | 3 | 1235 | Biomass | MIS_MNWI | Minnesota | St Louis | 30 | 1988 | 9999 |  |  |  | 0.58208 | Default Emission Factor
M L Hibbard | 1897_B_4 | 1897 | B | 4 | 1236 | Biomass | MIS_MNWI | Minnesota | St Louis | 30 | 1988 | 9999 |  |  |  | 0.58208 | Default Emission Factor
Allen S King | 1915_B_1 | 1915 | B | 1 | 1248 | Coal Steam | MIS_MNWI | Minnesota | Washington | 511 | 1968 | 2028 | 2017 | 93.7484 | 2913347 | 0.06436 | NEI 2019
Red Wing | 1926_B_1 | 1926 | B | 1 |  | Municipal Solid Waste | MIS_MNWI | Minnesota | Goodhue | 9 | 1986 | 2027 | 2017 | 2.1903 | 53896 | 0.08128 | NEI 2019
Red Wing | 1926_B_2 | 1926 | B | 2 |  | Municipal Solid Waste | MIS_MNWI | Minnesota | Goodhue | 9 | 1986 | 2027 | 2017 | 0.56265 | 53896 | 0.02088 | NEI 2019
Wilmarth | 1934_B_1 | 1934 | B | 1 |  | Municipal Solid Waste | MIS_MNWI | Minnesota | Blue Earth | 9 | 1987 | 2027 | 2019 | 1.1102 | 53629 | 0.0414 | NEI 2019
Wilmarth | 1934_B_2 | 1934 | B | 2 |  | Municipal Solid Waste | MIS_MNWI | Minnesota | Blue Earth | 9 | 1987 | 2027 | 2019 | 0.82402 | 53629 | 0.03073 | NEI 2019
Hibbing | 1979_B_1 | 1979 | B | 1 |  | Coal Steam | MIS_MNWI | Minnesota | St Louis | 7.6 | 1952 | 9999 | 2019 | 0.31283 | 3749.0113 | 0.16689 | NEI 2019
Hibbing | 1979_B_2 | 1979 | B | 2 |  | Coal Steam | MIS_MNWI | Minnesota | St Louis | 7.6 | 1952 | 9999 |  |  |  | 0.18776 | Default Emission Factor
Hibbing | 1979_B_3 | 1979 | B | 3 |  | Coal Steam | MIS_MNWI | Minnesota | St Louis | 7.6 | 1974 | 9999 | 2017 | 1.7823 | 34433.5 | 0.10352 | NEI 2019
Hibbing | 1979_B_4 | 1979 | B | 4 |  | Coal Steam | MIS_MNWI | Minnesota | St Louis | 7.6 | 2006 | 9999 | 2019 | 0.953 | 3749.0113 | 0.5084 | NEI 2019
New Ulm | 2001_B_1 | 2001 | B | 1 |  | O/G Steam | MIS_MNWI | Minnesota | Brown | 1.6 | 1941 | 9999 | 2017 | 0.011675 | 192.3314 | 0.12141 | NEI 2019
New Ulm | 2001_B_2 | 2001 | B | 2 |  | O/G Steam | MIS_MNWI | Minnesota | Brown | 1.6 | 1947 | 9999 | 2017 | 0.032964 | 192.3314 | 0.34278 | NEI 2019
New Ulm | 2001_B_4 | 2001 | B | 4 |  | O/G Steam | MIS_MNWI | Minnesota | Brown | 14.8 | 1965 | 9999 |  |  |  | 0.14445 | Default Emission Factor
Virginia | 2018_B_10 | 2018 | B | 10 |  | Biomass | MIS_MNWI | Minnesota | St Louis | 6.2 | 1993 | 9999 |  |  |  | 0.58208 | Default Emission Factor
Virginia | 2018_B_11 | 2018 | B | 11 |  | Biomass | MIS_MNWI | Minnesota | St Louis | 6.2 | 2006 | 9999 | 2017 | 0.3891 | 32643.75 | 0.02384 | NEI 2019
Virginia | 2018_B_7 | 2018 | B | 7 |  | Biomass | MIS_MNWI | Minnesota | St Louis | 6.2 | 1954 | 9999 |  |  |  | 0.58208 | Default Emission Factor
Virginia | 2018_B_9 | 2018 | B | 9 |  | Biomass | MIS_MNWI | Minnesota | St Louis | 6.2 | 1975 | 9999 |  |  |  | 0.58208 | Default Emission Factor
Carl Bailey | 202_B_01 | 202 | B | 01 | 111 | O/G Steam | MIS_AR | Arkansas | Woodruff | 122 | 1966 | 9999 | 2019 | 0.95502 | 15894 | 0.12017 | NEI 2019
McClellan (AR) | 203_B_01 | 203 | B | 01 | 112 | O/G Steam | MIS_AR | Arkansas | Ouachita | 134 | 1972 | 9999 | 2019 | 3.7524 | 34073 | 0.22025 | NEI 2019
Jack Watson | 2049_B_4 | 2049 | B | 4 | 1291 | O/G Steam | S_SOU | Mississippi | Harrison | 236 | 1968 | 9999 | 2019 | 33.56 | 722954 | 0.09284 | NEI 2019
Jack Watson | 2049_B_5 | 2049 | B | 5 | 1292 | O/G Steam | S_SOU | Mississippi | Harrison | 480 | 1973 | 9999 | 2019 | 101.69 | 1831419 | 0.11105 | NEI 2019
Moselle | 2070_B_3 | 2070 | B | 3 | 1309 | O/G Steam | MIS_MS | Mississippi | Jones | 59 | 1970 | 2025 | 2019 | 0.041307 | 14256 | 0.0058 | NEI 2019
Hawthorn | 2079_B_5A | 2079 | B | 5A | 1315 | Coal Steam | SPP_N | Missouri | Jackson | 564 | 2000 | 9999 | 2017 | 41.8791 | 3168593 | 0.02643 | NEI 2019
Lake Road (MO) | 2098_B_1 | 2098 | B | 1 |  | O/G Steam | SPP_N | Missouri | Buchanan | 5.6 | 1961 | 9999 |  |  |  | 0.14445 | Default Emission Factor
Lake Road (MO) | 2098_B_2 | 2098 | B | 2 |  | O/G Steam | SPP_N | Missouri | Buchanan | 5.6 | 1961 | 9999 |  |  |  | 0.14445 | Default Emission Factor
Lake Road (MO) | 2098_B_3 | 2098 | B | 3 |  | O/G Steam | SPP_N | Missouri | Buchanan | 1.1 | 1938 | 9999 |  |  |  | 0.14445 | Default Emission Factor
Lake Road (MO) | 2098_B_4 | 2098 | B | 4 |  | O/G Steam | SPP_N | Missouri | Buchanan | 12.4 | 1951 | 2024 |  |  |  | 0.14445 | Default Emission Factor
Lake Road (MO) | 2098_B_5 | 2098 | B | 5 |  | O/G Steam | SPP_N | Missouri | Buchanan | 15.5 | 1957 | 9999 |  |  |  | 0.14445 | Default Emission Factor
Lake Road (MO) | 2098_B_8 | 2098 | B | 8 |  | O/G Steam | SPP_N | Missouri | Buchanan | 1.9 | 2006 | 9999 |  |  |  | 0.14445 | Default Emission Factor
Labadie | 2103_B_1 | 2103 | B | 1 | 1328 | Coal Steam | MIS_MO | Missouri | Franklin | 593 | 1970 | 2036 | 2019 | 301.5024 | 3445715 | 0.175 | NEI 2019
Labadie | 2103_B_2 | 2103 | B | 2 | 1329 | Coal Steam | MIS_MO | Missouri | Franklin | 593 | 1971 | 2036 | 2017 | 293.3116 | 4211503 | 0.13929 | NEI 2019
Labadie | 2103_B_3 | 2103 | B | 3 | 1330 | Coal Steam | MIS_MO | Missouri | Franklin | 593 | 1972 | 2042 | 2019 | 392.588 | 4198554 | 0.18701 | NEI 2019
Labadie | 2103_B_4 | 2103 | B | 4 | 1331 | Coal Steam | MIS_MO | Missouri | Franklin | 593 | 1973 | 2042 | 2019 | 363.4911 | 3704184 | 0.19626 | NEI 2019
Sioux | 2107_B_1 | 2107 | B | 1 | 1336 | Coal Steam | MIS_MO | Missouri | St Charles | 487 | 1967 | 2029 | 2019 | 191.2465 | 2446814 | 0.15632 | NEI 2019
Sioux | 2107_B_2 | 2107 | B | 2 | 1337 | Coal Steam | MIS_MO | Missouri | St Charles | 487 | 1968 | 2029 | 2019 | 119.8234 | 1438752 | 0.16657 | NEI 2019
Columbia (MO) | 2123_B_8 | 2123 | B | 8 | 1341 | O/G Steam | MIS_MO | Missouri | Boone | 35 | 1970 | 9999 | 2019 | 1.1324 | 7492.9251 | 0.30226 | NEI 2019
New Madrid | 2167_B_1 | 2167 | B | 1 | 1357 | Coal Steam | S_D_AECI | Missouri | New Madrid | 579 | 1972 | 9999 | 2019 | 147.1009 | 3316776 | 0.0887 | NEI 2019
New Madrid | 2167_B_2 | 2167 | B | 2 | 1358 | Coal Steam | S_D_AECI | Missouri | New Madrid | 575 | 1977 | 9999 | 2019 | 213.3339 | 3563777 | 0.11972 | NEI 2019
Thomas Hill | 2168_B_MB1 | 2168 | B | MB1 | 1359 | Coal Steam | S_D_AECI | Missouri | Randolph | 165 | 1966 | 9999 | 2019 | 62.9688 | 1116739 | 0.11277 | NEI 2019
Thomas Hill | 2168_B_MB2 | 2168 | B | MB2 | 1360 | Coal Steam | S_D_AECI | Missouri | Randolph | 270 | 1969 | 9999 | 2019 | 90.4313 | 1652820 | 0.10943 | NEI 2019
Thomas Hill | 2168_B_MB3 | 2168 | B | MB3 | 1361 | Coal Steam | S_D_AECI | Missouri | Randolph | 699 | 1982 | 9999 | 2019 | 299.7578 | 5352693 | 0.112 | NEI 2019
Canaday | 2226_B_1 | 2226 | B | 1 | 1367 | O/G Steam | SPP_NEBR | Nebraska | Gosper | 99 | 1958 | 9999 | 2017 | 0.042978 | 1899 | 0.04526 | NEI 2019
Lon Wright | 2240_B_6 | 2240 | B | 6 |  | Coal Steam | SPP_NEBR | Nebraska | Dodge | 15.5 | 1958 | 9999 | 2019 | 2.1357 | 25565 | 0.16708 | NEI 2019
Lon Wright | 2240_B_7 | 2240 | B | 7 |  | Coal Steam | SPP_NEBR | Nebraska | Dodge | 21 | 1963 | 9999 | 2019 | 5.291 | 62160 | 0.17024 | NEI 2019
Lon Wright | 2240_B_8 | 2240 | B | 8 | 1371 | Coal Steam | SPP_NEBR | Nebraska | Dodge | 82 | 1976 | 9999 | 2019 | 22.2213 | 359108 | 0.12376 | NEI 2019
North Denver | 2244_B_4 | 2244 | B | 4 |  | O/G Steam | SPP_NEBR | Nebraska | Adams | 16 | 1957 | 9999 |  |  |  | 0.14445 | Default Emission Factor
North Denver | 2244_B_5 | 2244 | B | 5 |  | O/G Steam | SPP_NEBR | Nebraska | Adams | 25 | 1957 | 9999 |  |  |  | 0.14445 | Default Emission Factor
Sheldon | 2277_B_1 | 2277 | B | 1 | 1379 | Coal Steam | SPP_NEBR | Nebraska | Lancaster | 104 | 1968 | 9999 |  |  |  | 0.18776 | Default Emission Factor
Sheldon | 2277_B_2 | 2277 | B | 2 | 1380 | Coal Steam | SPP_NEBR | Nebraska | Lancaster | 115 | 1961 | 9999 |  |  |  | 0.18776 | Default Emission Factor
North Omaha | 2291_B_1 | 2291 | B | 1 | 1381 | O/G Steam | SPP_NEBR | Nebraska | Douglas | 65 | 1954 | 2024 |  |  |  | 0.14445 | Default Emission Factor
North Omaha | 2291_B_2 | 2291 | B | 2 | 1382 | O/G Steam | SPP_NEBR | Nebraska | Douglas | 91 | 1957 | 2024 |  |  |  | 0.14445 | Default Emission Factor
North Omaha | 2291_B_3 | 2291 | B | 3 | 1383 | O/G Steam | SPP_NEBR | Nebraska | Douglas | 86 | 1959 | 2024 |  |  |  | 0.14445 | Default Emission Factor
North Omaha | 2291_B_4 | 2291 | B | 4 | 1384 | Coal Steam | SPP_NEBR | Nebraska | Douglas | 120 | 1963 | 9999 | 2019 | 26.7745 | 669627 | 0.07997 | NEI 2019
North Omaha | 2291_B_5 | 2291 | B | 5 | 1385 | Coal Steam | SPP_NEBR | Nebraska | Douglas | 216 | 1968 | 9999 | 2019 | 45.5036 | 1150577 | 0.0791 | NEI 2019
Fort Churchill | 2330_B_1 | 2330 | B | 1 | 1406 | O/G Steam | WECC_NNV | Nevada | Lyon | 113 | 1968 | 2029 | 2019 | 14.8167 | 344679 | 0.08597 | NEI 2019
Tracy | 2336_B_3 | 2336 | B | 3 | 1410 | O/G Steam | WECC_NNV | Nevada | Storey | 108 | 1974 | 9999 | 2019 | 13.1369 | 284785 | 0.09226 | NEI 2019
Merrimack | 2364_B_1 | 2364 | B | 1 | 1417 | Coal Steam | NENGREST | New Hampshire | Merrimack | 108 | 1960 | 9999 | 2019 | 8.0175 | 65697 | 0.24407 | NEI 2019
Merrimack | 2364_B_2 | 2364 | B | 2 | 1418 | Coal Steam | NENGREST | New Hampshire | Merrimack | 330 | 1968 | 9999 | 2019 | 28.5781 | 235588 | 0.24261 | NEI 2019
Schiller | 2367_B_4 | 2367 | B | 4 | 1421 | Coal Steam | NENGREST | New Hampshire | Rockingham | 48 | 1952 | 9999 |  |  |  | 0.18776 | Default Emission Factor
Schiller | 2367_B_5W | 2367 | B | 5W | 1422 | Biomass | NENGREST | New Hampshire | Rockingham | 43 | 2006 | 9999 | 2019 | 5.1874 | 211338 | 0.04909 | NEI 2019
Schiller | 2367_B_6 | 2367 | B | 6 | 1423 | Coal Steam | NENGREST | New Hampshire | Rockingham | 48 | 1957 | 9999 |  |  |  | 0.18776 | Default Emission Factor
Four Corners | 2442_B_4 | 2442 | B | 4 | 1584 | Coal Steam | WECC_NM | New Mexico | San Juan | 770 | 1969 | 2031 | 2017 | 641.8543 | 3879779 | 0.33087 | NEI 2019
Four Corners | 2442_B_5 | 2442 | B | 5 | 1585 | Coal Steam | WECC_NM | New Mexico | San Juan | 770 | 1963 | 2031 | 2017 | 556.2036 | 2642880 | 0.42091 | NEI 2019
Rio Grande | 2444_B_8 | 2444 | B | 8 | 1588 | O/G Steam | WECC_NM | New Mexico | Dona Ana | 142 | 1972 | 9999 | 2017 | 22.72 | 503689 | 0.09021 | NEI 2019
Maddox | 2446_B_051B | 2446 | B | 051B | 1590 | O/G Steam | SPP_SPS | New Mexico | Lea | 112 | 1967 | 9999 | 2019 | 23.03 | 580795 | 0.07931 | NEI 2019
Reeves | 2450_B_1 | 2450 | B | 1 | 1593 | O/G Steam | WECC_NM | New Mexico | Bernalillo | 44 | 1959 | 9999 | 2019 | 2.4561 | 52517 | 0.09354 | NEI 2019
Reeves | 2450_B_2 | 2450 | B | 2 | 1594 | O/G Steam | WECC_NM | New Mexico | Bernalillo | 44 | 1960 | 9999 | 2019 | 1.7465 | 32899 | 0.10618 | NEI 2019
Reeves | 2450_B_3 | 2450 | B | 3 | 1595 | O/G Steam | WECC_NM | New Mexico | Bernalillo | 66 | 1962 | 9999 | 2019 | 4.6454 | 102020 | 0.09107 | NEI 2019
Cunningham | 2454_B_122B | 2454 | B | 122B | 1601 | O/G Steam | SPP_SPS | New Mexico | Lea | 183 | 1965 | 2025 | 2019 | 21.01 | 548422 | 0.07662 | NEI 2019
Danskammer Generating Station | 2480_B_1 | 2480 | B | 1 | 1606 | O/G Steam | NY_Z_G-I | New York | Orange | 71 | 1951 | 9999 | 2019 | 0.071786 | 1244 | 0.11541 | NEI 2019
Danskammer Generating Station | 2480_B_2 | 2480 | B | 2 | 1607 | O/G Steam | NY_Z_G-I | New York | Orange | 66 | 1954 | 9999 | 2019 | 0.071786 | 1249 | 0.11495 | NEI 2019
Danskammer Generating Station | 2480_B_3 | 2480 | B | 3 | 1608 | O/G Steam | NY_Z_G-I | New York | Orange | 138 | 1987 | 9999 | 2019 | 0.034004 | 2774 | 0.02452 | NEI 2019
Danskammer Generating Station | 2480_B_4 | 2480 | B | 4 | 1609 | O/G Steam | NY_Z_G-I | New York | Orange | 222 | 1987 | 9999 | 2019 | 0.12468 | 3910 | 0.06378 | NEI 2019
Arthur Kill Generating Station | 2490_B_20 | 2490 | B | 20 | 1610 | O/G Steam | NY_Z_J | New York | Richmond | 338 | 1959 | 9999 |  |  |  | 0.08469 | NEI 2019
Arthur Kill Generating Station | 2490_B_30 | 2490 | B | 30 | 1611 | O/G Steam | NY_Z_J | New York | Richmond | 508 | 1969 | 9999 | 2019 | 38.2351 | 902931 | 0.08469 | NEI 2019
East River | 2493_B_60 | 2493 | B | 60 | 1617 | O/G Steam | NY_Z_J | New York | New York | 145 | 1951 | 9999 |  |  |  | 0.12195 | NEI 2019
East River | 2493_B_70 | 2493 | B | 70 | 1618 | O/G Steam | NY_Z_J | New York | New York | 182 | 1955 | 9999 | 2019 | 37.613 | 616885 | 0.12195 | NEI 2019
Ravenswood | 2500_B_10 | 2500 | B | 10 | 1675 | O/G Steam | NY_Z_J | New York | Queens | 368 | 1963 | 9999 | 2019 | 10.7192 | 248876 | 0.08614 | NEI 2019
Ravenswood | 2500_B_20 | 2500 | B | 20 | 1676 | O/G Steam | NY_Z_J | New York | Queens | 372 | 1963 | 9999 | 2019 | 17.1376 | 404195 | 0.0848 | NEI 2019
Ravenswood | 2500_B_30 | 2500 | B | 30 | 1677 | O/G Steam | NY_Z_J | New York | Queens | 973 | 1965 | 9999 | 2019 | 5.9459 | 117344 | 0.10134 | NEI 2019
E F Barrett | 2511_B_10 | 2511 | B | 10 | 1719 | O/G Steam | NY_Z_K | New York | Nassau | 193 | 1956 | 9999 | 2019 | 37.0923 | 861896 | 0.08607 | NEI 2019
E F Barrett | 2511_B_20 | 2511 | B | 20 | 1720 | O/G Steam | NY_Z_K | New York | Nassau | 193 | 1963 | 9999 | 2019 | 18.9803 | 475320 | 0.07986 | NEI 2019
Northport | 2516_B_1 | 2516 | B | 1 | 1743 | O/G Steam | NY_Z_K | New York | Suffolk | 400 | 1967 | 9999 | 2019 | 104.6016 | 2029167 | 0.1031 | NEI 2019
Northport | 2516_B_2 | 2516 | B | 2 | 1744 | O/G Steam | NY_Z_K | New York | Suffolk | 399 | 1968 | 9999 |  |  |  | 0.1031 | NEI 2019
Northport | 2516_B_3 | 2516 | B | 3 | 1745 | O/G Steam | NY_Z_K | New York | Suffolk | 390 | 1972 | 9999 |  |  |  | 0.1031 | NEI 2019
Northport | 2516_B_4 | 2516 | B | 4 | 1746 | O/G Steam | NY_Z_K | New York | Suffolk | 392 | 1977 | 9999 |  |  |  | 0.1031 | NEI 2019
Port Jefferson | 2517_B_3 | 2517 | B | 3 | 1750 | O/G Steam | NY_Z_K | New York | Suffolk | 190 | 1958 | 9999 | 2019 | 5.5542 | 109544 | 0.10141 | NEI 2019
Port Jefferson | 2517_B_4 | 2517 | B | 4 | 1751 | O/G Steam | NY_Z_K | New York | Suffolk | 190 | 1960 | 9999 | 2019 | 9.7763 | 147856 | 0.13224 | NEI 2019
Greenidge Generation LLC | 2527_B_6 | 2527 | B | 6 | 1759 | O/G Steam | NY_Z_C&E | New York | Yates | 104 | 1953 | 9999 | 2019 | 2.4574 | 55675 | 0.08828 | NEI 2019
Oswego Harbor Power | 2594_B_5 | 2594 | B | 5 | 1791 | O/G Steam | NY_Z_C&E | New York | Oswego | 822 | 1976 | 9999 | 2019 | 0.42267 | 4218 | 0.20041 | NEI 2019
Oswego Harbor Power | 2594_B_6 | 2594 | B | 6 | 1792 | O/G Steam | NY_Z_C&E | New York | Oswego | 816 | 1980 | 9999 | 2019 | 0.467 | 12595 | 0.07416 | NEI 2019
E C Gaston | 26_B_1 | 26 | B | 1 | 30 | O/G Steam | S_SOU | Alabama | Shelby | 254 | 1960 | 9999 | 2019 | 31.51 | 709065 | 0.08888 | NEI 2019
E C Gaston | 26_B_2 | 26 | B | 2 | 31 | O/G Steam | S_SOU | Alabama | Shelby | 256 | 1960 | 9999 | 2019 | 28.35 | 693638 | 0.08174 | NEI 2019
E C Gaston | 26_B_3 | 26 | B | 3 | 32 | O/G Steam | S_SOU | Alabama | Shelby | 254 | 1961 | 9999 | 2019 | 27.71 | 648686 | 0.08543 | NEI 2019
E C Gaston | 26_B_4 | 26 | B | 4 | 33 | O/G Steam | S_SOU | Alabama | Shelby | 256 | 1962 | 9999 | 2019 | 23.57 | 581714 | 0.08104 | NEI 2019
E C Gaston | 26_B_5 | 26 | B | 5 | 34 | Coal Steam | S_SOU | Alabama | Shelby | 832 | 1974 | 9999 |  |  |  | 0.13679 | Default Emission Factor
Bowline Point | 2625_B_1 | 2625 | B | 1 | 1793 | O/G Steam | NY_Z_G-I | New York | Rockland | 575 | 1972 | 9999 | 2019 | 5.8571 | 139747.66 | 0.08382 | NEI 2019
Bowline Point | 2625_B_2 | 2625 | B | 2 | 1794 | O/G Steam | NY_Z_G-I | New York | Rockland | 562 | 1974 | 9999 | 2017 | 6.2005 | 228426 | 0.05429 | NEI 2019
S A Carlson | 2682_B_10 | 2682 | B | 10 | 1811 | O/G Steam | NY_Z_A | New York | Chautauqua | 15 | 1945 | 9999 |  |  |  | 0.14445 | Default Emission Factor
S A Carlson | 2682_B_9 | 2682 | B | 9 | 1815 | O/G Steam | NY_Z_A | New York | Chautauqua | 15 | 1945 | 9999 |  |  |  | 0.14445 | Default Emission Factor
S A Carlson | 2682_B_HRSG | 2682 | B | HRSG | 1814 | O/G Steam | NY_Z_A | New York | Chautauqua | 15 | 2001 | 9999 |  |  |  | 0.14445 | Default Emission Factor
Roxboro | 2712_B_1 | 2712 | B | 1 | 1831 | Coal Steam | S_VACA | North Carolina | Person | 379 | 1966 | 2028 | 2019 | 32.35 | 603828 | 0.10715 | NEI 2019
Roxboro | 2712_B_2 | 2712 | B | 2 | 1832 | Coal Steam | S_VACA | North Carolina | Person | 668 | 1968 | 2028 | 2019 | 32.19 | 1347349 | 0.04778 | NEI 2019
Roxboro | 2712_B_3A | 2712 | B | 3A | 1833 | Coal Steam | S_VACA | North Carolina | Person | 347 | 1973 | 2027 |  |  |  | 0.06409 | NEI 2019
Roxboro | 2712_B_3B | 2712 | B | 3B | 1834 | Coal Steam | S_VACA | North Carolina | Person | 347 | 1973 | 2027 | 2019 | 75.94 | 2369844 | 0.06409 | NEI 2019
Roxboro | 2712_B_4A | 2712 | B | 4A | 1835 | Coal Steam | S_VACA | North Carolina | Person | 349 | 1980 | 2027 |  |  |  | 0.09667 | NEI 2019
Roxboro | 2712_B_4B | 2712 | B | 4B | 1836 | Coal Steam | S_VACA | North Carolina | Person | 349 | 1980 | 2027 | 2019 | 126.93 | 2626046 | 0.09667 | NEI 2019
G G Allen | 2718_B_1 | 2718 | B | 1 | 1843 | Coal Steam | S_VACA | North Carolina | Gaston | 162 | 1957 | 2024 | 2019 | 25.5 | 568335 | 0.08974 | NEI 2019
G G Allen | 2718_B_5 | 2718 | B | 5 | 1847 | Coal Steam | S_VACA | North Carolina | Gaston | 259 | 1961 | 9999 |  |  |  | 0.08974 | NEI 2019
James E. Rogers Energy Complex | 2721_B_5 | 2721 | B | 5 | 1857 | Coal Steam | S_VACA | North Carolina | Cleveland | 544 | 1972 | 9999 | 2019 | 171.91 | 1753450 | 0.19608 | NEI 2019
James E. Rogers Energy Complex | 2721_B_6 | 2721 | B | 6 | 90414 | Coal Steam | S_VACA | North Carolina | Cleveland | 844 | 2012 | 2048 | 2019 | 87.66 | 4614722 | 0.03799 | NEI 2019
Marshall (NC) | 2727_B_1 | 2727 | B | 1 | 1861 | Coal Steam | S_VACA | North Carolina | Catawba | 370 | 1965 | 2025 | 2019 | 52.44 | 2011698 | 0.05214 | NEI 2019
Marshall (NC) | 2727_B_2 | 2727 | B | 2 | 1862 | Coal Steam | S_VACA | North Carolina | Catawba | 370 | 1966 | 2025 |  |  |  | 0.05214 | NEI 2019
Marshall (NC) | 2727_B_3 | 2727 | B | 3 | 1863 | Coal Steam | S_VACA | North Carolina | Catawba | 658 | 1969 | 2034 | 2019 | 81.26 | 2418178 | 0.06721 | NEI 2019
Marshall (NC) | 2727_B_4 | 2727 | B | 4 | 1864 | Coal Steam | S_VACA | North Carolina | Catawba | 660 | 1965 | 2034 | 2019 | 107.26 | 3357064 | 0.0639 | NEI 2019
Leland Olds | 2817_B_1 | 2817 | B | 1 | 1876 | Coal Steam | SPP_WAUE | North Dakota | Mercer | 222 | 1966 | 9999 | 2017 | 146.5 | 1077392 | 0.27195 | NEI 2019
Leland Olds | 2817_B_2 | 2817 | B | 2 | 1877 | Coal Steam | SPP_WAUE | North Dakota | Mercer | 445 | 1975 | 9999 | 2019 | 287.1 | 2394769 | 0.23977 | NEI 2019
Milton R Young | 2823_B_B1 | 2823 | B | B1 | 1878 | Coal Steam | MIS_MAPP | North Dakota | Oliver | 237 | 1970 | 9999 | 2017 | 140.64 | 1851254 | 0.15194 | NEI 2019
Milton R Young | 2823_B_B2 | 2823 | B | B2 | 1879 | Coal Steam | MIS_MAPP | North Dakota | Oliver | 447 | 1977 | 9999 | 2019 | 225.2 | 2871091 | 0.15687 | NEI 2019
Cardinal | 2828_B_1 | 2828 | B | 1 | 1883 | Coal Steam | PJM_West | Ohio | Jefferson | 585 | 1966 | 2030 | 2017 | 92.1903 | 3218509 | 0.05729 | NEI 2019
Cardinal | 2828_B_2 | 2828 | B | 2 | 1884 | Coal Steam | PJM_West | Ohio | Jefferson | 585 | 1967 | 9999 | 2019 | 42.8204 | 3190061 | 0.02685 | NEI 2019
Cardinal | 2828_B_3 | 2828 | B | 3 | 1885 | Coal Steam | PJM_West | Ohio | Jefferson | 620 | 1977 | 9999 | 2017 | 118.33 | 3105772 | 0.0762 | NEI 2019
Miami Fort | 2832_B_7 | 2832 | B | 7 | 1895 | Coal Steam | PJM_West | Ohio | Hamilton | 510 | 1975 | 2027 | 2019 | 405.1422 | 3295525 | 0.24587 | NEI 2019
Miami Fort | 2832_B_8 | 2832 | B | 8 | 1896 | Coal Steam | PJM_West | Ohio | Hamilton | 510 | 1978 | 2027 | 2019 | 391.7958 | 3678628 | 0.21301 | NEI 2019
FirstEnergy W H Sammis | 2866_B_5 | 2866 | B | 5 | 1960 | Coal Steam | PJM_ATSI | Ohio | Jefferson | 290 | 1967 | 2028 | 2019 | 49.4 | 785619 | 0.12576 | NEI 2019
FirstEnergy W H Sammis | 2866_B_6 | 2866 | B | 6 | 1961 | Coal Steam | PJM_ATSI | Ohio | Jefferson | 600 | 1969 | 2028 | 2017 | 74.1 | 2025114 | 0.07318 | NEI 2019
FirstEnergy W H Sammis | 2866_B_7 | 2866 | B | 7 | 1962 | Coal Steam | PJM_ATSI | Ohio | Jefferson | 600 | 1971 | 2028 | 2019 | 110.9 | 1935270 | 0.11461 | NEI 2019
Kyger Creek | 2876_B_1 | 2876 | B | 1 | 1971 | Coal Steam | PJM_West | Ohio | Gallia | 194 | 1955 | 9999 | 2019 | 112.131 | 1013204 | 0.22134 | NEI 2019
Kyger Creek | 2876_B_2 | 2876 | B | 2 | 1972 | Coal Steam | PJM_West | Ohio | Gallia | 192 | 1955 | 9999 | 2019 | 127.621 | 1137275 | 0.22443 | NEI 2019
Kyger Creek | 2876_B_3 | 2876 | B | 3 | 1973 | Coal Steam | PJM_West | Ohio | Gallia | 192 | 1955 | 9999 | 2019 | 127.351 | 1059128 | 0.24048 | NEI 2019
Kyger Creek | 2876_B_4 | 2876 | B | 4 | 1974 | Coal Steam | PJM_West | Ohio | Gallia | 192 | 1955 | 9999 | 2019 | 139.931 | 1194536 | 0.23429 | NEI 2019
Kyger Creek | 2876_B_5 | 2876 | B | 5 | 1975 | Coal Steam | PJM_West | Ohio | Gallia | 192 | 1955 | 9999 | 2019 | 129.617 | 1110867 | 0.23336 | NEI 2019
FirstEnergy Bay Shore | 2878_B_1 | 2878 | B | 1 | 1984 | Coal Steam | PJM_ATSI | Ohio | Lucas | 136 | 2000 | 9999 | 2017 | 98.218 | 1037508 | 0.18933 | NEI 2019
Dover | 2914_B_4 | 2914 | B | 4 |  | Coal Steam | PJM_West | Ohio | Tuscarawas | 23.2 | 1962 | 9999 | 2019 | 18.3035 | 55168 | 0.66355 | NEI 2019
Orrville | 2935_B_10 | 2935 | B | 10 |  | Coal Steam | PJM_West | Ohio | Wayne | 11.5 | 1951 | 9999 | 2019 | 0.52156 | 894.3244 | 1.1664 | NEI 2019
Orrville | 2935_B_11 | 2935 | B | 11 |  | Coal Steam | PJM_West | Ohio | Wayne | 11.5 | 1956 | 9999 |  |  |  | 0.18776 | Default Emission Factor
Orrville | 2935_B_12 | 2935 | B | 12 |  | Coal Steam | PJM_West | Ohio | Wayne | 23 | 1963 | 9999 |  |  |  | 0.18776 | Default Emission Factor
Orrville | 2935_B_13 | 2935 | B | 13 |  | Coal Steam | PJM_West | Ohio | Wayne | 20 | 1969 | 9999 | 2019 | 0.25707 | 6074 | 0.08465 | NEI 2019
Painesville | 2936_B_3 | 2936 | B | 3 |  | Coal Steam | PJM_ATSI | Ohio | Lake | 9.8 | 1954 | 9999 |  |  |  | 0.18776 | Default Emission Factor
Painesville | 2936_B_4 | 2936 | B | 4 |  | Coal Steam | PJM_ATSI | Ohio | Lake | 18.6 | 1959 | 9999 | 2019 | 0.28746 | 1285.4992 | 0.44724 | NEI 2019
Painesville | 2936_B_5 | 2936 | B | 5 |  | Coal Steam | PJM_ATSI | Ohio | Lake | 18.6 | 1975 | 9999 |  |  |  | 0.18776 | Default Emission Factor
Horseshoe Lake | 2951_B_6 | 2951 | B | 6 | 2000 | O/G Steam | SPP_WEST | Oklahoma | Oklahoma | 163 | 1958 | 2024 | 2019 | 14.8026 | 342767 | 0.08637 | NEI 2019
Horseshoe Lake | 2951_B_7 | 2951 | B | 7 | 2001 | O/G Steam | SPP_WEST | Oklahoma | Oklahoma | 211 | 1963 | 9999 | 2019 | 18.6841 | 433915 | 0.08612 | NEI 2019
Horseshoe Lake | 2951_B_8 | 2951 | B | 8 | 2002 | O/G Steam | SPP_WEST | Oklahoma | Oklahoma | 403 | 1969 | 9999 | 2019 | 0.65033 | 14355 | 0.09061 | NEI 2019
Muskogee | 2952_B_4 | 2952 | B | 4 | 2005 | Coal Steam | SPP_WEST | Oklahoma | Muskogee | 493 | 1977 | 9999 |  |  |  | 0.18776 | Default Emission Factor
Muskogee | 2952_B_5 | 2952 | B | 5 | 2006 | Coal Steam | SPP_WEST | Oklahoma | Muskogee | 498 | 1978 | 9999 |  |  |  | 0.18776 | Default Emission Factor
Muskogee | 2952_B_6 | 2952 | B | 6 | 2007 | Coal Steam | SPP_WEST | Oklahoma | Muskogee | 503 | 1984 | 2049 |  |  |  | 0.18776 | Default Emission Factor
Seminole (OK) | 2956_B_1 | 2956 | B | 1 | 2012 | O/G Steam | SPP_WEST | Oklahoma | Seminole | 426 | 1971 | 9999 | 2019 | 23.8453 | 576726 | 0.08269 | NEI 2019
Northeastern | 2963_B_3302 | 2963 | B | 3302 | 2018 | O/G Steam | SPP_WEST | Oklahoma | Rogers | 462 | 1970 | 9999 |  |  |  | 0.14445 | Default Emission Factor
Northeastern | 2963_B_3313 | 2963 | B | 3313 | 2019 | Coal Steam | SPP_WEST | Oklahoma | Rogers | 313 | 1979 | 2025 | 2019 | 31.4497 | 2323967 | 0.02707 | NEI 2019
Southwestern | 2964_B_8003 | 2964 | B | 8003 | 2022 | O/G Steam | SPP_WEST | Oklahoma | Caddo | 295 | 1967 | 9999 | 2019 | 22.7506 | 462090 | 0.09847 | NEI 2019
Southwestern | 2964_B_801N | 2964 | B | 801N | 2023 | O/G Steam | SPP_WEST | Oklahoma | Caddo | 39 | 1952 | 2024 | 2019 | 0.79284 | 14272 | 0.1111 | NEI 2019
Southwestern | 2964_B_801S | 2964 | B | 801S | 2024 | O/G Steam | SPP_WEST | Oklahoma | Caddo | 39 | 1952 | 2024 | 2017 | 0.78665 | 2389.5 | 0.65843 | NEI 2019
Tulsa | 2965_B_1402 | 2965 | B | 1402 | 2025 | O/G Steam | SPP_WEST | Oklahoma | Tulsa | 150 | 1956 | 9999 | 2019 | 7.5221 | 155114 | 0.09699 | NEI 2019
Tulsa | 2965_B_1404 | 2965 | B | 1404 | 2027 | O/G Steam | SPP_WEST | Oklahoma | Tulsa | 155 | 1958 | 9999 | 2019 | 9.462 | 178143 | 0.10623 | NEI 2019
Limestone | 298_B_LIM1 | 298 | B | LIM1 | 176 | Coal Steam | ERC_REST | Texas | Limestone | 831 | 1985 | 2029 | 2019 | 230.7749 | 3907866 | 0.11811 | NEI 2019
Limestone | 298_B_LIM2 | 298 | B | LIM2 | 177 | Coal Steam | ERC_REST | Texas | Limestone | 858 | 1986 | 2029 | 2019 | 283.2207 | 4792523 | 0.11819 | NEI 2019
Barry | 3_B_1 | 3 | B | 1 | 1 | O/G Steam | S_SOU | Alabama | Mobile | 56 | 1954 | 9999 |  |  |  | 0.14445 | Default Emission Factor
Barry | 3_B_2 | 3 | B | 2 | 2 | O/G Steam | S_SOU | Alabama | Mobile | 56 | 1954 | 9999 |  |  |  | 0.14445 | Default Emission Factor
Barry | 3_B_4 | 3 | B | 4 | 4 | Coal Steam | S_SOU | Alabama | Mobile | 362 | 1969 | 9999 | 2019 | 22 | 503828 | 0.08733 | NEI 2019
Barry | 3_B_5 | 3 | B | 5 | 5 | Coal Steam | S_SOU | Alabama | Mobile | 756 | 1971 | 2028 | 2019 | 71 | 3797494 | 0.03739 | NEI 2019
Anadarko Plant | 3006_B_1 | 3006 | B | 1 |  | O/G Steam | SPP_WEST | Oklahoma | Caddo | 12 | 1953 | 9999 |  |  |  | 0.14445 | Default Emission Factor
Anadarko Plant | 3006_B_2 | 3006 | B | 2 |  | O/G Steam | SPP_WEST | Oklahoma | Caddo | 12 | 1953 | 9999 |  |  |  | 0.14445 | Default Emission Factor
Anadarko Plant | 3006_B_3 | 3006 | B | 3 | 2028 | O/G Steam | SPP_WEST | Oklahoma | Caddo | 44 | 1959 | 9999 | 2017 | 0.03477 | 474 | 0.14671 | NEI 2019
Mooreland | 3008_B_1 | 3008 | B | 1 | 2029 | O/G Steam | SPP_WEST | Oklahoma | Woodward | 50 | 1964 | 9999 | 2019 | 0.0228 | 445 | 0.10247 | NEI 2019
Mooreland | 3008_B_2 | 3008 | B | 2 | 2030 | O/G Steam | SPP_WEST | Oklahoma | Woodward | 132 | 1968 | 9999 | 2019 | 2.1218 | 45263 | 0.09375 | NEI 2019
Mooreland | 3008_B_3 | 3008 | B | 3 | 2031 | O/G Steam | SPP_WEST | Oklahoma | Woodward | 140 | 1975 | 9999 | 2019 | 1.6762 | 34631 | 0.0968 | NEI 2019
Conemaugh | 3118_B_1 | 3118 | B | 1 | 2065 | Coal Steam | PJM_PENE | Pennsylvania | Indiana | 850 | 1970 | 2028 | 2019 | 566.9205 | 5383004 | 0.21063 | NEI 2019
Conemaugh | 3118_B_2 | 3118 | B | 2 | 2066 | Coal Steam | PJM_PENE | Pennsylvania | Indiana | 850 | 1971 | 2028 | 2019 | 742.2853 | 5622512 | 0.26404 | NEI 2019
Homer City Generating Station | 3122_B_1 | 3122 | B | 1 | 2072 | Coal Steam | PJM_PENE | Pennsylvania | Indiana | 620 | 1969 | 9999 | 2019 | 86.36 | 2218271 | 0.07786 | NEI 2019
Homer City Generating Station | 3122_B_2 | 3122 | B | 2 | 2073 | Coal Steam | PJM_PENE | Pennsylvania | Indiana | 616 | 1969 | 9999 | 2019 | 125.63 | 1712338 | 0.14674 | NEI 2019
Homer City Generating Station | 3122_B_3 | 3122 | B | 3 | 2074 | Coal Steam | PJM_PENE | Pennsylvania | Indiana | 657 | 1977 | 9999 | 2019 | 765.95 | 2897273 | 0.52874 | NEI 2019
Seward (PA) | 3130_B_1 | 3130 | B | 1 | 88264 | Coal Steam | PJM_PENE | Pennsylvania | Indiana | 260 | 2004 | 9999 | 2019 | 26.26 | 933316.5 | 0.05627 | NEI 2019
Seward (PA) | 3130_B_2 | 3130 | B | 2 | 88265 | Coal Steam | PJM_PENE | Pennsylvania | Indiana | 260 | 2004 | 9999 | 2019 | 23.77 | 933316.5 | 0.05094 | NEI 2019
Shawville | 3131_B_1 | 3131 | B | 1 | 2078 | O/G Steam | PJM_PENE | Pennsylvania | Clearfield | 118 | 1954 | 9999 | 2019 | 1.9468 | 40614 | 0.09587 | NEI 2019
Shawville | 3131_B_2 | 3131 | B | 2 | 2079 | O/G Steam | PJM_PENE | Pennsylvania | Clearfield | 121 | 1954 | 9999 | 2019 | 3.828 | 53198 | 0.14392 | NEI 2019
Shawville | 3131_B_3 | 3131 | B | 3 | 2080 | O/G Steam | PJM_PENE | Pennsylvania | Clearfield | 163 | 1959 | 9999 | 2019 | 4.902 | 90694 | 0.1081 | NEI 2019
Shawville | 3131_B_4 | 3131 | B | 4 | 2081 | O/G Steam | PJM_PENE | Pennsylvania | Clearfield | 163 | 1960 | 9999 | 2019 | 4.6476 | 86818 | 0.10707 | NEI 2019
Keystone | 3136_B_1 | 3136 | B | 1 | 2089 | Coal Steam | PJM_PENE | Pennsylvania | Armstrong | 850 | 1967 | 2028 | 2017 | 630.79 | 5354923 | 0.23559 | NEI 2019
Keystone | 3136_B_2 | 3136 | B | 2 | 2090 | Coal Steam | PJM_PENE | Pennsylvania | Armstrong | 850 | 1968 | 2028 | 2017 | 742.33 | 6463198 | 0.22971 | NEI 2019
New Castle Plant | 3138_B_3 | 3138 | B | 3 | 2093 | O/G Steam | PJM_ATSI | Pennsylvania | Lawrence | 88 | 1952 | 9999 | 2019 | 4.779 | 99003 | 0.09654 | NEI 2019
New Castle Plant | 3138_B_4 | 3138 | B | 4 | 2094 | O/G Steam | PJM_ATSI | Pennsylvania | Lawrence | 87 | 1958 | 9999 | 2019 | 5.085 | 107756 | 0.09438 | NEI 2019
New Castle Plant | 3138_B_5 | 3138 | B | 5 | 2095 | O/G Steam | PJM_ATSI | Pennsylvania | Lawrence | 130 | 1964 | 9999 | 2019 | 8.2862 | 141302 | 0.11728 | NEI 2019
Brunner Island | 3140_B_1 | 3140 | B | 1 | 2100 | Coal Steam | PJM_WMAC | Pennsylvania | York | 306 | 1961 | 9999 | 2019 | 43.8768 | 569449 | 0.1541 | NEI 2019
Brunner Island | 3140_B_2 | 3140 | B | 2 | 2101 | O/G Steam | PJM_WMAC | Pennsylvania | York | 363 | 1965 | 9999 | 2017 | 28.8 | 947480 | 0.06079 | NEI 2019
Brunner Island | 3140_B_3 | 3140 | B | 3 | 2102 | O/G Steam | PJM_WMAC | Pennsylvania | York | 742 | 1969 | 9999 |  |  |  | 0.14445 | Default Emission Factor
TalenEnergy Martins Creek | 3148_B_3 | 3148 | B | 3 | 2117 | O/G Steam | PJM_WMAC | Pennsylvania | Northampton | 865 | 1975 | 9999 | 2017 | 13.611 | 413106 | 0.0659 | NEI 2019
TalenEnergy Martins Creek | 3148_B_4 | 3148 | B | 4 | 2118 | O/G Steam | PJM_WMAC | Pennsylvania | Northampton | 859 | 1977 | 9999 | 2019 | 5.7146 | 111654 | 0.10236 | NEI 2019
TalenEnergy Montour | 3149_B_1 | 3149 | B | 1 | 2124 | Coal Steam | PJM_WMAC | Pennsylvania | Montour | 752 | 1972 | 9999 | 2019 | 33.9116 | 403025 | 0.16829 | NEI 2019
TalenEnergy Montour | 3149_B_2 | 3149 | B | 2 | 2125 | Coal Steam | PJM_WMAC | Pennsylvania | Montour | 752 | 1973 | 9999 | 2019 | 50.691 | 652926 | 0.15527 | NEI 2019
Eddystone Generating Station | 3161_B_3 | 3161 | B | 3 | 2152 | O/G Steam | PJM_EMAC | Pennsylvania | Delaware | 380 | 1974 | 9999 | 2019 | 1.047 | 5071 | 0.41293 | NEI 2019
Eddystone Generating Station | 3161_B_4 | 3161 | B | 4 | 2154 | O/G Steam | PJM_EMAC | Pennsylvania | Delaware | 380 | 1976 | 9999 | 2019 | 1.2596 | 7399 | 0.34049 | NEI 2019
W S Lee | 3264_B_3 | 3264 | B | 3 | 2218 | O/G Steam | S_VACA | South Carolina | Anderson | 170 | 1958 | 9999 |  |  |  | 0.14445 | Default Emission Factor
McMeekin | 3287_B_MCM1 | 3287 | B | MCM1 | 2226 | O/G Steam | S_VACA | South Carolina | Lexington | 125 | 1958 | 9999 | 2019 | 14.6747 | 383824 | 0.07647 | NEI 2019
McMeekin | 3287_B_MCM2 | 3287 | B | MCM2 | 2227 | O/G Steam | S_VACA | South Carolina | Lexington | 125 | 1958 | 9999 | 2019 | 13.9203 | 369018 | 0.07545 | NEI 2019
Urquhart | 3295_B_URQ3 | 3295 | B | URQ3 | 2230 | O/G Steam | S_VACA | South Carolina | Aiken | 95 | 1955 | 9999 | 2019 | 1.9679 | 45662 | 0.08619 | NEI 2019
Wateree | 3297_B_WAT1 | 3297 | B | WAT1 | 2232 | Coal Steam | S_VACA | South Carolina | Richland | 342 | 1970 | 2028 | 2017 | 11.501 | 1784714 | 0.01289 | NEI 2019
Wateree | 3297_B_WAT2 | 3297 | B | WAT2 | 2233 | Coal Steam | S_VACA | South Carolina | Richland | 342 | 1971 | 2028 | 2019 | 11.66 | 942060 | 0.02475 | NEI 2019
Williams | 3298_B_WIL1 | 3298 | B | WIL1 | 2234 | Coal Steam | S_VACA | South Carolina | Berkeley | 605 | 1973 | 2028 | 2019 | 0.38524 | 2557055 | 0.0003 | NEI 2019
Bull Run | 3396_B_1 | 3396 | B | 1 | 2251 | Coal Steam | S_C_TVA | Tennessee | Anderson | 870 | 1967 | 2024 | 2019 | 81.5529 | 1551288 | 0.10514 | NEI 2019
Cumberland (TN) | 3399_B_1 | 3399 | B | 1 | 2252 | Coal Steam | S_C_TVA | Tennessee | Stewart | 1239 | 1973 | 2029 | 2019 | 638.2057 | 5157053 | 0.24751 | NEI 2019
Cumberland (TN) | 3399_B_2 | 3399 | B | 2 | 2253 | Coal Steam | S_C_TVA | Tennessee | Stewart | 1231 | 1973 | 2025 | 2019 | 565.8849 | 4252208 | 0.26616 | NEI 2019
Gallatin (TN) | 3403_B_1 | 3403 | B | 1 | 2254 | Coal Steam | S_C_TVA | Tennessee | Sumner | 225 | 1956 | 2032 | 2019 | 50.3598 | 1130416 | 0.0891 | NEI 2019
Gallatin (TN) | 3403_B_2 | 3403 | B | 2 | 2255 | Coal Steam | S_C_TVA | Tennessee | Sumner | 225 | 1957 | 2032 | 2019 | 37.1804 | 1089121 | 0.06828 | NEI 2019
Gallatin (TN) | 3403_B_3 | 3403 | B | 3 | 2256 | Coal Steam | S_C_TVA | Tennessee | Sumner | 263 | 1959 | 2032 | 2019 | 26.1524 | 970732 | 0.05388 | NEI 2019
Gallatin (TN) | 3403_B_4 | 3403 | B | 4 | 2257 | Coal Steam | S_C_TVA | Tennessee | Sumner | 263 | 1959 | 2032 | 2019 | 39.2672 | 869864 | 0.09028 | NEI 2019
Kingston | 3407_B_1 | 3407 | B | 1 | 2280 | Coal Steam | S_C_TVA | Tennessee | Roane | 132 | 1954 | 2027 | 2019 | 37.158 | 334495 | 0.22217 | NEI 2019
Kingston | 3407_B_2 | 3407 | B | 2 | 2281 | Coal Steam | S_C_TVA | Tennessee | Roane | 132 | 1954 | 2027 | 2019 | 41.432 | 369993 | 0.22396 | NEI 2019
Kingston | 3407_B_3 | 3407 | B | 3 | 2282 | Coal Steam | S_C_TVA | Tennessee | Roane | 132 | 1954 | 2027 | 2019 | 21.0723 | 193747 | 0.21752 | NEI 2019
Kingston | 3407_B_4 | 3407 | B | 4 | 2283 | Coal Steam | S_C_TVA | Tennessee | Roane | 132 | 1954 | 2027 | 2019 | 34.4068 | 315673 | 0.21799 | NEI 2019
Kingston | 3407_B_5 | 3407 | B | 5 | 2284 | Coal Steam | S_C_TVA | Tennessee | Roane | 174 | 1955 | 2027 | 2019 | 43.7326 | 359289 | 0.24344 | NEI 2019
Kingston | 3407_B_6 | 3407 | B | 6 | 2285 | Coal Steam | S_C_TVA | Tennessee | Roane | 174 | 1955 | 2027 | 2019 | 42.9074 | 418794 | 0.20491 | NEI 2019
Kingston | 3407_B_7 | 3407 | B | 7 | 2286 | Coal Steam | S_C_TVA | Tennessee | Roane | 174 | 1955 | 2025 | 2019 | 40.7992 | 378630 | 0.21551 | NEI 2019
Kingston | 3407_B_8 | 3407 | B | 8 | 2287 | Coal Steam | S_C_TVA | Tennessee | Roane | 174 | 1955 | 2025 | 2019 | 46.2956 | 442840 | 0.20909 | NEI 2019
Kingston | 3407_B_9 | 3407 | B | 9 | 2288 | Coal Steam | S_C_TVA | Tennessee | Roane | 174 | 1955 | 2025 | 2019 | 56.9487 | 506545 | 0.22485 | NEI 2019
Lake Hubbard | 3452_B_1 | 3452 | B | 1 | 2313 | O/G Steam | ERC_REST | Texas | Dallas | 392 | 1970 | 9999 | 2017 | 5.8015 | 22635 | 0.51261 | NEI 2019
Lake Hubbard | 3452_B_2 | 3452 | B | 2 | 2314 | O/G Steam | ERC_REST | Texas | Dallas | 523 | 1973 | 9999 | 2019 | 8.398 | 194481 | 0.08636 | NEI 2019
Mountain Creek | 3453_B_6 | 3453 | B | 6 | 2318 | O/G Steam | ERC_REST | Texas | Dallas | 122 | 1956 | 9999 | 2019 | 2.6068 | 39071 | 0.13344 | NEI 2019
Mountain Creek | 3453_B_7 | 3453 | B | 7 | 2319 | O/G Steam | ERC_REST | Texas | Dallas | 118 | 1958 | 9999 | 2019 | 2.5514 | 47923 | 0.10648 | NEI 2019
Mountain Creek | 3453_B_8 | 3453 | B | 8 | 2320 | O/G Steam | ERC_REST | Texas | Dallas | 568 | 1967 | 9999 | 2019 | 15.1719 | 325983 | 0.09308 | NEI 2019
Newman | 3456_B_3 | 3456 | B | 3 | 2331 | O/G Steam | WECC_NM | Texas | El Paso | 97 | 1966 | 2025 | 2019 | 2.1487 | 346679 | 0.0124 | NEI 2019
Lewis Creek | 3457_B_1 | 3457 | B | 1 | 2332 | O/G Steam | MIS_WOTA | Texas | Montgomery | 252 | 1970 | 9999 | 2019 | 39.8658 | 1049475 | 0.07597 | NEI 2019
Lewis Creek | 3457_B_2 | 3457 | B | 2 | 2333 | O/G Steam | MIS_WOTA | Texas | Montgomery | 253 | 1971 | 9999 | 2019 | 41.6683 | 1142689 | 0.07293 | NEI 2019
Sabine | 3459_B_3 | 3459 | B | 3 | 2340 | O/G Steam | MIS_WOTA | Texas | Orange | 411 | 1966 | 2025 | 2019 | 26.2302 | 685777 | 0.0765 | NEI 2019
Sabine | 3459_B_4 | 3459 | B | 4 | 2341 | O/G Steam | MIS_WOTA | Texas | Orange | 533 | 1974 | 2025 | 2019 | 59.6122 | 1612591 | 0.07393 | NEI 2019
Sabine | 3459_B_5 | 3459 | B | 5 | 2342 | O/G Steam | MIS_WOTA | Texas | Orange | 448 | 1979 | 9999 | 2019 | 28.3106 | 665499 | 0.08508 | NEI 2019
Cedar Bayou | 3460_B_CBY1 | 3460 | B | CBY1 | 2343 | O/G Steam | ERC_REST | Texas | Chambers | 746 | 1970 | 9999 | 2019 | 48.5361 | 1216575 | 0.07979 | NEI 2019
Cedar Bayou | 3460_B_CBY2 | 3460 | B | CBY2 | 2344 | O/G Steam | ERC_REST | Texas | Chambers | 749 | 1972 | 9999 | 2019 | 37.5794 | 968974 | 0.07757 | NEI 2019
W A Parish | 3470_B_WAP1 | 3470 | B | WAP1 | 2374 | O/G Steam | ERC_REST | Texas | Fort Bend | 169 | 1958 | 2025 |  |  |  | 0.14445 | Default Emission Factor
W A Parish | 3470_B_WAP2 | 3470 | B | WAP2 | 2375 | O/G Steam | ERC_REST | Texas | Fort Bend | 169 | 1958 | 2025 |  |  |  | 0.14445 | Default Emission Factor
W A Parish | 3470_B_WAP3 | 3470 | B | WAP3 | 2376 | O/G Steam | ERC_REST | Texas | Fort Bend | 273 | 1961 | 2025 |  |  |  | 0.14445 | Default Emission Factor
W A Parish | 3470_B_WAP4 | 3470 | B | WAP4 | 2377 | O/G Steam | ERC_REST | Texas | Fort Bend | 552 | 1968 | 2025 |  |  |  | 0.14445 | Default Emission Factor
W A Parish | 3470_B_WAP5 | 3470 | B | WAP5 | 2378 | Coal Steam | ERC_REST | Texas | Fort Bend | 659 | 1977 | 9999 | 2019 | 322.4865 | 2908535 | 0.22175 | NEI 2019
W A Parish | 3470_B_WAP6 | 3470 | B | WAP6 | 2379 | Coal Steam | ERC_REST | Texas | Fort Bend | 653 | 1978 | 9999 | 2019 | 416.0662 | 3285006 | 0.25331 | NEI 2019
W A Parish | 3470_B_WAP7 | 3470 | B | WAP7 | 2380 | Coal Steam | ERC_REST | Texas | Fort Bend | 577 | 1980 | 9999 | 2019 | 316.5367 | 3130721 | 0.20221 | NEI 2019
W A Parish | 3470_B_WAP8 | 3470 | B | WAP8 | 2381 | Coal Steam | ERC_REST | Texas | Fort Bend | 610 | 1982 | 9999 | 2019 | 139.0067 | 3959824 | 0.07021 | NEI 2019
Wilkes | 3478_B_1 | 3478 | B | 1 | 2390 | O/G Steam | SPP_WEST | Texas | Marion | 174 | 1964 | 9999 | 2019 | 12.96 | 282714 | 0.09168 | NEI 2019
Wilkes | 3478_B_2 | 3478 | B | 2 | 2391 | O/G Steam | SPP_WEST | Texas | Marion | 355 | 1970 | 9999 | 2019 | 6.84 | 157382 | 0.08692 | NEI 2019
Wilkes | 3478_B_3 | 3478 | B | 3 | 2392 | O/G Steam | SPP_WEST | Texas | Marion | 354 | 1971 | 9999 | 2019 | 8.01 | 190816 | 0.08396 | NEI 2019
Jones | 3482_B_151B | 3482 | B | 151B | 2394 | O/G Steam | SPP_SPS | Texas | Lubbock | 243 | 1971 | 2031 | 2019 | 48.5738 | 1220201 | 0.07962 | NEI 2019
Nichols | 3484_B_143B | 3484 | B | 143B | 2400 | O/G Steam | SPP_SPS | Texas | Potter | 244 | 1968 | 2031 | 2019 | 24.6146 | 579034 | 0.08502 | NEI 2019
Plant X | 3485_B_114B | 3485 | B | 114B | 2404 | O/G Steam | SPP_SPS | Texas | Lamb | 190 | 1964 | 2027 | 2019 | 17.5734 | 434283 | 0.08093 | NEI 2019
Graham | 3490_B_1 | 3490 | B | 1 | 2408 | O/G Steam | ERC_WEST | Texas | Young | 234 | 1960 | 9999 | 2019 | 3.4886 | 96214 | 0.07252 | NEI 2019
Graham | 3490_B_2 | 3490 | B | 2 | 2409 | O/G Steam | ERC_WEST | Texas | Young | 390 | 1969 | 9999 | 2019 | 7.4957 | 181630 | 0.08254 | NEI 2019
Handley | 3491_B_3 | 3491 | B | 3 | 2413 | O/G Steam | ERC_REST | Texas | Tarrant | 395 | 1963 | 9999 | 2017 | 12.28 | 153783 | 0.15971 | NEI 2019
Handley | 3491_B_4 | 3491 | B | 4 | 2414 | O/G Steam | ERC_REST | Texas | Tarrant | 435 | 1976 | 9999 | 2019 | 8.4215 | 172784 | 0.09748 | NEI 2019
Handley | 3491_B_5 | 3491 | B | 5 | 2415 | O/G Steam | ERC_REST | Texas | Tarrant | 435 | 1977 | 9999 | 2019 | 9.6089 | 187535 | 0.10248 | NEI 2019
Stryker Creek | 3504_B_1 | 3504 | B | 1 | 2429 | O/G Steam | ERC_REST | Texas | Cherokee | 167 | 1958 | 9999 | 2019 | 3.0594 | 61045 | 0.10023 | NEI 2019
Stryker Creek | 3504_B_2 | 3504 | B | 2 | 2430 | O/G Steam | ERC_REST | Texas | Cherokee | 502 | 1965 | 9999 | 2019 | 7.17 | 192136 | 0.07464 | NEI 2019
Trinidad (TX) | 3507_B_9 | 3507 | B | 9 | 2435 | O/G Steam | ERC_REST | Texas | Henderson | 235 | 1965 | 9999 | 2019 | 3.7349 | 65586 | 0.11389 | NEI 2019
Decker Creek | 3548_B_2 | 3548 | B | 2 | 2455 | O/G Steam | ERC_REST | Texas | Travis | 404 | 1977 | 9999 |  |  |  | 0.14445 | Default Emission Factor
Ray Olinger | 3576_B_BW2 | 3576 | B | BW2 | 2464 | O/G Steam | ERC_REST | Texas | Collin | 107 | 1971 | 9999 | 2019 | 1.3865 | 27481 | 0.10091 | NEI 2019
Ray Olinger | 3576_B_BW3 | 3576 | B | BW3 | 2465 | O/G Steam | ERC_REST | Texas | Collin | 138 | 1975 | 9999 | 2019 | 2.1342 | 48333 | 0.08831 | NEI 2019
Ray Olinger | 3576_B_CE1 | 3576 | B | CE1 | 2466 | O/G Steam | ERC_REST | Texas | Collin | 75 | 1967 | 9999 | 2019 | 0.3539 | 6762 | 0.10467 | NEI 2019
Sim Gideon | 3601_B_1 | 3601 | B | 1 | 2468 | O/G Steam | ERC_REST | Texas | Bastrop | 136 | 1965 | 9999 | 2019 | 3.9889 | 122975 | 0.06487 | NEI 2019
Sim Gideon | 3601_B_2 | 3601 | B | 2 | 2469 | O/G Steam | ERC_REST | Texas | Bastrop | 136 | 1968 | 9999 | 2019 | 4.7492 | 126493 | 0.07509 | NEI 2019
Sim Gideon | 3601_B_3 | 3601 | B | 3 | 2470 | O/G Steam | ERC_REST | Texas | Bastrop | 335 | 1972 | 9999 | 2019 | 19.4173 | 493392 | 0.07871 | NEI 2019
Ty Cooke | 3602_B_1 | 3602 | B | 1 | 2471 | O/G Steam | SPP_SPS | Texas | Lubbock | 42 | 1965 | 9999 |  |  |  | 0.14445 | Default Emission Factor
Ty Cooke | 3602_B_2 | 3602 | B | 2 | 2472 | O/G Steam | SPP_SPS | Texas | Lubbock | 46 | 1978 | 9999 |  |  |  | 0.14445 | Default Emission Factor
O W Sommers | 3611_B_1 | 3611 | B | 1 | 2479 | O/G Steam | ERC_REST | Texas | Bexar | 420 | 1972 | 2025 | 2019 | 22.54 | 559747 | 0.08054 | NEI 2019
O W Sommers | 3611_B_2 | 3611 | B | 2 | 2480 | O/G Steam | ERC_REST | Texas | Bexar | 410 | 1974 | 9999 | 2019 | 24.35 | 548880 | 0.08873 | NEI 2019
V H Braunig | 3612_B_1 | 3612 | B | 1 | 2481 | O/G Steam | ERC_REST | Texas | Bexar | 217 | 1966 | 2024 | 2019 | 8.3 | 194983 | 0.08514 | NEI 2019
V H Braunig | 3612_B_2 | 3612 | B | 2 | 2482 | O/G Steam | ERC_REST | Texas | Bexar | 230 | 1968 | 2024 | 2019 | 5.9 | 134405 | 0.08779 | NEI 2019
V H Braunig | 3612_B_3 | 3612 | B | 3 | 2483 | O/G Steam | ERC_REST | Texas | Bexar | 412 | 1970 | 2024 | 2019 | 22.5 | 534270 | 0.08423 | NEI 2019
R W Miller | 3628_B_1 | 3628 | B | 1 | 2493 | O/G Steam | ERC_REST | Texas | Palo Pinto | 66 | 1968 | 9999 | 2017 | 1.4987 | 4044 | 0.7412 | NEI 2019
R W Miller | 3628_B_2 | 3628 | B | 2 | 2494 | O/G Steam | ERC_REST | Texas | Palo Pinto | 100 | 1972 | 9999 | 2019 | 4.2783 | 94212 | 0.09082 | NEI 2019
R W Miller | 3628_B_3 | 3628 | B | 3 | 2495 | O/G Steam | ERC_REST | Texas | Palo Pinto | 200 | 1975 | 9999 | 2019 | 7.8329 | 168742 | 0.09284 | NEI 2019
Gadsby | 3648_B_1 | 3648 | B | 1 | 2498 | O/G Steam | WECC_UT | Utah | Salt Lake | 64 | 1951 | 9999 | 2019 | 0.94407 | 8951 | 0.21094 | NEI 2019
Gadsby | 3648_B_2 | 3648 | B | 2 | 2499 | O/G Steam | WECC_UT | Utah | Salt Lake | 69 | 1952 | 9999 | 2019 | 2.0006 | 24311 | 0.16458 | NEI 2019
Gadsby | 3648_B_3 | 3648 | B | 3 | 2500 | O/G Steam | WECC_UT | Utah | Salt Lake | 104 | 1955 | 9999 | 2019 | 4.3266 | 81690 | 0.10593 | NEI 2019
Grayson | 377_B_3 | 377 | B | 3 |  | Landfill Gas | WEC_LADW | California | Los Angeles | 18 | 1977 | 9999 |  |  |  | 0.54258 | Default Emission Factor
Grayson | 377_B_4 | 377 | B | 4 | 248 | O/G Steam | WEC_LADW | California | Los Angeles | 40 | 1959 | 9999 |  |  |  | 0.14445 | Default Emission Factor
Grayson | 377_B_5 | 377 | B | 5 | 249 | O/G Steam | WEC_LADW | California | Los Angeles | 40 | 1964 | 9999 |  |  |  | 0.14445 | Default Emission Factor
Clinch River | 3775_B_1 | 3775 | B | 1 | 2502 | O/G Steam | PJM_West | Virginia | Russell | 230 | 1958 | 9999 | 2017 | 11.74 | 226677 | 0.10358 | NEI 2019
Clinch River | 3775_B_2 | 3775 | B | 2 | 2503 | O/G Steam | PJM_West | Virginia | Russell | 230 | 1958 | 9999 |  |  |  | 0.10358 | NEI 2019
Joliet 29 | 384_B_71 | 384 | B | 71 | 250 | O/G Steam | PJM_COMD | Illinois | Will | 259 | 1965 | 2045 |  |  |  | 0.14445 | Default Emission Factor
Joliet 29 | 384_B_72 | 384 | B | 72 | 251 | O/G Steam | PJM_COMD | Illinois | Will | 259 | 1965 | 2045 |  |  |  | 0.14445 | Default Emission Factor
Joliet 29 | 384_B_81 | 384 | B | 81 | 252 | O/G Steam | PJM_COMD | Illinois | Will | 259 | 1965 | 2045 |  |  |  | 0.02515 | NEI 2019
Joliet 29 | 384_B_82 | 384 | B | 82 | 253 | O/G Steam | PJM_COMD | Illinois | Will | 259 | 1965 | 2045 | 2017 | 1.4729 | 117111 | 0.02515 | NEI 2019
Transalta Centralia Generation | 3845_B_BW22 | 3845 | B | BW22 | 2534 | Coal Steam | WECC_PNW | Washington | Lewis | 670 | 2002 | 2025 | 2019 | 208.3 | 3731262 | 0.11165 | NEI 2019
El Centro Hybrid | 389_B_4 | 389 | B | 4 | 257 | O/G Steam | WECC_IID | California | Imperial | 70 | 1968 | 9999 |  |  |  | 0.14445 | Default Emission Factor
John E Amos | 3935_B_1 | 3935 | B | 1 | 2538 | Coal Steam | PJM_West | West Virginia | Putnam | 800 | 1971 | 2040 | 2019 | 18.941 | 2762957 | 0.01371 | NEI 2019
John E Amos | 3935_B_2 | 3935 | B | 2 | 2539 | Coal Steam | PJM_West | West Virginia | Putnam | 800 | 1972 | 2040 | 2019 | 9.103 | 3025324 | 0.00602 | NEI 2019
John E Amos | 3935_B_3 | 3935 | B | 3 | 2540 | Coal Steam | PJM_West | West Virginia | Putnam | 1300 | 1973 | 2040 | 2019 | 34.0791 | 4007926 | 0.01701 | NEI 2019
FirstEnergy Fort Martin Power Station | 3943_B_1 | 3943 | B | 1 | 2551 | Coal Steam | PJM_AP | West Virginia | Monongalia | 552 | 1967 | 2035 | 2019 | 371.0704 | 3318406 | 0.22364 | NEI 2019
FirstEnergy Fort Martin Power Station | 3943_B_2 | 3943 | B | 2 | 2552 | Coal Steam | PJM_AP | West Virginia | Monongalia | 546 | 1968 | 2035 | 2019 | 460.5908 | 3382620 | 0.27233 | NEI 2019
FirstEnergy Harrison Power Station | 3944_B_1 | 3944 | B | 1 | 2553 | Coal Steam | PJM_AP | West Virginia | Harrison | 652 | 1972 | 2040 | 2019 | 675.9605 | 4587926 | 0.29467 | NEI 2019
FirstEnergy Harrison Power Station | 3944_B_2 | 3944 | B | 2 | 2554 | Coal Steam | PJM_AP | West Virginia | Harrison | 651 | 1973 | 2040 | 2019 | 473.1355 | 3819575 | 0.24774 | NEI 2019
FirstEnergy Harrison Power Station | 3944_B_3 | 3944 | B | 3 | 2555 | Coal Steam | PJM_AP | West Virginia | Harrison | 651 | 1974 | 2040 | 2019 | 502.3541 | 4486704 | 0.22393 | NEI 2019
Mitchell (WV) | 3948_B_1 | 3948 | B | 1 | 2563 | Coal Steam | PJM_West | West Virginia | Marshall | 770 | 1971 | 2040 | 2017 | 27.5141 | 3135779 | 0.01755 | NEI 2019
Mitchell (WV) | 3948_B_2 | 3948 | B | 2 | 2564 | Coal Steam | PJM_West | West Virginia | Marshall | 790 | 1971 | 2040 | 2017 | 51.5201 | 4551068 | 0.02264 | NEI 2019
Mt Storm | 3954_B_1 | 3954 | B | 1 | 2565 | Coal Steam | PJM_AP | West Virginia | Grant | 554 | 1965 | 9999 | 2019 | 258.6754 | 1767893 | 0.29264 | NEI 2019
Mt Storm | 3954_B_2 | 3954 | B | 2 | 2566 | Coal Steam | PJM_AP | West Virginia | Grant | 555 | 1966 | 9999 | 2017 | 243.6839 | 2819752 | 0.17284 | NEI 2019
Mt Storm | 3954_B_3 | 3954 | B | 3 | 2567 | Coal Steam | PJM_AP | West Virginia | Grant | 520 | 1973 | 9999 | 2019 | 149.4753 | 1087086 | 0.275 | NEI 2019
Bay Front | 3982_B_1 | 3982 | B | 1 | 2568 | Biomass | MIS_MNWI | Wisconsin | Ashland | 13.7 | 1959 | 9999 | 2019 | 0.59521 | 61864.6667 | 0.01924 | NEI 2019
Bay Front | 3982_B_2 | 3982 | B | 2 | 2569 | Biomass | MIS_MNWI | Wisconsin | Ashland | 13.7 | 1954 | 9999 | 2019 | 0.88597 | 61864.6667 | 0.02864 | NEI 2019
Bay Front | 3982_B_5 | 3982 | B | 5 | 2572 | Biomass | MIS_MNWI | Wisconsin | Ashland | 13.7 | 1959 | 9999 |  |  |  | 0.58208 | Default Emission Factor
Blount Street | 3992_B_8 | 3992 | B | 8 | 2578 | O/G Steam | MIS_WUMS | Wisconsin | Dane | 47 | 1957 | 9999 |  |  |  | 0.14445 | Default Emission Factor
Blount Street | 3992_B_9 | 3992 | B | 9 | 2579 | O/G Steam | MIS_WUMS | Wisconsin | Dane | 47 | 1961 | 9999 |  |  |  | 0.14445 | Default Emission Factor
Haynes | 400_B_1 | 400 | B | 1 | 271 | O/G Steam | WEC_LADW | California | Los Angeles | 222 | 1962 | 9999 | 2017 | 3.3 | 80541 | 0.08195 | NEI 2019
Haynes | 400_B_2 | 400 | B | 2 | 272 | O/G Steam | WEC_LADW | California | Los Angeles | 222 | 1963 | 9999 | 2017 | 4.18 | 114235 | 0.07318 | NEI 2019
French Island | 4005_B_1 | 4005 | B | 1 |  | Biomass | MIS_MNWI | Wisconsin | La Crosse | 8 | 1987 | 2024 |  |  |  | 0.65677 | Default Emission Factor
French Island | 4005_B_2 | 4005 | B | 2 |  | Biomass | MIS_MNWI | Wisconsin | La Crosse | 8 | 1987 | 2024 |  |  |  | 0.65677 | Default Emission Factor
Scattergood | 404_B_1 | 404 | B | 1 | 277 | O/G Steam | WEC_LADW | California | Los Angeles | 112 | 1959 | 2024 |  |  |  | 0.14445 | Default Emission Factor
Scattergood | 404_B_2 | 404 | B | 2 | 278 | O/G Steam | WEC_LADW | California | Los Angeles | 156 | 1959 | 2024 |  |  |  | 0.14445 | Default Emission Factor
South Oak Creek | 4041_B_5 | 4041 | B | 5 | 2590 | Coal Steam | MIS_WUMS | Wisconsin | Milwaukee | 241 | 1959 | 2024 | 2019 | 11.3 | 816670 | 0.02767 | NEI 2019
South Oak Creek | 4041_B_6 | 4041 | B | 6 | 2591 | Coal Steam | MIS_WUMS | Wisconsin | Milwaukee | 245 | 1961 | 2024 | 2019 | 9.9 | 764700 | 0.02589 | NEI 2019
South Oak Creek | 4041_B_7 | 4041 | B | 7 | 2592 | Coal Steam | MIS_WUMS | Wisconsin | Milwaukee | 303 | 1965 | 2025 | 2019 | 11.3 | 1153144 | 0.0196 | NEI 2019
South Oak Creek | 4041_B_8 | 4041 | B | 8 | 2593 | Coal Steam | MIS_WUMS | Wisconsin | Milwaukee | 309 | 1967 | 2025 | 2019 | 10.9 | 1071498 | 0.02035 | NEI 2019
Valley (WI) | 4042_B_1 | 4042 | B | 1 | 2594 | O/G Steam | MIS_WUMS | Wisconsin | Milwaukee | 64 | 1968 | 9999 | 2019 | 3.9488 | 128806.5 | 0.06131 | NEI 2019
Valley (WI) | 4042_B_2 | 4042 | B | 2 | 2595 | O/G Steam | MIS_WUMS | Wisconsin | Milwaukee | 64 | 1968 | 9999 | 2019 | 3.7091 | 128806.5 | 0.05759 | NEI 2019
Valley (WI) | 4042_B_3 | 4042 | B | 3 | 2596 | O/G Steam | MIS_WUMS | Wisconsin | Milwaukee | 70 | 1969 | 9999 | 2019 | 1.8689 | 61094 | 0.06118 | NEI 2019
Valley (WI) | 4042_B_4 | 4042 | B | 4 | 2597 | O/G Steam | MIS_WUMS | Wisconsin | Milwaukee | 70 | 1969 | 9999 | 2019 | 2.1492 | 61094 | 0.07036 | NEI 2019
Weston | 4078_B_2 | 4078 | B | 2 | 2614 | O/G Steam | MIS_WUMS | Wisconsin | Marathon | 78 | 1960 | 2024 |  |  |  | 0.14445 | Default Emission Factor
Weston | 4078_B_3 | 4078 | B | 3 | 2615 | Coal Steam | MIS_WUMS | Wisconsin | Marathon | 327 | 1981 | 9999 | 2019 | 11.6217 | 1075031 | 0.02162 | NEI 2019
Weston | 4078_B_4 | 4078 | B | 4 | 89565 | Coal Steam | MIS_WUMS | Wisconsin | Marathon | 550 | 2008 | 9999 | 2019 | 50.8689 | 3330924 | 0.03054 | NEI 2019
Manitowoc | 4125_B_8 | 4125 | B | 8 | 2621 | Biomass | MIS_WUMS | Wisconsin | Manitowoc | 44 | 1990 | 9999 |  |  |  | 0.65677 | Default Emission Factor
Manitowoc | 4125_B_9 | 4125 | B | 9 | 2622 | Coal Steam | MIS_WUMS | Wisconsin | Manitowoc | 58 | 2005 | 9999 | 2019 | 10.3 | 128672 | 0.1601 | NEI 2019
Dave Johnston | 4158_B_BW41 | 4158 | B | BW41 | 2633 | Coal Steam | WECC_WY | Wyoming | Converse | 93 | 1959 | 9999 | 2017 | 14.26 | 693652 | 0.04112 | NEI 2019
Dave Johnston | 4158_B_BW42 | 4158 | B | BW42 | 2634 | Coal Steam | WECC_WY | Wyoming | Converse | 105 | 1961 | 9999 | 2019 | 29.86 | 757332 | 0.07886 | NEI 2019
Dave Johnston | 4158_B_BW43 | 4158 | B | BW43 | 2635 | Coal Steam | WECC_WY | Wyoming | Converse | 220 | 1964 | 9999 | 2019 | 56.19 | 1163624 | 0.09658 | NEI 2019
Dave Johnston | 4158_B_BW44 | 4158 | B | BW44 | 2636 | Coal Steam | WECC_WY | Wyoming | Converse | 330 | 1959 | 2027 | 2019 | 90.33 | 2076539 | 0.087 | NEI 2019
Naughton | 4162_B_1 | 4162 | B | 1 | 2637 | Coal Steam | WECC_WY | Wyoming | Lincoln | 156 | 1963 | 9999 | 2019 | 37.59 | 1182784 | 0.06356 | NEI 2019
Naughton | 4162_B_2 | 4162 | B | 2 | 2638 | Coal Steam | WECC_WY | Wyoming | Lincoln | 201 | 1968 | 9999 | 2019 | 43.65 | 1478378 | 0.05905 | NEI 2019
Naughton | 4162_B_3 | 4162 | B | 3 | 2639 | Coal Steam | WECC_WY | Wyoming | Lincoln | 330 | 1963 | 2025 | 2019 | 15.38 | 179508 | 0.17136 | NEI 2019
Powerlane Plant | 4195_B_1 | 4195 | B | 1 |  | O/G Steam | ERC_REST | Texas | Hunt | 17.5 | 1965 | 9999 |  |  |  | 0.14445 | Default Emission Factor
Powerlane Plant | 4195_B_2 | 4195 | B | 2 | 2640 | O/G Steam | ERC_REST | Texas | Hunt | 24 | 1967 | 9999 | 2019 | 0.3135 | 4934 | 0.12708 | NEI 2019
Powerlane Plant | 4195_B_3 | 4195 | B | 3 | 2641 | O/G Steam | ERC_REST | Texas | Hunt | 41 | 1977 | 9999 | 2019 | 0.2025 | 3002 | 0.13491 | NEI 2019
Spencer | 4266_B_4 | 4266 | B | 4 | 2651 | O/G Steam | ERC_REST | Texas | Denton | 61 | 1966 | 9999 | 2019 | 0.7329 | 13239 | 0.11072 | NEI 2019
Spencer | 4266_B_5 | 4266 | B | 5 | 2652 | O/G Steam | ERC_REST | Texas | Denton | 61 | 1973 | 9999 | 2017 | 0.8182 | 2906 | 0.56311 | NEI 2019
John P Madgett | 4271_B_B1 | 4271 | B | B1 | 2653 | Coal Steam | MIS_MNWI | Wisconsin | Buffalo | 390 | 1979 | 9999 | 2019 | 19.668 | 1534882 | 0.02563 | NEI 2019
Cherokee | 469_B_4 | 469 | B | 4 | 298 | O/G Steam | WECC_CO | Colorado | Adams | 310 | 1968 | 2027 | 2019 | 123.9646 | 943508 | 0.26277 | NEI 2019
Comanche (CO) | 470_B_2 | 470 | B | 2 | 300 | Coal Steam | WECC_CO | Colorado | Pueblo | 335 | 1975 | 2025 | 2019 | 5.544 | 1818763 | 0.0061 | NEI 2019
Comanche (CO) | 470_B_3 | 470 | B | 3 | 89734 | Coal Steam | WECC_CO | Colorado | Pueblo | 750 | 2010 | 2040 | 2019 | 139 | 4673496 | 0.05948 | NEI 2019
George Birdsall | 493_B_1 | 493 | B | 1 |  | O/G Steam | WECC_CO | Colorado | El Paso | 16 | 1953 | 9999 | 2017 | 0.08 | 1250 | 0.128 | NEI 2019
George Birdsall | 493_B_2 | 493 | B | 2 |  | O/G Steam | WECC_CO | Colorado | El Paso | 16 | 1954 | 9999 | 2017 | 0.067614 | 1174 | 0.11519 | NEI 2019
George Birdsall | 493_B_3 | 493 | B | 3 |  | O/G Steam | WECC_CO | Colorado | El Paso | 23 | 1957 | 9999 | 2017 | 0.12771 | 2207 | 0.11574 | NEI 2019
Barney M Davis | 4939_B_1 | 4939 | B | 1 | 2658 | O/G Steam | ERC_REST | Texas | Nueces | 300 | 1974 | 9999 | 2019 | 8.44 | 185939 | 0.09078 | NEI 2019
Riverside (OK) | 4940_B_1502 | 4940 | B | 1502 | 2661 | O/G Steam | SPP_WEST | Oklahoma | Tulsa | 455 | 1976 | 2024 | 2019 | 18.4286 | 410720 | 0.08974 | NEI 2019
Plant 31 Paper Mill | 50028_B_1FW | 50028 | B | 1FW |  | Non-Fossil Waste | MIS_LA | Louisiana | Ouachita | 8.3 | 1964 | 9999 |  |  |  | 0.70317 | Default Emission Factor
Plant 31 Paper Mill | 50028_B_1HP | 50028 | B | 1HP |  | Non-Fossil Waste | MIS_LA | Louisiana | Ouachita | 8.3 | 1977 | 9999 |  |  |  | 1.3907 | Default Emission Factor
Plant 31 Paper Mill | 50028_B_2FW | 50028 | B | 2FW |  | Non-Fossil Waste | MIS_LA | Louisiana | Ouachita | 8.3 | 1964 | 9999 |  |  |  | 0.70317 | Default Emission Factor
Plant 31 Paper Mill | 50028_B_4BW | 50028 | B | 4BW |  | Non-Fossil Waste | MIS_LA | Louisiana | Ouachita | 8.3 | 1975 | 9999 |  |  |  | 0.70317 | Default Emission Factor
Plant 31 Paper Mill | 50028_B_5CE | 50028 | B | 5CE |  | Non-Fossil Waste | MIS_LA | Louisiana | Ouachita | 8.3 | 1988 | 9999 |  |  |  | 0.70317 | Default Emission Factor
Plant 31 Paper Mill | 50028_B_HRSG | 50028 | B | HRSG |  | Non-Fossil Waste | MIS_LA | Louisiana | Ouachita | 3.3 | 1964 | 9999 |  |  |  | 0.70317 | Default Emission Factor
Humboldt Sawmill Company | 50049_B_BLRA | 50049 | B | BLRA |  | Biomass | WEC_CALN | California | Humboldt | 16.2 | 1988 | 9999 | 2017 | 19.6609 | 23043.1029 | 1.7065 | NEI 2019
Humboldt Sawmill Company | 50049_B_BLRB | 50049 | B | BLRB |  | Biomass | WEC_CALN | California | Humboldt | 8.7 | 1988 | 9999 | 2017 | 12.4977 | 23043.1029 | 1.0847 | NEI 2019
Humboldt Sawmill Company | 50049_B_BLRC | 50049 | B | BLRC |  | Biomass | WEC_CALN | California | Humboldt | 8.7 | 1988 | 9999 |  |  |  | 0.58208 | Default Emission Factor
Penobscot Energy Recovery | 50051_B_BLR A | 50051 | B | BLR A |  | Municipal Solid Waste | NENG_ME | Maine | Penobscot | 10.6 | 1987 | 9999 | 2017 | 1.2374 | 84660 | 0.02923 | NEI 2019
Penobscot Energy Recovery | 50051_B_BLR B | 50051 | B | BLR B |  | Municipal Solid Waste | NENG_ME | Maine | Penobscot | 10.6 | 1987 | 9999 | 2019 | 1.4267 | 42651.5 | 0.0669 | NEI 2019
Borger Plant | 50067_B_1 | 50067 | B | 1 |  | Fossil Waste | SPP_SPS | Texas | Hutchinson | 13.8 | 1974 | 9999 |  |  |  | 0.66403 | Default Emission Factor
Borger Plant | 50067_B_2 | 50067 | B | 2 |  | Fossil Waste | SPP_SPS | Texas | Hutchinson | 13.8 | 2009 | 9999 |  |  |  | 0.66403 | Default Emission Factor
Palm Beach Renewable Energy Facility 1 | 50071_B_BLR1 | 50071 | B | BLR1 |  | Municipal Solid Waste | FRCC | Florida | Palm Beach | 25 | 1989 | 9999 | 2019 | 9.6074 | 175689.5 | 0.10937 | NEI 2019
Palm Beach Renewable Energy Facility 1 | 50071_B_BLR2 | 50071 | B | BLR2 |  | Municipal Solid Waste | FRCC | Florida | Palm Beach | 25 | 1989 | 9999 | 2019 | 9.579 | 175689.5 | 0.10904 | NEI 2019
Sierra Pacific Burney Facility | 50110_B_BLR1 | 50110 | B | BLR1 |  | Biomass | WEC_CALN | California | Shasta | 18.9 | 1986 | 9999 | 2017 | 16.3736 | 98421 | 0.33273 | NEI 2019
Sierra Pacific Quincy Facility | 50112_B_BLR1 | 50112 | B | BLR1 |  | Biomass | WEC_CALN | California | Plumas | 12 | 1986 | 9999 | 2017 | 9.5203 | 51729.5 | 0.36808 | NEI 2019
Sierra Pacific Quincy Facility | 50112_B_BLR2 | 50112 | B | BLR2 |  | Biomass | WEC_CALN | California | Plumas | 12 | 1998 | 9999 | 2017 | 8.7416 | 51729.5 | 0.33797 | NEI 2019
Columbus MS | 50184_B_PKG | 50184 | B | PKG |  | O/G Steam | S_C_TVA | Mississippi | Lowndes | 18.6 | 1993 | 9999 |  |  |  | 0.14445 | Default Emission Factor
Columbus MS | 50184_B_REC | 50184 | B | REC |  | Non-Fossil Waste | S_C_TVA | Mississippi | Lowndes | 64 | 1990 | 9999 | 2019 | 102.17 | 358363.36 | 0.5702 | NEI 2019
Domtar Paper Co LLC Plymouth NC | 50189_B_1HFB | 50189 | B | 1HFB |  | Biomass | PJM_Dom | North Carolina | Martin | 21.7 | 1977 | 9999 | 2019 | 69.94 | 46684.9193 | 2.9963 | NEI 2019
Domtar Paper Co LLC Plymouth NC | 50189_B_2HFB | 50189 | B | 2HFB |  | Biomass | PJM_Dom | North Carolina | Martin | 21.7 | 1982 | 9999 | 2019 | 54.21 | 46684.9193 | 2.3224 | NEI 2019
Domtar Paper Co LLC Plymouth NC | 50189_B_5REC | 50189 | B | 5REC |  | Non-Fossil Waste | PJM_Dom | North Carolina | Martin | 71 | 1965 | 9999 | 2019 | 83.63 | 261953.0014 | 0.63851 | NEI 2019
Multitrade Rabun Gap, LLC | 50201_B_WB1 | 50201 | B | WB1 |  | Biomass | S_SOU | Georgia | RABUN | 18 | 2010 | 9999 | 2017 | 10.481 | 116861 | 0.17938 | NEI 2019
Pinetree Power | 50208_B_B1 | 50208 | B | B1 |  | Biomass | NENGREST | New Hampshire | Grafton | 15 | 1986 | 9999 | 2017 | 19.4945 | 121438 | 0.32106 | NEI 2019
York County Resource Recovery | 50215_B_101 | 50215 | B | 101 |  | Municipal Solid Waste | PJM_WMAC | Pennsylvania | York | 9.6 | 1989 | 9999 | 2019 | 1.4921 | 85018.4831 | 0.0351 | NEI 2019
York County Resource Recovery | 50215_B_102 | 50215 | B | 102 |  | Municipal Solid Waste | PJM_WMAC | Pennsylvania | York | 9.6 | 1989 | 9999 | 2019 | 1.2719 | 85018.4831 | 0.02992 | NEI 2019
York County Resource Recovery | 50215_B_103 | 50215 | B | 103 |  | Municipal Solid Waste | PJM_WMAC | Pennsylvania | York | 9.6 | 1989 | 9999 | 2019 | 1.382 | 85018.4831 | 0.03251 | NEI 2019
Regional Waste Systems | 50225_B_1SG1A | 50225 | B | 1SG1A |  | Municipal Solid Waste | NENG_ME | Maine | Cumberland | 5.8 | 1988 | 9999 | 2019 | 6.6066 | 39707.5 | 0.33276 | NEI 2019
Regional Waste Systems | 50225_B_1SG1B | 50225 | B | 1SG1B |  | Municipal Solid Waste | NENG_ME | Maine | Cumberland | 5.8 | 1988 | 9999 | 2019 | 2.7417 | 39707.5 | 0.1381 | NEI 2019
Texas Petrochemicals | 50229_B_TPCBLR | 50229 | B | TPCBLR |  | O/G Steam | ERC_REST | Texas | Harris | 35 | 1972 | 9999 |  |  |  | 0.14445 | Default Emission Factor
Archbald Power Station | 50279_B_MAIN | 50279 | B | MAIN |  | Landfill Gas | PJM_WMAC | Pennsylvania | Lackawanna | 20 | 1998 | 9999 | 2019 | 13.176 | 129220 | 0.20393 | NEI 2019
SEMASS Resource Recovery | 50290_B_1 | 50290 | B | 1 |  | Municipal Solid Waste | NENGREST | Massachusetts | Plymouth | 27 | 1988 | 9999 | 2019 | 3.6506 | 194576.0542 | 0.03752 | NEI 2019
SEMASS Resource Recovery | 50290_B_2 | 50290 | B | 2 |  | Municipal Solid Waste | NENGREST | Massachusetts | Plymouth | 27 | 1988 | 9999 | 2019 | 2.8307 | 194576.0542 | 0.0291 | NEI 2019
SEMASS Resource Recovery | 50290_B_3 | 50290 | B | 3 |  | Municipal Solid Waste | NENGREST | Massachusetts | Plymouth | 27 | 1993 | 9999 | 2019 | 3.1209 | 194576.0542 | 0.03208 | NEI 2019
Wadham Energy LP | 50293_B_BLR100 | 50293 | B | BLR100 |  | Biomass | WEC_CALN | California | Colusa | 26 | 1989 | 9999 | 2017 | 18.6425 | 187139 | 0.19924 | NEI 2019
University of Oklahoma | 50307_B_B1 | 50307 | B | B1 |  | O/G Steam | SPP_WEST | Oklahoma | Cleveland | 7.5 | 1964 | 9999 |  |  |  | 0.14445 | Default Emission Factor
University of Oklahoma | 50307_B_B2 | 50307 | B | B2 |  | O/G Steam | SPP_WEST | Oklahoma | Cleveland | 2.5 | 1964 | 9999 |  |  |  | 0.14445 | Default Emission Factor
University of Oklahoma | 50307_B_B3 | 50307 | B | B3 |  | O/G Steam | SPP_WEST | Oklahoma | Cleveland | 2.5 | 1964 | 9999 |  |  |  | 0.14445 | Default Emission Factor
University of Oklahoma | 50307_B_B4 | 50307 | B | B4 |  | O/G Steam | SPP_WEST | Oklahoma | Cleveland | 4.3 | 2001 | 9999 |  |  |  | 0.14445 | Default Emission Factor
University of Notre Dame | 50366_B_BLR1 | 50366 | B | BLR1 |  | O/G Steam | PJM_West | Indiana | St Joseph | 2.6 | 1961 | 9999 |  |  |  | 0.14445 | Default Emission Factor
University of Notre Dame | 50366_B_BLR2 | 50366 | B | BLR2 |  | Coal Steam | PJM_West | Indiana | St Joseph | 2.6 | 1952 | 9999 |  |  |  | 0.18776 | Default Emission Factor
University of Notre Dame | 50366_B_BLR3 | 50366 | B | BLR3 |  | Coal Steam | PJM_West | Indiana | St Joseph | 2.6 | 2007 | 9999 |  |  |  | 0.18776 | Default Emission Factor
University of Notre Dame | 50366_B_BLR4 | 50366 | B | BLR4 |  | O/G Steam | PJM_West | Indiana | St Joseph | 2.6 | 1967 | 9999 |  |  |  | 0.14445 | Default Emission Factor
University of Notre Dame | 50366_B_BLR5 | 50366 | B | BLR5 |  | O/G Steam | PJM_West | Indiana | St Joseph | 2.6 | 1973 | 9999 |  |  |  | 0.14445 | Default Emission Factor
University of Notre Dame | 50366_B_BLR6 | 50366 | B | BLR6 |  | O/G Steam | PJM_West | Indiana | St Joseph | 2.6 | 2007 | 9999 |  |  |  | 0.14445 | Default Emission Factor
University of Notre Dame | 50366_B_BLR7 | 50366 | B | BLR7 |  | O/G Steam | PJM_West | Indiana | St Joseph | 2.6 | 2019 | 9999 |  |  |  | 0.1289 | Default Emission Factor
University of Notre Dame | 50366_B_BLR8 | 50366 | B | BLR8 |  | O/G Steam | PJM_West | Indiana | St Joseph | 2.6 | 2019 | 9999 |  |  |  | 0.1289 | Default Emission Factor
Phillips 66 Carbon Plant | 50388_B_K1 | 50388 | B | K1 |  | Coal Steam | WEC_CALN | California | Contra Costa | 8.5 | 1983 | 9999 |  |  |  | 0.18776 | Default Emission Factor
Phillips 66 Carbon Plant | 50388_B_K2 | 50388 | B | K2 |  | Coal Steam | WEC_CALN | California | Contra Costa | 8.5 | 1983 | 9999 |  |  |  | 0.18776 | Default Emission Factor
Dillard Complex | 50396_B_BLR1 | 50396 | B | BLR1 |  | Biomass | WECC_PNW | Oregon | Douglas | 13.3 | 1974 | 9999 | 2019 | 83.374 | 44545.5545 | 3.7433 | NEI 2019
Dillard Complex | 50396_B_BLR2 | 50396 | B | BLR2 |  | Biomass | WECC_PNW | Oregon | Douglas | 13.3 | 1977 | 9999 | 2017 | 51.9 | 44631.5537 | 2.3257 | NEI 2019
Dillard Complex | 50396_B_BLR6 | 50396 | B | BLR6 |  | Biomass | WECC_PNW | Oregon | Douglas | 13.3 | 1974 | 9999 | 2019 | 119.074 | 44545.5545 | 5.3462 | NEI 2019
Pixelle Specialty Solutions LLC - Spring Grove Facility | 50397_B_5PB036 | 50397 | B | 5PB036 | 3656 | Coal Steam | PJM_WMAC | Pennsylvania | York | 53 | 1989 | 9999 |  |  |  | 0.16698 | Default Emission Factor
Pixelle Specialty Solutions LLC - Spring Grove Facility | 50397_B_6PB038 | 50397 | B | 6PB038 |  | O/G Steam | PJM_WMAC | Pennsylvania | York | 1.8 | 2017 | 9999 |  |  |  | 0.14445 | Default Emission Factor
Pixelle Specialty Solutions LLC - Spring Grove Facility | 50397_B_7PB039 | 50397 | B | 7PB039 |  | O/G Steam | PJM_WMAC | Pennsylvania | York | 11.7 | 2017 | 9999 |  |  |  | 0.14445 | Default Emission Factor
Pixelle Specialty Solutions LLC - Spring Grove Facility | 50397_B_REC037 | 50397 | B | REC037 |  | Non-Fossil Waste | PJM_WMAC | Pennsylvania | York | 18.4 | 1993 | 9999 | 2019 | 18.4747 | 112232.0811 | 0.32922 | NEI 2019
S D Warren Westbrook | 50447_B_17 | 50447 | B | 17 |  | Biomass | NENG_ME | Maine | Cumberland | 18.8 | 1948 | 9999 | 2019 | 0.87891 | 24415.0892 | 0.072 | NEI 2019
S D Warren Westbrook | 50447_B_18 | 50447 | B | 18 |  | Biomass | NENG_ME | Maine | Cumberland | 18.8 | 1948 | 9999 | 2017 | 0.26111 | 26358.0697 | 0.01981 | NEI 2019
S D Warren Westbrook | 50447_B_21 | 50447 | B | 21 |  | Biomass | NENG_ME | Maine | Cumberland | 18.8 | 1948 | 9999 | 2017 | 2.442 | 26358.0697 | 0.1853 | NEI 2019
Flint River Operations | 50465_B_PB | 50465 | B | PB |  | Biomass | S_SOU | Georgia | Macon | 39 | 1980 | 9999 | 2019 | 63.4222 | 221532.31 | 0.57258 | NEI 2019
Flint River Operations | 50465_B_RB | 50465 | B | RB |  | Non-Fossil Waste | S_SOU | Georgia | Macon | 39 | 1980 | 9999 | 2019 | 55.2653 | 221532.31 | 0.49894 | NEI 2019
Buckeye Florida LP | 50466_B_1BB | 50466 | B | 1BB |  | Non-Fossil Waste | FRCC | Florida | Taylor | 5.7 | 1954 | 9999 |  |  |  | 1.3907 | Default Emission Factor
Buckeye Florida LP | 50466_B_1PB | 50466 | B | 1PB |  | Non-Fossil Waste | FRCC | Florida | Taylor | 5.7 | 1954 | 9999 |  |  |  | 0.70317 | Default Emission Factor
Buckeye Florida LP | 50466_B_2BB | 50466 | B | 2BB |  | Non-Fossil Waste | FRCC | Florida | Taylor | 5.7 | 1954 | 9999 |  |  |  | 0.70317 | Default Emission Factor
Buckeye Florida LP | 50466_B_2PB | 50466 | B | 2PB |  | Non-Fossil Waste | FRCC | Florida | Taylor | 5.7 | 1954 | 9999 |  |  |  | 0.70317 | Default Emission Factor
Buckeye Florida LP | 50466_B_2RB | 50466 | B | 2RB |  | Non-Fossil Waste | FRCC | Florida | Taylor | 5.7 | 1958 | 9999 |  |  |  | 0.70317 | Default Emission Factor
Buckeye Florida LP | 50466_B_3RB | 50466 | B | 3RB |  | Non-Fossil Waste | FRCC | Florida | Taylor | 5.7 | 1966 | 9999 |  |  |  | 0.70317 | Default Emission Factor
Buckeye Florida LP | 50466_B_4RB | 50466 | B | 4RB |  | Non-Fossil Waste | FRCC | Florida | Taylor | 5.7 | 1975 | 9999 |  |  |  | 0.70317 | Default Emission Factor
Covanta Niagara I, LLC | 50472_B_BLR1 | 50472 | B | BLR1 | 3667 | Municipal Solid Waste | NY_Z_A | New York | Niagara | 12 | 1981 | 9999 |  |  |  | 0.0214 | NEI 2019
Covanta Niagara I, LLC | 50472_B_BLR3 | 50472 | B | BLR3 |  | Municipal Solid Waste | NY_Z_A | New York | Niagara | 12 | 1996 | 9999 |  |  |  | 0.0214 | NEI 2019
Covanta Niagara I, LLC | 50472_B_BLR4 | 50472 | B | BLR4 |  | Municipal Solid Waste | NY_Z_A | New York | Niagara | 12 | 1981 | 9999 | 2019 | 1.7424 | 162839.3716 | 0.0214 | NEI 2019
Clewiston Sugar House | 50482_B_B7 | 50482 | B | B7 |  | Biomass | FRCC | Florida | Hendry | 20 | 1996 | 9999 | 2019 | 38.0976 | 106472.7336 | 0.71563 | NEI 2019
Clewiston Sugar House | 50482_B_B8 | 50482 | B | B8 |  | Biomass | FRCC | Florida | Hendry | 20 | 2005 | 9999 | 2019 | 59.5402 | 106472.7336 | 1.1184 | NEI 2019
Clewiston Sugar House | 50482_B_B9 | 50482 | B | B9 |  | Biomass | FRCC | Florida | Hendry | 4.7 | 2019 | 9999 |  |  |  | 0.27133 | Default Emission Factor
PPG Powerhouse C | 50489_B_C1 | 50489 | B | C1 |  | O/G Steam | MIS_WOTA | Louisiana | Calcasieu | 26 | 1977 | 9999 |  |  |  | 0.14445 | Default Emission Factor
PPG Powerhouse C | 50489_B_C2 | 50489 | B | C2 |  | O/G Steam | MIS_WOTA | Louisiana | Calcasieu | 26 | 1979 | 9999 |  |  |  | 0.14445 | Default Emission Factor
PPG Powerhouse C | 50489_B_C4 | 50489 | B | C4 |  | O/G Steam | MIS_WOTA | Louisiana | Calcasieu | 0.04 | 1986 | 9999 |  |  |  | 0.14445 | Default Emission Factor
PPG Powerhouse C | 50489_B_C5 | 50489 | B | C5 |  | O/G Steam | MIS_WOTA | Louisiana | Calcasieu | 0.04 | 1986 | 9999 |  |  |  | 0.14445 | Default Emission Factor
Pacific-Ultrapower Chinese Station | 50560_B_B101 | 50560 | B | B101 |  | Biomass | WEC_CALN | California | Tuolumne | 18 | 1986 | 9999 | 2017 | 26.4 | 118564 | 0.44533 | NEI 2019
Westwood Generation LLC | 50611_B_031 | 50611 | B | 031 | 3677 | Coal Steam | PJM_WMAC | Pennsylvania | Schuylkill | 30 | 1987 | 9999 | 2017 | 7.0516 | 21492 | 0.65621 | NEI 2019
ExxonMobil Beaumont Refinery | 50625_B_24 | 50625 | B | 24 |  | O/G Steam | MIS_WOTA | Texas | Jefferson | 5.7 | 1993 | 9999 |  |  |  | 0.14445 | Default Emission Factor
ExxonMobil Beaumont Refinery | 50625_B_33 | 50625 | B | 33 |  | Fossil Waste | MIS_WOTA | Texas | Jefferson | 8.9 | 1965 | 9999 |  |  |  | 0.66403 | Default Emission Factor
ExxonMobil Beaumont Refinery | 50625_B_34 | 50625 | B | 34 |  | Fossil Waste | MIS_WOTA | Texas | Jefferson | 8.9 | 1966 | 9999 |  |  |  | 0.66403 | Default Emission Factor
ExxonMobil Beaumont Refinery | 50625_B_41 | 50625 | B | 41 | 3679 | O/G Steam | MIS_WOTA | Texas | Jefferson | 38 | 2005 | 9999 |  |  |  | 0.14445 | Default Emission Factor
ExxonMobil Beaumont Refinery | 50625_B_42 | 50625 | B | 42 | 3680 | O/G Steam | MIS_WOTA | Texas | Jefferson | 38 | 2005 | 9999 |  |  |  | 0.14445 | Default Emission Factor
ExxonMobil Beaumont Refinery | 50625_B_43 | 50625 | B | 43 | 3681 | O/G Steam | MIS_WOTA | Texas | Jefferson | 38 | 1954 | 9999 |  |  |  | 0.14445 | Default Emission Factor
Paulsboro Refinery | 50628_B_2A | 50628 | B | 2A |  | Fossil Waste | PJM_EMAC | New Jersey | Gloucester | 7.2 | 1990 | 9999 |  |  |  | 0.66403 | Default Emission Factor
Paulsboro Refinery | 50628_B_2B | 50628 | B | 2B |  | Fossil Waste | PJM_EMAC | New Jersey | Gloucester | 7.2 | 1990 | 9999 |  |  |  | 0.66403 | Default Emission Factor
Paulsboro Refinery | 50628_B_2C | 50628 | B | 2C |  | Fossil Waste | PJM_EMAC | New Jersey | Gloucester | 7.2 | 1990 | 9999 |  |  |  | 0.66403 | Default Emission Factor
Paulsboro Refinery | 50628_B_HRSG | 50628 | B | HRSG |  | Fossil Waste | PJM_EMAC | New Jersey | Gloucester | 7.2 | 1990 | 9999 |  |  |  | 0.66403 | Default Emission Factor
Covanta Lake County Energy | 50629_B_1 | 50629 | B | 1 |  | Municipal Solid Waste | FRCC | Florida | Lake | 6.2 | 1991 | 9999 | 2019 | 0.40482 | 38646.5 | 0.02095 | NEI 2019
Covanta Lake County Energy | 50629_B_2 | 50629 | B | 2 |  | Municipal Solid Waste | FRCC | Florida | Lake | 6.2 | 1991 | 9999 | 2019 | 0.43105 | 38646.5 | 0.02231 | NEI 2019
Covanta Marion Inc | 50630_B_BLR1 | 50630 | B | BLR1 |  | Municipal Solid Waste | WECC_PNW | Oregon | MARION | 5.8 | 1986 | 9999 | 2017 | 9.32 | 81145 | 0.22971 | NEI 2019
Covanta Marion Inc | 50630_B_BLR2 | 50630 | B | BLR2 |  | Municipal Solid Waste | WECC_PNW | Oregon | MARION | 5.8 | 1986 | 9999 |  |  |  | 0.22971 | NEI 2019
Covanta Stanislaus Energy | 50632_B_1 | 50632 | B | 1 |  | Municipal Solid Waste | WEC_CALN | California | Stanislaus | 10 | 1989 | 9999 |  |  |  | 0.19701 | NEI 2019
Covanta Stanislaus Energy | 50632_B_2 | 50632 | B | 2 |  | Municipal Solid Waste | WEC_CALN | California | Stanislaus | 10 | 1989 | 9999 | 2017 | 15.1106 | 153401 | 0.19701 | NEI 2019
Clearwater Paper IPP Lewiston | 50637_B_4PWR | 50637 | B | 4PWR |  | Biomass | WECC_PNW | Idaho | Nez Perce | 22.5 | 1981 | 9999 | 2019 | 27.9639 | 189070.0732 | 0.29581 | NEI 2019
Clearwater Paper IPP Lewiston | 50637_B_5REC | 50637 | B | 5REC |  | Non-Fossil Waste | WECC_PNW | Idaho | Nez Perce | 27 | 1987 | 9999 | 2019 | 14.7133 | 223881.9268 | 0.13144 | NEI 2019
Covanta Bristol Energy | 50648_B_UNIT1 | 50648 | B | UNIT1 |  | Municipal Solid Waste | NENG_CT | Connecticut | Hartford | 6.6 | 1988 | 9999 |  |  |  | 0.1534 | Default Emission Factor
Covanta Bristol Energy | 50648_B_UNIT2 | 50648 | B | UNIT2 |  | Municipal Solid Waste | NENG_CT | Connecticut | Hartford | 6.6 | 1988 | 9999 |  |  |  | 0.1534 | Default Emission Factor
Covanta Babylon Inc | 50649_B_1 | 50649 | B | 1 |  | Municipal Solid Waste | NY_Z_K | New York | Suffolk | 7.2 | 1989 | 9999 | 2019 | 0.34434 | 57648.5 | 0.01195 | NEI 2019
Covanta Babylon Inc | 50649_B_2 | 50649 | B | 2 |  | Municipal Solid Waste | NY_Z_K | New York | Suffolk | 7.2 | 1989 | 9999 | 2017 | 0.13775 | 57412 | 0.0048 | NEI 2019
ReEnergy Stratton LLC | 50650_B_BLR1 | 50650 | B | BLR1 |  | Biomass | NENG_ME | Maine | Franklin | 46 | 1989 | 9999 | 2019 | 3.5363 | 208909 | 0.03386 | NEI 2019
Huntington Resource Recovery Facility | 50656_B_UNIT1 | 50656 | B | UNIT1 |  | Municipal Solid Waste | NY_Z_K | New York | Suffolk | 8.2 | 1991 | 9999 |  |  |  | 0.1534 | Default Emission Factor
Huntington Resource Recovery Facility | 50656_B_UNIT2 | 50656 | B | UNIT2 |  | Municipal Solid Waste | NY_Z_K | New York | Suffolk | 8.2 | 1991 | 9999 |  |  |  | 0.1534 | Default Emission Factor
Huntington Resource Recovery Facility | 50656_B_UNIT3 | 50656 | B | UNIT3 |  | Municipal Solid Waste | NY_Z_K | New York | Suffolk | 8.2 | 1991 | 9999 |  |  |  | 0.1534 | Default Emission Factor
Montgomery County Resource Recovery | 50657_B_1 | 50657 | B | 1 |  | Municipal Solid Waste | PJM_SMAC | Maryland | Montgomery | 18 | 1995 | 9999 | 2019 | 5.5822 | 91211.4212 | 0.1224 | NEI 2019
Montgomery County Resource Recovery | 50657_B_2 | 50657 | B | 2 |  | Municipal Solid Waste | PJM_SMAC | Maryland | Montgomery | 18 | 1995 | 9999 | 2019 | 6.2241 | 91211.4212 | 0.13648 | NEI 2019
Montgomery County Resource Recovery | 50657_B_3 | 50657 | B | 3 |  | Municipal Solid Waste | PJM_SMAC | Maryland | Montgomery | 18 | 1995 | 9999 | 2019 | 7.134 | 91211.4212 | 0.15643 | NEI 2019
Covanta Fairfax Energy | 50658_B_1 | 50658 | B | 1 |  | Municipal Solid Waste | PJM_Dom | Virginia | Fairfax | 24.5 | 1990 | 9999 | 2017 | 4.3874 | 14391.25 | 0.60973 | NEI 2019
Covanta Fairfax Energy | 50658_B_2 | 50658 | B | 2 |  | Municipal Solid Waste | PJM_Dom | Virginia | Fairfax | 24.5 | 1990 | 9999 | 2017 | 5.0571 | 14391.25 | 0.70281 | NEI 2019
Covanta Fairfax Energy | 50658_B_3 | 50658 | B | 3 |  | Municipal Solid Waste | PJM_Dom | Virginia | Fairfax | 24.5 | 1990 | 9999 | 2019 | 9.1469 | 180821.5 | 0.10117 | NEI 2019
Covanta Fairfax Energy | 50658_B_4 | 50658 | B | 4 |  | Municipal Solid Waste | PJM_Dom | Virginia | Fairfax | 24.5 | 1990 | 9999 | 2019 | 7.4303 | 180821.5 | 0.08218 | NEI 2019
Covanta Tulsa Renewable Energy LLC | 50660_B_1 | 50660 | B | 1 |  | Municipal Solid Waste | SPP_WEST | Oklahoma | Tulsa | 5.2 | 1986 | 9999 |  |  |  | 0.1534 | Default Emission Factor
Covanta Tulsa Renewable Energy LLC | 50660_B_2 | 50660 | B | 2 |  | Municipal Solid Waste | SPP_WEST | Oklahoma | Tulsa | 5.2 | 1986 | 9999 |  |  |  | 0.1534 | Default Emission Factor
Covanta Tulsa Renewable Energy LLC | 50660_B_3 | 50660 | B | 3 |  | Municipal Solid Waste | SPP_WEST | Oklahoma | Tulsa | 5.2 | 1986 | 9999 |  |  |  | 0.1534 | Default Emission Factor
Covanta Haverhill | 50661_B_A | 50661 | B | A |  | Municipal Solid Waste | NENGREST | Massachusetts | Essex | 21.4 | 1989 | 9999 | 2019 | 5.0783 | 169123.5 | 0.06005 | NEI 2019
Covanta Haverhill | 50661_B_B | 50661 | B | B |  | Municipal Solid Waste | NENGREST | Massachusetts | Essex | 21.4 | 1989 | 9999 | 2019 | 5.1642 | 169123.5 | 0.06107 | NEI 2019
Onondaga County Resource Recovery | 50662_B_UNIT1 | 50662 | B | UNIT1 |  | Municipal Solid Waste | NY_Z_C&E | New York | Onondaga | 10 | 1995 | 9999 |  |  |  | 0.1534 | Default Emission Factor
Onondaga County Resource Recovery | 50662_B_UNIT2 | 50662 | B | UNIT2 |  | Municipal Solid Waste | NY_Z_C&E | New York | Onondaga | 10 | 1995 | 9999 |  |  |  | 0.1534 | Default Emission Factor
Onondaga County Resource Recovery | 50662_B_UNIT3 | 50662 | B | UNIT3 |  | Municipal Solid Waste | NY_Z_C&E | New York | Onondaga | 10 | 1995 | 9999 |  |  |  | 0.1534 | Default Emission Factor
Covanta Alexandria/Arlington Energy | 50663_B_B100 | 50663 | B | B100 |  | Municipal Solid Waste | PJM_Dom | Virginia | Alexandria City | 9.7 | 1987 | 9999 | 2019 | 1.5552 | 46580.2009 | 0.06677 | NEI 2019
Covanta Alexandria/Arlington Energy | 50663_B_B200 | 50663 | B | B200 |  | Municipal Solid Waste | PJM_Dom | Virginia | Alexandria City | 9.7 | 1987 | 9999 | 2019 | 2.7003 | 46580.2009 | 0.11594 | NEI 2019
Covanta Alexandria/Arlington Energy | 50663_B_B300 | 50663 | B | B300 |  | Municipal Solid Waste | PJM_Dom | Virginia | Alexandria City | 9.7 | 1987 | 9999 | 2019 | 3.6077 | 46580.2009 | 0.1549 | NEI 2019
Pasco Cnty Solid Waste Resource Recovery | 50666_B_B1 | 50666 | B | B1 |  | Municipal Solid Waste | FRCC | Florida | Pasco | 8.7 | 1991 | 9999 | 2019 | 1.2165 | 61840.3816 | 0.03934 | NEI 2019
Pasco Cnty Solid Waste Resource Recovery | 50666_B_B2 | 50666 | B | B2 |  | Municipal Solid Waste | FRCC | Florida | Pasco | 8.7 | 1991 | 9999 | 2019 | 1.9338 | 61840.3816 | 0.06254 | NEI 2019
Pasco Cnty Solid Waste Resource Recovery | 50666_B_B3 | 50666 | B | B3 |  | Municipal Solid Waste | FRCC | Florida | Pasco | 8.7 | 1991 | 9999 | 2019 | 1.9341 | 61840.3816 | 0.06255 | NEI 2019
Pinetree Power Tamworth | 50739_B_0100 | 50739 | B | 0100 |  | Biomass | NENGREST | New Hampshire | Carroll | 20 | 1987 | 9999 | 2017 | 23.7376 | 155354 | 0.30559 | NEI 2019
Starrett City Cogen Facility | 50743_B_1 | 50743 | B | 1 |  | O/G Steam | NY_Z_J | New York | Kings | 2.8 | 1974 | 9999 |  |  |  | 0.14445 | Default Emission Factor
Starrett City Cogen Facility | 50743_B_2 | 50743 | B | 2 |  | O/G Steam | NY_Z_J | New York | Kings | 2.8 | 1974 | 9999 |  |  |  | 0.14445 | Default Emission Factor
Starrett City Cogen Facility | 50743_B_3 | 50743 | B | 3 |  | O/G Steam | NY_Z_J | New York | Kings | 2.8 | 1974 | 9999 |  |  |  | 0.14445 | Default Emission Factor
Starrett City Cogen Facility | 50743_B_4 | 50743 | B | 4 |  | O/G Steam | NY_Z_J | New York | Kings | 2.8 | 1974 | 9999 |  |  |  | 0.14445 | Default Emission Factor
Viking Energy of McBain | 50770_B_B1 | 50770 | B | B1 |  | Biomass | MIS_LMI | Michigan | Missaukee | 16.3 | 1989 | 9999 | 2019 | 13.637 | 143482 | 0.19009 | NEI 2019
Viking Energy of Lincoln | 50772_B_B1 | 50772 | B | B1 |  | Biomass | MIS_LMI | Michigan | Alcona | 16.3 | 1989 | 9999 | 2019 | 22.2124 | 144027 | 0.30845 | NEI 2019
Panther Creek Energy Facility | 50776_B_BLR1 | 50776 | B | BLR1 | 3693 | Coal Steam | PJM_WMAC | Pennsylvania | Carbon | 42 | 1992 | 9999 | 2019 | 1.5292 | 52691.5 | 0.05805 | NEI 2019
Panther Creek Energy Facility | 50776_B_BLR2 | 50776 | B | BLR2 | 3694 | Coal Steam | PJM_WMAC | Pennsylvania | Carbon | 42 | 1992 | 9999 | 2019 | 1.5969 | 52691.5 | 0.06061 | NEI 2019
Port Wentworth Mill | 50804_B_4 | 50804 | B | 4 |  | Non-Fossil Waste | S_SOU | Georgia | Chatham | 29 | 1991 | 9999 |  |  |  | 0.70317 | Default Emission Factor
Port Wentworth Mill | 50804_B_RE01 | 50804 | B | RE01 |  | Non-Fossil Waste | S_SOU | Georgia | Chatham | 29 | 1979 | 9999 |  |  |  | 0.70317 | Default Emission Factor
Florence Mill | 50806_B_PB1 | 50806 | B | PB1 |  | O/G Steam | S_VACA | South Carolina | Florence | 3.3 | 1963 | 9999 |  |  |  | 0.14445 | Default Emission Factor
Florence Mill | 50806_B_PB3 | 50806 | B | PB3 | 88341 | Biomass | S_VACA | South Carolina | Florence | 7.2 | 1963 | 9999 | 2019 | 24.6073 | 28703.1332 | 1.7146 | NEI 2019
Florence Mill | 50806_B_PB4 | 50806 | B | PB4 | 88341 | Biomass | S_VACA | South Carolina | Florence | 74 | 1987 | 9999 | 2019 | 161.4263 | 292532.35 | 1.1037 | NEI 2019
Florence Mill | 50806_B_RBF | 50806 | B | RBF |  | Non-Fossil Waste | S_VACA | South Carolina | Florence | 14.3 | 1974 | 9999 | 2019 | 59.54 | 39140.1428 | 3.0424 | NEI 2019
Hopewell Mill | 50813_B_CB1 | 50813 | B | CB1 |  | Non-Fossil Waste | PJM_Dom | Virginia | Hopewell City | 20.4 | 1980 | 9999 | 2019 | 34.9558 | 262082 | 0.26676 | NEI 2019
Hopewell Mill | 50813_B_RB1 | 50813 | B | RB1 |  | Non-Fossil Waste | PJM_Dom | Virginia | Hopewell City | 20.4 | 1980 | 9999 |  |  |  | 0.26676 | NEI 2019
TES Filer City Station | 50835_B_1 | 50835 | B | 1 | 90183 | Coal Steam | MIS_LMI | Michigan | Manistee | 30 | 1990 | 9999 |  |  |  | 0.15636 | NEI 2019
TES Filer City Station | 50835_B_2 | 50835 | B | 2 | 90184 | Coal Steam | MIS_LMI | Michigan | Manistee | 30 | 1990 | 9999 | 2019 | 35.415 | 452985 | 0.15636 | NEI 2019
Southeast Resource Recovery | 50837_B_UNIT1 | 50837 | B | UNIT1 |  | Municipal Solid Waste | WECC_SCE | California | Los Angeles | 9.3 | 1988 | 9999 | 2017 | 2.716 | 61459.7187 | 0.08838 | NEI 2019
Southeast Resource Recovery | 50837_B_UNIT2 | 50837 | B | UNIT2 |  | Municipal Solid Waste | WECC_SCE | California | Los Angeles | 9.3 | 1988 | 9999 | 2019 | 3.44 | 61882.7145 | 0.11118 | NEI 2019
Southeast Resource Recovery | 50837_B_UNIT3 | 50837 | B | UNIT3 |  | Municipal Solid Waste | WECC_SCE | California | Los Angeles | 9.3 | 1988 | 9999 | 2017 | 3.084 | 61459.7187 | 0.10036 | NEI 2019
Hillsborough County Resource Recovery | 50858_B_MWC1B | 50858 | B | MWC1B |  | Municipal Solid Waste | FRCC | Florida | Hillsborough | 10.5 | 1987 | 9999 | 2019 | 0.74694 | 52075 | 0.02869 | NEI 2019
Hillsborough County Resource Recovery | 50858_B_MWC2C | 50858 | B | MWC2C |  | Municipal Solid Waste | FRCC | Florida | Hillsborough | 10.5 | 1987 | 9999 | 2019 | 0.67526 | 52075 | 0.02593 | NEI 2019
Hillsborough County Resource Recovery | 50858_B_MWC3D | 50858 | B | MWC3D |  | Municipal Solid Waste | FRCC | Florida | Hillsborough | 10.5 | 1987 | 9999 | 2019 | 1.3219 | 52075 | 0.05077 | NEI 2019
Hillsborough County Resource Recovery | 50858_B_MWC4E | 50858 | B | MWC4E |  | Municipal Solid Waste | FRCC | Florida | Hillsborough | 10.5 | 1987 | 9999 | 2019 | 1.0184 | 52075 | 0.03911 | NEI 2019
Lancaster County Resource Recovery | 50859_B_BLR1 | 50859 | B | BLR1 |  | Municipal Solid Waste | PJM_WMAC | Pennsylvania | Lancaster | 10.8 | 1991 | 9999 | 2019 | 4.4672 | 65464.6787 | 0.13648 | NEI 2019
Lancaster County Resource Recovery | 50859_B_BLR2 | 50859 | B | BLR2 |  | Municipal Solid Waste | PJM_WMAC | Pennsylvania | Lancaster | 10.8 | 1991 | 9999 | 2019 | 4.6791 | 65464.6787 | 0.14295 | NEI 2019
Lancaster County Resource Recovery | 50859_B_BLR3 | 50859 | B | BLR3 |  | Municipal Solid Waste | PJM_WMAC | Pennsylvania | Lancaster | 10.8 | 1991 | 9999 | 2019 | 2.0789 | 65464.6787 | 0.06351 | NEI 2019
Kent County Waste to Energy Facility | 50860_B_BLR1 | 50860 | B | BLR1 |  | Municipal Solid Waste | MIS_LMI | Michigan | Kent | 7.8 | 1990 | 9999 | 2019 | 0.19776 | 48024 | 0.00824 | NEI 2019
Kent County Waste to Energy Facility | 50860_B_BLR2 | 50860 | B | BLR2 |  | Municipal Solid Waste | MIS_LMI | Michigan | Kent | 7.8 | 1990 | 9999 | 2019 | 0.19968 | 48024 | 0.00832 | NEI 2019
Wheelabrator Concord Facility | 50873_B_B1 | 50873 | B | B1 |  | Municipal Solid Waste | NENGREST | New Hampshire | Merrimack | 6 | 1989 | 9999 | 2019 | 13.9721 | 49672 | 0.56258 | NEI 2019
Wheelabrator Concord Facility | 50873_B_B2 | 50873 | B | B2 |  | Municipal Solid Waste | NENGREST | New Hampshire | Merrimack | 6 | 1989 | 9999 | 2017 | 4.144 | 49679 | 0.16683 | NEI 2019
McKay Bay Facility | 50875_B_1 | 50875 | B | 1 |  | Municipal Solid Waste | FRCC | Florida | Hillsborough | 4.5 | 2001 | 9999 | 2019 | 3.7322 | 36150.25 | 0.20648 | NEI 2019
McKay Bay Facility | 50875_B_2 | 50875 | B | 2 |  | Municipal Solid Waste | FRCC | Florida | Hillsborough | 4.5 | 2001 | 9999 | 2019 | 3.8823 | 36150.25 | 0.21479 | NEI 2019
McKay Bay Facility | 50875_B_3 | 50875 | B | 3 |  | Municipal Solid Waste | FRCC | Florida | Hillsborough | 4.5 | 2001 | 9999 | 2019 | 3.8313 | 36150.25 | 0.21197 | NEI 2019
McKay Bay Facility | 50875_B_4 | 50875 | B | 4 |  | Municipal Solid Waste | FRCC | Florida | Hillsborough | 4.5 | 2001 | 9999 | 2019 | 3.7694 | 36150.25 | 0.20854 | NEI 2019
Wheelabrator North Andover | 50877_B_B1 | 50877 | B | B1 |  | Municipal Solid Waste | NENGREST | Massachusetts | Essex | 15 | 1985 | 9999 | 2019 | 1.7234 | 109187.5 | 0.03157 | NEI 2019
Wheelabrator North Andover | 50877_B_B2 | 50877 | B | B2 |  | Municipal Solid Waste | NENGREST | Massachusetts | Essex | 15 | 1985 | 9999 | 2019 | 6.445 | 109187.5 | 0.11805 | NEI 2019
Wheelabrator Millbury Facility | 50878_B_UNIT1 | 50878 | B | UNIT1 |  | Municipal Solid Waste | NENGREST | Massachusetts | Worcester | 20 | 1987 | 9999 | 2019 | 2.4364 | 155190.5 | 0.0314 | NEI 2019
Wheelabrator Millbury Facility | 50878_B_UNIT2 | 50878 | B | UNIT2 |  | Municipal Solid Waste | NENGREST | Massachusetts | Worcester | 20 | 1987 | 9999 | 2019 | 2.2662 | 155190.5 | 0.02921 | NEI 2019
Wheelabrator Saugus | 50880_B_UNIT1 | 50880 | B | UNIT1 |  | Municipal Solid Waste | NENGREST | Massachusetts | Essex | 16 | 1975 | 9999 | 2019 | 10.1647 | 90423.5 | 0.22482 | NEI 2019
Wheelabrator Saugus | 50880_B_UNIT2 | 50880 | B | UNIT2 |  | Municipal Solid Waste | NENGREST | Massachusetts | Essex | 16 | 1975 | 9999 | 2019 | 7.3533 | 90423.5 | 0.16264 | NEI 2019
Wheelabrator Shasta | 50881_B_BLR1 | 50881 | B | BLR1 |  | Biomass | WEC_CALN | California | Shasta | 18.8 | 1987 | 9999 | 2019 | 10.925 | 87073.1293 | 0.25094 | NEI 2019
Wheelabrator Shasta | 50881_B_BLR2 | 50881 | B | BLR2 |  | Biomass | WEC_CALN | California | Shasta | 18.8 | 1987 | 9999 | 2019 | 10.3207 | 87073.1293 | 0.23706 | NEI 2019
Wheelabrator Shasta | 50881_B_BLR3 | 50881 | B | BLR3 |  | Biomass | WEC_CALN | California | Shasta | 18.8 | 1987 | 9999 | 2019 | 14.2816 | 87073.1293 | 0.32804 | NEI 2019
Wheelabrator Westchester | 50882_B_1 | 50882 | B | 1 |  | Municipal Solid Waste | NY_Z_G-I | New York | Westchester | 17 | 1984 | 9999 | 2019 | 0.9182 | 125666.41 | 0.01461 | NEI 2019
Wheelabrator Westchester | 50882_B_2 | 50882 | B | 2 |  | Municipal Solid Waste | NY_Z_G-I | New York | Westchester | 17 | 1984 | 9999 | 2019 | 0.64176 | 125666.41 | 0.01021 | NEI 2019
Wheelabrator Westchester | 50882_B_3 | 50882 | B | 3 |  | Municipal Solid Waste | NY_Z_G-I | New York | Westchester | 17 | 1984 | 9999 | 2019 | 5.9685 | 125666.41 | 0.09499 | NEI 2019
Wheelabrator Bridgeport | 50883_B_BLR1 | 50883 | B | BLR1 |  | Municipal Solid Waste | NENG_CT | Connecticut | Fairfield | 19.3 | 1988 | 9999 | 2019 | 21.0746 | 156293.4371 | 0.26968 | NEI 2019
Wheelabrator Bridgeport | 50883_B_BLR2 | 50883 | B | BLR2 |  | Municipal Solid Waste | NENG_CT | Connecticut | Fairfield | 19.3 | 1988 | 9999 | 2019 | 11.9944 | 156293.4371 | 0.15349 | NEI 2019
Wheelabrator Bridgeport | 50883_B_BLR3 | 50883 | B | BLR3 |  | Municipal Solid Waste | NENG_CT | Connecticut | Fairfield | 19.3 | 1988 | 9999 | 2019 | 13.8796 | 156293.4371 | 0.17761 | NEI 2019
Pinellas County Resource Recovery | 50884_B_B101 | 50884 | B | B101 |  | Municipal Solid Waste | FRCC | Florida | Pinellas | 20.6 | 1983 | 9999 | 2019 | 11.9438 | 148204 | 0.16118 | NEI 2019
Pinellas County Resource Recovery | 50884_B_B102 | 50884 | B | B102 |  | Municipal Solid Waste | FRCC | Florida | Pinellas | 20.6 | 1983 | 9999 | 2019 | 6.6007 | 148204 | 0.08908 | NEI 2019
Pinellas County Resource Recovery | 50884_B_B103 | 50884 | B | B103 |  | Municipal Solid Waste | FRCC | Florida | Pinellas | 17 | 1986 | 9999 | 2019 | 5.3075 | 148539 | 0.07146 | NEI 2019
Wheelabrator Gloucester LP | 50885_B_BLR1 | 50885 | B | BLR1 |  | Municipal Solid Waste | PJM_EMAC | New Jersey | Gloucester | 6 | 1990 | 9999 |  |  |  | 0.35406 | NEI 2019
Wheelabrator Gloucester LP | 50885_B_BLR2 | 50885 | B | BLR2 |  | Municipal Solid Waste | PJM_EMAC | New Jersey | Gloucester | 6 | 1990 | 9999 | 2019 | 14.66 | 82810 | 0.35406 | NEI 2019
Spokane Waste to Energy | 50886_B_1-1A | 50886 | B | 1-1A |  | Municipal Solid Waste | WECC_PNW | Washington | Spokane | 11.4 | 1991 | 9999 | 2017 | 6.8 | 57937.5 | 0.23474 | NEI 2019
Spokane Waste to Energy | 50886_B_1-1B | 50886 | B | 1-1B |  | Municipal Solid Waste | WECC_PNW | Washington | Spokane | 11.4 | 1991 | 9999 | 2019 | 8.7 | 60515.5 | 0.28753 | NEI 2019
Wheelabrator South Broward | 50887_B_BLR1 | 50887 | B | BLR1 |  | Municipal Solid Waste | FRCC | Florida | Broward | 18 | 1991 | 9999 | 2019 | 12.5688 | 134788.6521 | 0.1865 | NEI 2019
Wheelabrator South Broward | 50887_B_BLR2 | 50887 | B | BLR2 |  | Municipal Solid Waste | FRCC | Florida | Broward | 18 | 1991 | 9999 | 2019 | 12.142 | 134788.6521 | 0.18016 | NEI 2019
Wheelabrator South Broward | 50887_B_BLR3 | 50887 | B | BLR3 |  | Municipal Solid Waste | FRCC | Florida | Broward | 18 | 1991 | 9999 | 2019 | 12.6154 | 134788.6521 | 0.18719 | NEI 2019
Northampton Generating Company LP | 50888_B_BLR1 | 50888 | B | BLR1 | 3702 | Coal Steam | PJM_WMAC | Pennsylvania | Northampton | 112 | 1995 | 9999 | 2019 | 7.2354 | 154377 | 0.09374 | NEI 2019
Covington Facility | 50900_B_10PB | 50900 | B | 10PB | 10098 | O/G Steam | PJM_Dom | Virginia | Covington City | 6.4 | 1962 | 9999 |  |  |  | 0.14445 | Default Emission Factor
Covington Facility | 50900_B_11PB | 50900 | B | 11PB | 10094 | O/G Steam | PJM_Dom | Virginia | Covington City | 6.7 | 1994 | 9999 |  |  |  | 0.14445 | Default Emission Factor
Covington Facility | 50900_B_1PB | 50900 | B | 1PB |  | Biomass | PJM_Dom | Virginia | Covington City | 37 | 2013 | 9999 | 2019 | 30.3836 | 194905.7216 | 0.31178 | NEI 2019
Covington Facility | 50900_B_1RB | 50900 | B | 1RB |  | Non-Fossil Waste | PJM_Dom | Virginia | Covington City | 17.1 | 1972 | 9999 | 2019 | 40.3685 | 108773.5805 | 0.74225 | NEI 2019
Covington Facility | 50900_B_2RB | 50900 | B | 2RB |  | Non-Fossil Waste | PJM_Dom | Virginia | Covington City | 64 | 1992 | 9999 | 2019 | 21.6462 | 356349.7504 | 0.12149 | NEI 2019
Covington Facility | 50900_B_6PB | 50900 | B | 6PB | 10093 | O/G Steam | PJM_Dom | Virginia | Covington City | 10.7 | 1926 | 9999 |  |  |  | 0.14445 | Default Emission Factor
Covington Facility | 50900_B_9PB | 50900 | B | 9PB | 10097 | Coal Steam | PJM_Dom | Virginia | Covington City | 14.7 | 1962 | 9999 |  |  |  | 0.13679 | Default Emission Factor
Yellowstone Energy LP | 50931_B_BLR1 | 50931 | B | BLR1 |  | Coal Steam | WECC_MT | Montana | Yellowstone | 26 | 1995 | 9999 | 2017 | 1.9219 | 229721.5 | 0.01673 | NEI 2019
Yellowstone Energy LP | 50931_B_BLR2 | 50931 | B | BLR2 |  | Coal Steam | WECC_MT | Montana | Yellowstone | 26 | 1995 | 9999 | 2017 | 0.819 | 229721.5 | 0.00713 | NEI 2019
Sunnyside Cogen Associates | 50951_B_1 | 50951 | B | 1 | 90986 | Coal Steam | WECC_UT | Utah | Carbon | 51 | 1993 | 9999 | 2017 | 15.4788 | 414371 | 0.07471 | NEI 2019
Union County Resource Recovery | 50960_B_UNIT1 | 50960 | B | UNIT1 |  | Municipal Solid Waste | PJM_EMAC | New Jersey | Union | 12.5 | 1994 | 9999 |  |  |  | 0.01258 | NEI 2019
Union County Resource Recovery | 50960_B_UNIT2 | 50960 | B | UNIT2 |  | Municipal Solid Waste | PJM_EMAC | New Jersey | Union | 12.5 | 1994 | 9999 |  |  |  | 0.01258 | NEI 2019
Union County Resource Recovery | 50960_B_UNIT3 | 50960 | B | UNIT3 |  | Municipal Solid Waste | PJM_EMAC | New Jersey | Union | 12.5 | 1994 | 9999 | 2019 | 1.8515 | 294397.056 | 0.01258 | NEI 2019
Scrubgrass Generating Plant | 50974_B_UNIT 1 | 50974 | B | UNIT 1 | 3706 | Coal Steam | PJM_PENE | Pennsylvania | Venango | 43 | 1993 | 9999 | 2019 | 14.7828 | 120538.5 | 0.24528 | NEI 2019
Scrubgrass Generating Plant | 50974_B_UNIT 2 | 50974 | B | UNIT 2 | 3707 | Coal Steam | PJM_PENE | Pennsylvania | Venango | 43 | 1993 | 9999 | 2019 | 13.3927 | 120538.5 | 0.22221 | NEI 2019
Ryegate Power Station | 51026_B_BLR1 | 51026 | B | BLR1 |  | Biomass | NENGREST | Vermont | Caledonia | 20 | 1992 | 9999 | 2017 | 0.99945 | 165945 | 0.01205 | NEI 2019
MacArthur Waste to Energy Facility | 51038_B_B1 | 51038 | B | B1 |  | Municipal Solid Waste | NY_Z_K | New York | Suffolk | 5.5 | 1990 | 9999 |  |  |  | 0.1534 | Default Emission Factor
MacArthur Waste to Energy Facility | 51038_B_B2 | 51038 | B | B2 |  | Municipal Solid Waste | NY_Z_K | New York | Suffolk | 5.5 | 1990 | 9999 |  |  |  | 0.1534 | Default Emission Factor
Lee County Solid Waste Energy | 52010_B_BLR1 | 52010 | B | BLR1 |  | Municipal Solid Waste | FRCC | Florida | Lee | 19.5 | 1994 | 9999 | 2019 | 15.1035 | 115490 | 0.26156 | NEI 2019
Lee County Solid Waste Energy | 52010_B_BLR2 | 52010 | B | BLR2 |  | Municipal Solid Waste | FRCC | Florida | Lee | 19.5 | 1994 | 9999 | 2019 | 14.5635 | 115490 | 0.2522 | NEI 2019
Lee County Solid Waste Energy | 52010_B_BLR3 | 52010 | B | BLR3 |  | Municipal Solid Waste | FRCC | Florida | Lee | 16 | 2007 | 9999 | 2019 | 14.9696 | 107512 | 0.27847 | NEI 2019
Riverbay | 52168_B_U00003 | 52168 | B | U00003 |  | O/G Steam | NY_Z_J | New York | Bronx | 4.6 | 2011 | 9999 |  |  |  | 0.14445 | Default Emission Factor
Riverbay | 52168_B_U00004 | 52168 | B | U00004 |  | O/G Steam | NY_Z_J | New York | Bronx | 4.6 | 2011 | 9999 |  |  |  | 0.14445 | Default Emission Factor
Riverbay | 52168_B_U00006 | 52168 | B | U00006 |  | O/G Steam | NY_Z_J | New York | Bronx | 4.6 | 2011 | 9999 |  |  |  | 0.14445 | Default Emission Factor
Delaware City Plant | 52193_B_BLR2 | 52193 | B | BLR2 |  | Fossil Waste | PJM_EMAC | Delaware | New Castle | 25 | 1956 | 9999 | 2019 | 8.596 | 60478.9864 | 0.28426 | NEI 2019
Delaware City Plant | 52193_B_BLR3 | 52193 | B | BLR3 |  | Fossil Waste | PJM_EMAC | Delaware | New Castle | 27 | 1956 | 9999 | 2019 | 4.46 | 63431.0632 | 0.14063 | NEI 2019
Delaware City Plant | 52193_B_BLR4 | 52193 | B | BLR4 | 3736 | Fossil Waste | PJM_EMAC | Delaware | New Castle | 33 | 1962 | 9999 | 2019 | 0.70176 | 79657.8387 | 0.01762 | NEI 2019
Delaware City Plant | 52193_B_HRSG 1 | 52193 | B | HRSG 1 |  | Fossil Waste | PJM_EMAC | Delaware | New Castle | 24.8 | 2000 | 9999 |  |  |  | 0.66403 | Default Emission Factor
Delaware City Plant | 52193_B_HRSG 2 | 52193 | B | HRSG 2 |  | Fossil Waste | PJM_EMAC | Delaware | New Castle | 24.8 | 2000 | 9999 |  |  |  | 0.66403 | Default Emission Factor
Hayden | 525_B_H1 | 525 | B | H1 | 317 | Coal Steam | WECC_CO | Colorado | Routt | 179 | 1976 | 2028 | 2017 | 151.1075 | 1189363 | 0.2541 | NEI 2019
Hayden | 525_B_H2 | 525 | B | H2 | 318 | Coal Steam | WECC_CO | Colorado | Routt | 262 | 1976 | 2027 | 2017 | 174.4945 | 1409488 | 0.2476 | NEI 2019
WestRock Southeast, LLC. | 54004_B_HRSG | 54004 | B | HRSG |  | Biomass | S_SOU | Georgia | Laurens | 22 | 1989 | 9999 |  |  |  | 0.58208 | Default Emission Factor
WestRock Southeast, LLC. | 54004_B_PB2 | 54004 | B | PB2 |  | Biomass | S_SOU | Georgia | Laurens | 22 | 1989 | 9999 | 2019 | 36.5318 | 97692 | 0.7479 | NEI 2019
Spruance Genco LLC | 54081_B_3A | 54081 | B | 3A | 88192 | O/G Steam | PJM_Dom | Virginia | Richmond City | 21.2 | 1992 | 9999 |  |  |  | 0.14445 | Default Emission Factor
Spruance Genco LLC | 54081_B_3B | 54081 | B | 3B | 88193 | O/G Steam | PJM_Dom | Virginia | Richmond City | 21.2 | 1992 | 9999 |  |  |  | 0.14445 | Default Emission Factor
Spruance Genco LLC | 54081_B_4A | 54081 | B | 4A | 88194 | O/G Steam | PJM_Dom | Virginia | Richmond City | 6.2 | 1992 | 9999 |  |  |  | 0.14445 | Default Emission Factor
Spruance Genco LLC | 54081_B_4B | 54081 | B | 4B | 88195 | O/G Steam | PJM_Dom | Virginia | Richmond City | 6.2 | 1992 | 9999 |  |  |  | 0.14445 | Default Emission Factor
ArcelorMittal Warren | 54207_B_1 | 54207 | B | 1 |  | Fossil Waste | PJM_ATSI | Ohio | Trumbull | 2.8 | 1965 | 9999 |  |  |  | 0.66403 | Default Emission Factor
ArcelorMittal Warren | 54207_B_2 | 54207 | B | 2 | 89332 | Fossil Waste | PJM_ATSI | Ohio | Trumbull | 7 | 1972 | 9999 |  |  |  | 0.66403 | Default Emission Factor
ArcelorMittal Warren | 54207_B_3 | 54207 | B | 3 | 9265 | Fossil Waste | PJM_ATSI | Ohio | Trumbull | 9.3 | 1981 | 9999 |  |  |  | 0.66403 | Default Emission Factor
Gillette SBMC | 54225_B_2 | 54225 | B | 2 |  | O/G Steam | NENGREST | Massachusetts | Suffolk | 2.5 | 1971 | 9999 |  |  |  | 0.14445 | Default Emission Factor
Gillette SBMC | 54225_B_3 | 54225 | B | 3 |  | O/G Steam | NENGREST | Massachusetts | Suffolk | 2.5 | 1971 | 9999 |  |  |  | 0.14445 | Default Emission Factor
Erving Paper Mills | 54228_B_2 | 54228 | B | 2 |  | O/G Steam | NENGREST | Massachusetts | Franklin | 0.3 | 2013 | 9999 |  |  |  | 0.14445 | Default Emission Factor
Stockton Biomass | 54238_B_BIOMS1 | 54238 | B | BIOMS1 | 90649 | Biomass | WEC_CALN | California | San Joaquin | 45 | 2014 | 9999 | 2017 | 7.9185 | 277873 | 0.05699 | NEI 2019
Goodyear Beaumont Chemical Plant | 54321_B_3B101 | 54321 | B | 3B101 |  | O/G Steam | MIS_WOTA | Texas | Jefferson | 1.6 | 1962 | 9999 | 2018 | 1.3385 | 9658.125 | 0.27718 | Texas Emissions Inventory
Goodyear Beaumont Chemical Plant | 54321_B_3B102 | 54321 | B | 3B102 |  | O/G Steam | MIS_WOTA | Texas | Jefferson | 1.6 | 1962 | 9999 | 2018 | 1.3385 | 9658.125 | 0.27718 | Texas Emissions Inventory
Goodyear Beaumont Chemical Plant | 54321_B_3B103 | 54321 | B | 3B103 |  | O/G Steam | MIS_WOTA | Texas | Jefferson | 1.6 | 1962 | 9999 | 2018 | 1.3385 | 9658.125 | 0.27718 | Texas Emissions Inventory
Goodyear Beaumont Chemical Plant | 54321_B_3B104 | 54321 | B | 3B104 |  | O/G Steam | MIS_WOTA | Texas | Jefferson | 1.6 | 1962 | 9999 | 2018 | 1.3385 | 9658.125 | 0.27718 | Texas Emissions Inventory
Goodyear Beaumont Chemical Plant | 54321_B_3B105 | 54321 | B | 3B105 |  | O/G Steam | MIS_WOTA | Texas | Jefferson | 1.6 | 1962 | 9999 | 2018 | 1.3385 | 9658.125 | 0.27718 | Texas Emissions Inventory
Goodyear Beaumont Chemical Plant | 54321_B_3B106 | 54321 | B | 3B106 |  | O/G Steam | MIS_WOTA | Texas | Jefferson | 1.6 | 1962 | 9999 | 2018 | 1.3385 | 9658.125 | 0.27718 | Texas Emissions Inventory
Goodyear Beaumont Chemical Plant | 54321_B_3B107 | 54321 | B | 3B107 |  | O/G Steam | MIS_WOTA | Texas | Jefferson | 1.6 | 1962 | 9999 | 2018 | 1.3385 | 9658.125 | 0.27718 | Texas Emissions Inventory
Goodyear Beaumont Chemical Plant | 54321_B_3B108 | 54321 | B | 3B108 |  | O/G Steam | MIS_WOTA | Texas | Jefferson | 1.6 | 1962 | 9999 | 2018 | 1.3385 | 9658.125 | 0.27718 | Texas Emissions Inventory
Rio Grande Valley Sugar Growers | 54338_B_1 | 54338 | B | 1 |  | Biomass | ERC_REST | Texas | Hidalgo | 3.5 | 1973 | 9999 |  |  |  | 0.58208 | Default Emission Factor
Rio Grande Valley Sugar Growers | 54338_B_2 | 54338 | B | 2 |  | Biomass | ERC_REST | Texas | Hidalgo | 3.5 | 1973 | 9999 |  |  |  | 0.58208 | Default Emission Factor
Rio Grande Valley Sugar Growers | 54338_B_3 | 54338 | B | 3 |  | Biomass | ERC_REST | Texas | Hidalgo | 3.5 | 1973 | 9999 |  |  |  | 0.58208 | Default Emission Factor
Rio Grande Valley Sugar Growers | 54338_B_4 | 54338 | B | 4 |  | Biomass | ERC_REST | Texas | Hidalgo | 3.5 | 1973 | 9999 |  |  |  | 0.58208 | Default Emission Factor
Rio Grande Valley Sugar Growers | 54338_B_6 | 54338 | B | 6 |  | Biomass | ERC_REST | Texas | Hidalgo | 3.5 | 2009 | 9999 |  |  |  | 0.58208 | Default Emission Factor
UW Madison Charter Street Plant | 54408_B_B05 | 54408 | B | B05 |  | O/G Steam | MIS_WUMS | Wisconsin | Dane | 1.9 | 2013 | 9999 |  |  |  | 0.14445 | Default Emission Factor
UW Madison Charter Street Plant | 54408_B_B06 | 54408 | B | B06 |  | O/G Steam | MIS_WUMS | Wisconsin | Dane | 1.9 | 2013 | 9999 |  |  |  | 0.14445 | Default Emission Factor
UW Madison Charter Street Plant | 54408_B_B07 | 54408 | B | B07 |  | O/G Steam | MIS_WUMS | Wisconsin | Dane | 1.9 | 2013 | 9999 |  |  |  | 0.14445 | Default Emission Factor
UW Madison Charter Street Plant | 54408_B_B08 | 54408 | B | B08 |  | O/G Steam | MIS_WUMS | Wisconsin | Dane | 1.9 | 2013 | 9999 |  |  |  | 0.14445 | Default Emission Factor
UW Madison Charter Street Plant | 54408_B_B09 | 54408 | B | B09 |  | O/G Steam | MIS_WUMS | Wisconsin | Dane | 1.9 | 2012 | 9999 |  |  |  | 0.14445 | Default Emission Factor
Cadillac Renewable Energy | 54415_B_101613 | 54415 | B | 101613 | 90201 | Biomass | MIS_LMI | Michigan | Wexford | 38 | 1993 | 9999 | 2019 | 2.8326 | 95712 | 0.05919 | NEI 2019
Alabama Pine Pulp | 54429_B_PB2 | 54429 | B | PB2 |  | Non-Fossil Waste | S_SOU | Alabama | Monroe | 34 | 1991 | 9999 | 2019 | 3.224 | 217245.31 | 0.02968 | NEI 2019
Alabama Pine Pulp | 54429_B_RB2 | 54429 | B | RB2 |  | Non-Fossil Waste | S_SOU | Alabama | Monroe | 34 | 1991 | 9999 | 2019 | 75.693 | 217245.31 | 0.69684 | NEI 2019
Riverwood International Macon Mill | 54464_B_B002 | 54464 | B | B002 |  | O/G Steam | S_SOU | Georgia | Bibb | 12.3 | 1948 | 9999 |  |  |  | 0.14445 | Default Emission Factor
Riverwood International Macon Mill | 54464_B_B003 | 54464 | B | B003 |  | Biomass | S_SOU | Georgia | Bibb | 12.3 | 1980 | 9999 | 2019 | 155.9134 | 81213.0929 | 3.8396 | NEI 2019
Riverwood International Macon Mill | 54464_B_B004 | 54464 | B | B004 |  | Biomass | S_SOU | Georgia | Bibb | 40 | 2013 | 9999 | 2019 | 0.8757 | 236893.06 | 0.00739 | NEI 2019
Riverwood International Macon Mill | 54464_B_D001 | 54464 | B | D001 |  | Non-Fossil Waste | S_SOU | Georgia | Bibb | 12.3 | 1994 | 9999 | 2019 | 30.8263 | 81213.0929 | 0.75915 | NEI 2019
Formosa Plastics | 54518_B_HRSG2 | 54518 | B | HRSG2 |  | O/G Steam | MIS_LA | Louisiana | East Baton Rouge | 8 | 1990 | 9999 |  |  |  | 0.14445 | Default Emission Factor
Formosa Plastics | 54518_B_HRSG3 | 54518 | B | HRSG3 |  | O/G Steam | MIS_LA | Louisiana | East Baton Rouge | 8 | 1996 | 9999 |  |  |  | 0.14445 | Default Emission Factor
Ingredion Incorporated | 54556_B_BLR10 | 54556 | B | BLR10 | 89733 | Coal Steam | PJM_COMD | Illinois | Cook | 10.6 | 2006 | 2030 |  |  |  | 0.16698 | Default Emission Factor
Ingredion Incorporated | 54556_B_BLR6 | 54556 | B | BLR6 | 10116 | Coal Steam | PJM_COMD | Illinois | Cook | 10.6 | 2003 | 2030 | 2019 | 2.7681 | 60438 | 0.0916 | NEI 2019
Ingredion Incorporated | 54556_B_BLR7 | 54556 | B | BLR7 | 88140 | Coal Steam | PJM_COMD | Illinois | Cook | 10.6 | 2004 | 2030 | 2019 | 1.831 | 60438 | 0.06059 | NEI 2019
Ingredion Incorporated | 54556_B_BLR8 | 54556 | B | BLR8 | 88141 | Coal Steam | PJM_COMD | Illinois | Cook | 10.6 | 2018 | 2030 |  |  |  | 0.16698 | Default Emission Factor
Longview Fibre | 54562_B_PB20 | 54562 | B | PB20 |  | Non-Fossil Waste | WECC_PNW | Washington | Cowlitz | 15.7 | 1976 | 9999 | 2019 | 36.46 | 73668.2633 | 0.98984 | NEI 2019
Longview Fibre | 54562_B_RF19 | 54562 | B | RF19 |  | Non-Fossil Waste | WECC_PNW | Washington | Cowlitz | 15.7 | 1976 | 9999 | 2019 | 35 | 73668.2633 | 0.95021 | NEI 2019
Longview Fibre | 54562_B_RF22 | 54562 | B | RF22 |  | Non-Fossil Waste | WECC_PNW | Washington | Cowlitz | 15.7 | 1992 | 9999 | 2019 | 29.52 | 73668.2633 | 0.80143 | NEI 2019
Montville Station | 546_B_5 | 546 | B | 5 | 343 | O/G Steam | NENG_CT | Connecticut | New London | 81 | 1954 | 9999 | 2019 | 0.067534 | 7676 | 0.0176 | NEI 2019
Montville Station | 546_B_6 | 546 | B | 6 | 344 | O/G Steam | NENG_CT | Connecticut | New London | 410 | 1971 | 9999 | 2019 | 0.62962 | 2358 | 0.53403 | NEI 2019
Pinetree Power Fitchburg | 54620_B_B1 | 54620 | B | B1 |  | Biomass | NENGREST | Massachusetts | Worcester | 16 | 1992 | 9999 | 2019 | 2.2827 | 91658 | 0.04981 | NEI 2019
Covanta Plymouth Renewable Energy | 54625_B_1 | 54625 | B | 1 |  | Municipal Solid Waste | PJM_EMAC | Pennsylvania | Montgomery | 14 | 1992 | 9999 | 2019 | 3.0412 | 101493 | 0.05993 | NEI 2019
Covanta Plymouth Renewable Energy | 54625_B_2 | 54625 | B | 2 |  | Municipal Solid Waste | PJM_EMAC | Pennsylvania | Montgomery | 14 | 1992 | 9999 | 2019 | 5.0288 | 101493 | 0.0991 | NEI 2019
Mt Poso Cogeneration | 54626_B_BL01 | 54626 | B | BL01 |  | Biomass | WEC_CALN | California | Kern | 42 | 1989 | 9999 | 2017 | 20.6185 | 235234 | 0.1753 | NEI 2019
Okeelanta Cogeneration | 54627_B_A | 54627 | B | A |  | Biomass | FRCC | Florida | Palm Beach | 35 | 1995 | 9999 | 2019 | 9.7496 | 26290.6198 | 0.74168 | NEI 2019
Okeelanta Cogeneration | 54627_B_B | 54627 | B | B |  | Biomass | FRCC | Florida | Palm Beach | 35 | 1995 | 9999 | 2019 | 13.0968 | 26290.6198 | 0.99631 | NEI 2019
Okeelanta Cogeneration | 54627_B_C | 54627 | B | C |  | Biomass | FRCC | Florida | Palm Beach | 35 | 1995 | 9999 | 2019 | 10.2644 | 26290.6198 | 0.78084 | NEI 2019
St Nicholas Cogen Project | 54634_B_1 | 54634 | B | 1 | 3787 | Coal Steam | PJM_WMAC | Pennsylvania | Schuylkill | 86 | 1990 | 9999 | 2019 | 39.1808 | 600494 | 0.1305 | NEI 2019
CII Carbon LLC | 54677_B_HRB | 54677 | B | HRB |  | Non-Fossil Waste | MIS_AMSO | Louisiana | St Bernard | 46 | 1981 | 9999 |  |  |  | 1.3907 | Default Emission Factor
Wheelabrator Falls | 54746_B_1 | 54746 | B | 1 |  | Municipal Solid Waste | PJM_EMAC | Pennsylvania | Bucks | 22 | 1994 | 9999 | 2019 | 6.1675 | 146633.5 | 0.08412 | NEI 2019
Wheelabrator Falls | 54746_B_2 | 54746 | B | 2 |  | Municipal Solid Waste | PJM_EMAC | Pennsylvania | Bucks | 22 | 1994 | 9999 | 2019 | 6.5263 | 146633.5 | 0.08901 | NEI 2019
Genesee Power Station LP | 54751_B_BLR1 | 54751 | B | BLR1 | 90200 | Biomass | MIS_LMI | Michigan | Genesee | 35 | 1995 | 9999 | 2019 | 6.3402 | 86651 | 0.14634 | NEI 2019
Wheelabrator Lisbon | 54758_B_BW1 | 54758 | B | BW1 |  | Municipal Solid Waste | NENG_CT | Connecticut | New London | 7 | 1995 | 9999 | 2019 | 5.7756 | 50378 | 0.22929 | NEI 2019
Wheelabrator Lisbon | 54758_B_BW2 | 54758 | B | BW2 |  | Municipal Solid Waste | NENG_CT | Connecticut | New London | 7 | 1995 | 9999 | 2019 | 4.2044 | 50378 | 0.16691 | NEI 2019
University of Iowa Main Power Plant | 54775_B_BLR10 | 54775 | B | BLR10 |  | O/G Steam | MIS_MIDA | Iowa | Johnson | 7.7 | 1987 | 9999 | 2019 | 3.7474 | 13388.7427 | 0.55979 | NEI 2019
University of Iowa Main Power Plant | 54775_B_BLR11 | 54775 | B | BLR11 |  | O/G Steam | MIS_MIDA | Iowa | Johnson | 7.7 | 1987 | 9999 | 2019 | 5.2829 | 13388.7427 | 0.78915 | NEI 2019
University of Iowa Main Power Plant | 54775_B_BLR7 | 54775 | B | BLR7 |  | O/G Steam | MIS_MIDA | Iowa | Johnson | 7.7 | 1991 | 9999 |  |  |  | 0.14445 | Default Emission Factor
University of Iowa Main Power Plant | 54775_B_BLR8 | 54775 | B | BLR8 |  | O/G Steam | MIS_MIDA | Iowa | Johnson | 7.7 | 1991 | 9999 |  |  |  | 0.14445 | Default Emission Factor
Grays Ferry Cogeneration | 54785_B_1CT | 54785 | B | 1CT | 3798 | Combined Cycle | PJM_EMAC | Pennsylvania | Philadelphia | 27 | 1997 | 9999 |  |  |  | 0.04505 | Default Emission Factor
Grays Ferry Cogeneration | 54785_B_B25 | 54785 | B | B25 |  | Combined Cycle | PJM_EMAC | Pennsylvania | Philadelphia | 30 | 1997 | 9999 |  |  |  | 0.04505 | Default Emission Factor
Indiana Harbor E 5 AC Station | 54995_B_501 | 54995 | B | 501 |  | Fossil Waste | MIS_INKY | Indiana | Lake | 22.5 | 1978 | 9999 |  |  |  | 0.66403 | Default Emission Factor
Indiana Harbor E 5 AC Station | 54995_B_502 | 54995 | B | 502 |  | Fossil Waste | MIS_INKY | Indiana | Lake | 22.5 | 1978 | 9999 |  |  |  | 0.66403 | Default Emission Factor
Indiana Harbor E 5 AC Station | 54995_B_503 | 54995 | B | 503 |  | Fossil Waste | MIS_INKY | Indiana | Lake | 22.5 | 1978 | 9999 |  |  |  | 0.66403 | Default Emission Factor
Indiana Harbor E 5 AC Station | 54995_B_504 | 54995 | B | 504 |  | Fossil Waste | MIS_INKY | Indiana | Lake | 22.5 | 2012 | 9999 |  |  |  | 0.66403 | Default Emission Factor
Wheelabrator Portsmouth | 54998_B_12300 | 54998 | B | 12300 |  | Municipal Solid Waste | PJM_Dom | Virginia | Portsmouth City | 11.6 | 1988 | 9999 |  |  |  | 0.1534 | Default Emission Factor
Wheelabrator Portsmouth | 54998_B_12400 | 54998 | B | 12400 |  | Municipal Solid Waste | PJM_Dom | Virginia | Portsmouth City | 11.6 | 1988 | 9999 | 2019 | 1.2401 | 49134.75 | 0.05048 | NEI 2019
Wheelabrator Portsmouth | 54998_B_12500 | 54998 | B | 12500 |  | Municipal Solid Waste | PJM_Dom | Virginia | Portsmouth City | 11.6 | 1988 | 9999 | 2017 | 0.88702 | 64014.25 | 0.02771 | NEI 2019
Wheelabrator Portsmouth | 54998_B_12600 | 54998 | B | 12600 |  | Municipal Solid Waste | PJM_Dom | Virginia | Portsmouth City | 11.6 | 1988 | 9999 | 2017 | 0.048104 | 64014.25 | 0.0015 | NEI 2019
Kettle Falls Generating Station | 550_B_1 | 550 | B | 1 |  | Biomass | WECC_PNW | Washington | Stevens | 50 | 1984 | 9999 | 2019 | 22.83 | 316112 | 0.14444 | NEI 2019
Red Hills Generating Facility | 55076_B_AA001 | 55076 | B | AA001 | 3856 | Coal Steam | S_C_TVA | Mississippi | Choctaw | 220 | 2002 | 9999 | 2019 | 70.49 | 1183433 | 0.11913 | NEI 2019
Red Hills Generating Facility | 55076_B_AA002 | 55076 | B | AA002 | 3857 | Coal Steam | S_C_TVA | Mississippi | Choctaw | 220 | 2002 | 9999 | 2019 | 73.22 | 1183433 | 0.12374 | NEI 2019
Dearborn Industrial Generation | 55088_B_EUCTG1 | 55088 | B | EUCTG1 | 89291 | Fossil Waste | MIS_LMI | Michigan | Wayne | 83 | 2001 | 9999 | 2019 | 23.836 | 588803.1119 | 0.08096 | NEI 2019
Dearborn Industrial Generation | 55088_B_EUCTG2 | 55088 | B | EUCTG2 | 89292 | Fossil Waste | MIS_LMI | Michigan | Wayne | 83 | 2001 | 9999 | 2019 | 20.953 | 588803.1119 | 0.07117 | NEI 2019
Dearborn Industrial Generation | 55088_B_EUCTG3 | 55088 | B | EUCTG3 | 89293 | Fossil Waste | MIS_LMI | Michigan | Wayne | 83 | 2001 | 9999 | 2019 | 18.5695 | 588803.1119 | 0.06308 | NEI 2019
Portside Energy | 55096_B_HRSG1 | 55096 | B | HRSG1 |  | O/G Steam | MIS_INKY | Indiana | Porter | 19 | 1997 | 9999 | 2019 | 1.8409 | 32736 | 0.11247 | NEI 2019
Air Products Port Arthur | 55309_B_HRSG | 55309 | B | HRSG |  | Fossil Waste | MIS_WOTA | Texas | Jefferson | 20.5 | 2007 | 9999 |  |  |  | 0.66403 | Default Emission Factor
Wygen 1 | 55479_B_3 | 55479 | B | 3 | 4852 | Coal Steam | WECC_WY | Wyoming | Campbell | 85 | 2003 | 9999 |  |  |  | 0.13679 | Default Emission Factor
Nacogdoches Power | 55708_B_BLR1 | 55708 | B | BLR1 | 9227 | Biomass | ERC_REST | Texas | Nacogdoches | 100 | 2012 | 9999 | 2019 | 0.5502 | 71646 | 0.01536 | NEI 2019
Hardin Generator Project | 55749_B_PC1 | 55749 | B | PC1 | 9114 | Coal Steam | WECC_MT | Montana | Big Horn | 107 | 2006 | 9999 | 2017 | 6.7603 | 118345 | 0.11425 | NEI 2019
Prairie State Generating Station | 55856_B_PC1 | 55856 | B | PC1 | 90192 | Coal Steam | MIS_IL | Illinois | St Clair | 815 | 2012 | 2045 | 2017 | 117.6966 | 5078866 | 0.04635 | NEI 2019
Prairie State Generating Station | 55856_B_PC2 | 55856 | B | PC2 | 90193 | Coal Steam | MIS_IL | Illinois | St Clair | 815 | 2012 | 2045 | 2017 | 132.1204 | 5731826 | 0.0461 | NEI 2019
Sierra Pacific Aberdeen | 55882_B_BLR1 | 55882 | B | BLR1 |  | Biomass | WECC_PNW | Washington | Grays Harbor | 17.4 | 2003 | 9999 | 2019 | 4.4054 | 117831 | 0.07478 | NEI 2019
Elm Road Generating Station | 56068_B_18 | 56068 | B | 18 | 89796 | Coal Steam | MIS_WUMS | Wisconsin | Milwaukee | 633 | 2010 | 9999 | 2019 | 38.3 | 3988859 | 0.0192 | NEI 2019
Elm Road Generating Station | 56068_B_19 | 56068 | B | 19 | 89798 | Coal Steam | MIS_WUMS | Wisconsin | Milwaukee | 633 | 2011 | 9999 | 2019 | 52.8 | 3589037 | 0.02942 | NEI 2019
Riceland Foods Cogeneration Plant | 56079_B_North | 56079 | B | North |  | Biomass | MIS_AR | Arkansas | Arkansas | 4 | 1996 | 9999 |  |  |  | 0.25338 | NEI 2019
Riceland Foods Cogeneration Plant | 56079_B_South | 56079 | B | South |  | Biomass | MIS_AR | Arkansas | Arkansas | 4 | 1996 | 9999 | 2019 | 2.8234 | 22286 | 0.25338 | NEI 2019
Middletown | 562_B_2 | 562 | B | 2 | 353 | O/G Steam | NENG_CT | Connecticut | Middlesex | 117 | 1958 | 9999 | 2019 | 0.73084 | 68228 | 0.02142 | NEI 2019
Middletown | 562_B_3 | 562 | B | 3 | 354 | O/G Steam | NENG_CT | Connecticut | Middlesex | 236 | 1964 | 9999 | 2019 | 4.2715 | 129494 | 0.06597 | NEI 2019
Middletown | 562_B_4 | 562 | B | 4 | 355 | O/G Steam | NENG_CT | Connecticut | Middlesex | 400 | 1973 | 9999 | 2017 | 0.53271 | 20729 | 0.0514 | NEI 2019
TS Power Plant | 56224_B_BLR100 | 56224 | B | BLR100 | 89529 | Coal Steam | WECC_NNV | Nevada | Eureka | 218 | 2008 | 9999 | 2019 | 47.4171 | 1049081 | 0.0904 | NEI 2019
Trigen St. Louis | 56309_B_HRSG1 | 56309 | B | HRSG1 |  | O/G Steam | MIS_MO | Missouri | St Louis | 1.5 | 1999 | 9999 |  |  |  | 0.14445 | Default Emission Factor
Trigen St. Louis | 56309_B_HRSG2 | 56309 | B | HRSG2 |  | O/G Steam | MIS_MO | Missouri | St Louis | 1.5 | 1999 | 9999 |  |  |  | 0.14445 | Default Emission Factor
Wygen 2 | 56319_B_1 | 56319 | B | 1 | 89633 | Coal Steam | WECC_WY | Wyoming | Campbell | 90 | 2008 | 2048 |  |  |  | 0.13679 | Default Emission Factor
Stanton Energy Center | 564_B_1 | 564 | B | 1 | 368 | Coal Steam | FRCC | Florida | Orange | 460 | 1987 | 2025 | 2019 | 225.3222 | 2000950 | 0.22522 | NEI 2019
Stanton Energy Center | 564_B_2 | 564 | B | 2 | 369 | Coal Steam | FRCC | Florida | Orange | 466 | 1996 | 9999 | 2019 | 279.5563 | 2539309 | 0.22018 | NEI 2019
Sierra Pacific Burlington Facility | 56406_B_BLR1 | 56406 | B | BLR1 |  | Biomass | WECC_PNW | Washington | Skagit | 24.6 | 2007 | 9999 | 2017 | 5 | 159287 | 0.06278 | NEI 2019
Plum Point Energy Station | 56456_B_BLR1 | 56456 | B | BLR1 | 90208 | Coal Steam | MIS_AR | Arkansas | Mississippi | 680 | 2010 | 9999 | 2019 | 234.2112 | 3944609 | 0.11875 | NEI 2019
Roseburg Forest Products Biomass | 56469_B_FW-1 | 56469 | B | FW-1 |  | Biomass | WECC_PNW | California | Siskiyou | 9 | 1996 | 9999 |  |  |  | 0.58208 | Default Emission Factor
John W Turk Jr Power Plant | 56564_B_1 | 56564 | B | 1 | 90325 | Coal Steam | SPP_WEST | Arkansas | Hempstead | 609 | 2012 | 9999 | 2019 | 12.803 | 4015020 | 0.00638 | NEI 2019
Wygen III | 56596_B_1 | 56596 | B | 1 | 90109 | Coal Steam | WECC_WY | Wyoming | Campbell | 100 | 2010 | 9999 |  |  |  | 0.13679 | Default Emission Factor
Dry Fork Station | 56609_B_1 | 56609 | B | 1 | 90531 | Coal Steam | WECC_WY | Wyoming | Campbell | 380 | 2011 | 9999 |  |  |  | 0.13679 | Default Emission Factor
Sandy Creek Energy Station | 56611_B_S01 | 56611 | B | S01 | 90551 | Coal Steam | ERC_REST | Texas | McLennan | 933 | 2013 | 9999 | 2019 | 168.87 | 5026547 | 0.06719 | NEI 2019
Novo BioPower Plant | 56616_B_4PB | 56616 | B | 4PB |  | Biomass | WECC_AZ | Arizona | Navajo | 22.2 | 2008 | 9999 | 2019 | 20.4847 | 200151 | 0.20469 | NEI 2019
St Paul Cogeneration | 56643_B_7 | 56643 | B | 7 |  | Biomass | MIS_MNWI | Minnesota | Ramsey | 33 | 2003 | 9999 | 2019 | 11.6123 | 148761 | 0.15612 | NEI 2019
Longview Power Plant | 56671_B_UHA01 | 56671 | B | UHA01 | 90398 | Coal Steam | PJM_AP | West Virginia | Monongalia | 700 | 2011 | 9999 | 2019 | 37.6845 | 5264653 | 0.01432 | NEI 2019
Ampersand Chowchilla Biomass LLC | 56706_B_SD200 | 56706 | B | SD200 |  | Biomass | WEC_CALN | California | Madera | 10.5 | 2008 | 9999 |  |  |  | 0.58208 | Default Emission Factor
El Nido Facility | 56707_B_SD200 | 56707 | B | SD200 |  | Biomass | WEC_CALN | California | Merced | 10.5 | 2008 | 9999 | 2017 | 1.4342 | 75294 | 0.0381 | NEI 2019
CFB Power Plant | 56708_B_H1101 | 56708 | B | H1101 |  | O/G Steam | ERC_REST | Texas | Calhoun | 143 | 2012 | 9999 | 2019 | 5.7968 | 455232 | 0.02547 | NEI 2019
CFB Power Plant | 56708_B_H1201 | 56708 | B | H1201 |  | O/G Steam | ERC_REST | Texas | Calhoun | 143 | 2012 | 9999 | 2019 | 6.4969 | 493123 | 0.02635 | NEI 2019
Evergreen BioPower LLC | 56781_B_3 | 56781 | B | 3 |  | Biomass | WECC_PNW | Oregon | Linn | 10 | 2007 | 9999 |  |  |  | 0.58208 | Default Emission Factor
Spiritwood Station | 56786_B_1 | 56786 | B | 1 | 90511 | Coal Steam | MIS_MAPP | North Dakota | Stutsman | 92 | 2014 | 9999 | 2019 | 54.8127 | 181335 | 0.60455 | NEI 2019
Virginia City Hybrid Energy Center | 56808_B_1 | 56808 | B | 1 | 90448 | Coal Steam | PJM_West | Virginia | Wise | 305 | 2012 | 9999 | 2019 | 59.1672 | 592540 | 0.19971 | NEI 2019
Virginia City Hybrid Energy Center | 56808_B_2 | 56808 | B | 2 | 90449 | Coal Steam | PJM_West | Virginia | Wise | 305 | 2012 | 9999 | 2019 | 112.7796 | 592540 | 0.38067 | NEI 2019
Plainfield Renewable Energy LLC | 56847_B_Boil | 56847 | B | Boil |  | Biomass | NENG_CT | Connecticut | Windham | 38 | 2013 | 9999 | 2019 | 22.3097 | 269188 | 0.16576 | NEI 2019
Haverhill North Cogeneration Facility | 56848_B_HRSG10 | 56848 | B | HRSG10 |  | Fossil Waste | PJM_West | Ohio | Scioto | 10.6 | 2010 | 9999 |  |  |  | 0.66403 | Default Emission Factor
Haverhill North Cogeneration Facility | 56848_B_HRSG6 | 56848 | B | HRSG6 |  | Fossil Waste | PJM_West | Ohio | Scioto | 10.6 | 2010 | 9999 |  |  |  | 0.66403 | Default Emission Factor
Haverhill North Cogeneration Facility | 56848_B_HRSG7 | 56848 | B | HRSG7 |  | Fossil Waste | PJM_West | Ohio | Scioto | 10.6 | 2010 | 9999 |  |  |  | 0.66403 | Default Emission Factor
Haverhill North Cogeneration Facility | 56848_B_HRSG8 | 56848 | B | HRSG8 |  | Fossil Waste | PJM_West | Ohio | Scioto | 10.6 | 2010 | 9999 |  |  |  | 0.66403 | Default Emission Factor
Haverhill North Cogeneration Facility | 56848_B_HRSG9 | 56848 | B | HRSG9 |  | Fossil Waste | PJM_West | Ohio | Scioto | 10.6 | 2010 | 9999 |  |  |  | 0.66403 | Default Emission Factor
Archer Daniels Midland Columbus | 57046_B_CFB1 | 57046 | B | CFB1 | 88220 | Coal Steam | SPP_NEBR | Nebraska | Platte | 30 | 2009 | 9999 |  |  |  | 0.16698 | Default Emission Factor
Archer Daniels Midland Columbus | 57046_B_CFB2 | 57046 | B | CFB2 | 88221 | Coal Steam | SPP_NEBR | Nebraska | Platte | 30 | 2009 | 9999 |  |  |  | 0.16698 | Default Emission Factor
Granite City Works | 57072_B_PB-1 | 57072 | B | PB-1 |  | Non-Fossil Waste | MIS_IL | Illinois | Madison | 78 | 2010 | 9999 |  |  |  | 0.70317 | Default Emission Factor
WestRock (WA) | 57099_B_4RB | 57099 | B | 4RB |  | Non-Fossil Waste | WECC_PNW | Washington | Pierce | 28 | 1973 | 9999 | 2019 | 72.6 | 143894 | 1.0091 | NEI 2019
WestRock (WA) | 57099_B_7PB | 57099 | B | 7PB |  | Non-Fossil Waste | WECC_PNW | Washington | Pierce | 28 | 1991 | 9999 | 2019 | 34.1 | 143894 | 0.47396 | NEI 2019
Newark America Mill | 57103_B_2 | 57103 | B | 2 |  | O/G Steam | NENGREST | Massachusetts | Worcester | 3 | 2007 | 9999 |  |  |  | 0.14445 | Default Emission Factor
Koda Biomass Plant | 57119_B_1111 | 57119 | B | 1111 |  | Biomass | MIS_MNWI | Minnesota | Scott | 20.3 | 2009 | 9999 | 2017 | 19.7805 | 138304 | 0.28604 | NEI 2019
Savannah River Site Biomass Cogen | 57138_B_HRSG1 | 57138 | B | HRSG1 |  | Biomass | S_VACA | South Carolina | Aiken | 9.5 | 2012 | 9999 | 2017 | 13.4435 | 47610 | 0.56474 | NEI 2019
Savannah River Site Biomass Cogen | 57138_B_HRSG2 | 57138 | B | HRSG2 |  | Biomass | S_VACA | South Carolina | Aiken | 9.5 | 2012 | 9999 | 2017 | 14.504 | 47610 | 0.60928 | NEI 2019
Deerhaven Renewable | 57241_B_BLR1 | 57241 | B | BLR1 | 90626 | Biomass | FRCC | Florida | Alachua | 102 | 2013 | 9999 | 2019 | 11.11 | 593693 | 0.03743 | NEI 2019
Seneca Sustainable Energy LLC | 57457_B_1 | 57457 | B | 1 |  | Biomass | WECC_PNW | Oregon | Lane | 19.8 | 2011 | 9999 | 2017 | 8.6313 | 117961 | 0.14634 | NEI 2019
Westervelt Moundville Cogen | 57467_B_TE | 57467 | B | TE |  | Biomass | S_SOU | Alabama | Hale | 4.1 | 2011 | 9999 |  |  |  | 0.58208 | Default Emission Factor
Westervelt Moundville Cogen | 57467_B_WE | 57467 | B | WE |  | Biomass | S_SOU | Alabama | Hale | 4.1 | 2011 | 9999 |  |  |  | 0.58208 | Default Emission Factor
Marlboro Mill | 57470_B_RF-P1 | 57470 | B | RF-P1 | 88372 | Non-Fossil Waste | S_VACA | South Carolina | Marlboro | 17.1 | 1990 | 9999 |  |  |  | 0.70317 | Default Emission Factor
Marlboro Mill | 57470_B_UA-P2 | 57470 | B | UA-P2 | 88372 | Non-Fossil Waste | S_VACA | South Carolina | Marlboro | 17.1 | 1991 | 9999 |  |  |  | 0.70317 | Default Emission Factor
Goodsprings Waste Heat Recovery | 57684_B_1 | 57684 | B | 1 |  | Non-Fossil Waste | WECC_NNV | Nevada | Clark | 6.5 | 2010 | 9999 |  |  |  | 0.70317 | Default Emission Factor
Middletown Coke Company, LLC | 57822_B_HRSG1 | 57822 | B | HRSG1 |  | Fossil Waste | PJM_West | Ohio | Butler | 9.4 | 2011 | 9999 |  |  |  | 0.66403 | Default Emission Factor
Middletown Coke Company, LLC | 57822_B_HRSG2 | 57822 | B | HRSG2 |  | Fossil Waste | PJM_West | Ohio | Butler | 9.4 | 2011 | 9999 |  |  |  | 0.66403 | Default Emission Factor
Middletown Coke Company, LLC | 57822_B_HRSG3 | 57822 | B | HRSG3 |  | Fossil Waste | PJM_West | Ohio | Butler | 9.4 | 2011 | 9999 |  |  |  | 0.66403 | Default Emission Factor
Middletown Coke Company, LLC | 57822_B_HRSG4 | 57822 | B | HRSG4 |  | Fossil Waste | PJM_West | Ohio | Butler | 9.4 | 2011 | 9999 |  |  |  | 0.66403 | Default Emission Factor
Middletown Coke Company, LLC | 57822_B_HRSG5 | 57822 | B | HRSG5 |  | Fossil Waste | PJM_West | Ohio | Butler | 9.4 | 2011 | 9999 |  |  |  | 0.66403 | Default Emission Factor
Palm Beach Renewable Energy Facility 2 | 57898_B_BLR3 | 57898 | B | BLR3 |  | Municipal Solid Waste | FRCC | Florida | Palm Beach | 28 | 2015 | 9999 |  |  |  | 0.1534 | Default Emission Factor
Palm Beach Renewable Energy Facility 2 | 57898_B_BLR4 | 57898 | B | BLR4 |  | Municipal Solid Waste | FRCC | Florida | Palm Beach | 28 | 2015 | 9999 |  |  |  | 0.1534 | Default Emission Factor
Palm Beach Renewable Energy Facility 2 | 57898_B_BLR5 | 57898 | B | BLR5 |  | Municipal Solid Waste | FRCC | Florida | Palm Beach | 28 | 2015 | 9999 |  |  |  | 0.1534 | Default Emission Factor
Piedmont Green Power | 57909_B_BLR1 | 57909 | B | BLR1 |  | Biomass | S_SOU | Georgia | Lamar | 55 | 2013 | 9999 | 2017 | 33.33 | 420536 | 0.15851 | NEI 2019
Roquette America | 57953_B_COGEN | 57953 | B | COGEN |  | Coal Steam | MIS_MO | Iowa | Lee | 32 | 2007 | 9999 |  |  |  | 0.13679 | Default Emission Factor
Burgess BioPower | 58054_B_ST01 | 58054 | B | ST01 | 90824 | Biomass | NENGREST | New Hampshire | Coos | 68 | 2013 | 9999 | 2019 | 22.2679 | 538914 | 0.08264 | NEI 2019
Rothschild Biomass Cogen Facility | 58124_B_1 | 58124 | B | 1 | 90829 | Biomass | MIS_WUMS | Wisconsin | Marathon | 46 | 2013 | 9999 | 2019 | 4.0875 | 99233 | 0.08238 | NEI 2019
Grand Ave Plant | 58205_B_1 | 58205 | B | 1 |  | O/G Steam | SPP_N | Missouri | Jackson | 4.8 | 1991 | 9999 |  |  |  | 0.14445 | Default Emission Factor
Lake Charles Plant | 58310_B_B-1 | 58310 | B | B-1 |  | Non-Fossil Waste | MIS_WOTA | Louisiana | Calcasieu | 28 | 2012 | 9999 |  |  |  | 1.3907 | Default Emission Factor
Buena Vista Biomass Power | 58472_B_1 | 58472 | B | 1 |  | Biomass | WEC_CALN | California | Amador | 17.8 | 2012 | 9999 |  |  |  | 0.58208 | Default Emission Factor
Halifax County Biomass | 58560_B_BLR1 | 58560 | B | BLR1 |  | Biomass | PJM_Dom | Virginia | Halifax | 44 | 2013 | 9999 | 2019 | 32.9873 | 206566 | 0.31939 | NEI 2019
Eagle Valley Clean Energy LLC Biomass | 58574_B_01 | 58574 | B | 01 |  | Biomass | WECC_CO | Colorado | Eagle | 12.6 | 2013 | 9999 | 2017 | 17.0531 | 90994 | 0.37482 | NEI 2019
Allendale Biomass | 58706_B_B001 | 58706 | B | B001 |  | Biomass | S_VACA | South Carolina | Allendale | 20 | 2013 | 9999 | 2017 | 27.8225 | 159562 | 0.34874 | NEI 2019
Dorchester Biomass | 58707_B_B001 | 58707 | B | B001 |  | Biomass | S_VACA | South Carolina | Dorchester | 20 | 2013 | 9999 | 2017 | 84.3398 | 147461 | 1.1439 | NEI 2019
J C McNeil | 589_B_1 | 589 | B | 1 | 377 | Biomass | NENGREST | Vermont | Chittenden | 52 | 1984 | 9999 | 2019 | 39.0509 | 227247 | 0.34369 | NEI 2019
Platte | 59_B_1 | 59 | B | 1 | 56 | Coal Steam | SPP_NEBR | Nebraska | Hall | 100 | 1982 | 9999 |  |  |  | 0.13679 | Default Emission Factor
Cove Point LNG Terminal | 59073_B_5B921A | 59073 | B | 5B921A |  | O/G Steam | PJM_SMAC | Maryland | Calvert | 19 | 2018 | 9999 | 2019 | 7.6818 | 239218.7462 | 0.06422 | NEI 2019
Cove Point LNG Terminal | 59073_B_5B921B | 59073 | B | 5B921B |  | O/G Steam | PJM_SMAC | Maryland | Calvert | 19 | 2018 | 9999 |  |  |  | 0.06422 | NEI 2019
Cove Point LNG Terminal | 59073_B_5L501A | 59073 | B | 5L501A |  | O/G Steam | PJM_SMAC | Maryland | Calvert | 21 | 2018 | 9999 | 2019 | 18.6796 | 263130.5738 | 0.14198 | NEI 2019
Cove Point LNG Terminal | 59073_B_5L501B | 59073 | B | 5L501B |  | O/G Steam | PJM_SMAC | Maryland | Calvert | 21 | 2018 | 9999 |  |  |  | 0.14198 | NEI 2019
Edge Moor | 593_B_3 | 593 | B | 3 | 382 | O/G Steam | PJM_EMAC | Delaware | New Castle | 86 | 1957 | 9999 | 2019 | 0.051149 | 17920 | 0.00571 | NEI 2019
Edge Moor | 593_B_4 | 593 | B | 4 | 383 | O/G Steam | PJM_EMAC | Delaware | New Castle | 174 | 1966 | 9999 | 2019 | 0.11788 | 50229 | 0.00469 | NEI 2019
Edge Moor | 593_B_5 | 593 | B | 5 | 384 | O/G Steam | PJM_EMAC | Delaware | New Castle | 450 | 1973 | 9999 | 2019 | 1.3299 | 69690 | 0.03817 | NEI 2019
Indian River Generating Station | 594_B_4 | 594 | B | 4 | 389 | Coal Steam | PJM_EMAC | Delaware | Sussex | 410 | 1980 | 2027 | 2019 | 11.6104 | 121015 | 0.19188 | NEI 2019
SPI Anderson 2 | 59658_B_BLR1 | 59658 | B | BLR1 |  | Biomass | WEC_CALN | California | Shasta | 27 | 2015 | 9999 |  |  |  | 0.58208 | Default Emission Factor
Whelan Energy Center | 60_B_1 | 60 | B | 1 | 57 | Coal Steam | SPP_NEBR | Nebraska | Adams | 77 | 1981 | 9999 | 2019 | 9.3918 | 305259 | 0.06153 | NEI 2019
Whelan Energy Center | 60_B_2 | 60 | B | 2 | 90669 | Coal Steam | SPP_NEBR | Nebraska | Adams | 232 | 2011 | 9999 | 2017 | 13.2418 | 821719 | 0.03223 | NEI 2019
James H Miller Jr | 6002_B_1 | 6002 | B | 1 | 2669 | Coal Steam | S_SOU | Alabama | Jefferson | 688 | 1978 | 9999 | 2019 | 312.6298 | 4841675 | 0.12914 | NEI 2019
James H Miller Jr | 6002_B_2 | 6002 | B | 2 | 2670 | Coal Steam | S_SOU | Alabama | Jefferson | 695 | 1985 | 9999 | 2017 | 197.9032 | 5539468 | 0.07145 | NEI 2019
James H Miller Jr | 6002_B_3 | 6002 | B | 3 | 2671 | Coal Steam | S_SOU | Alabama | Jefferson | 687 | 1989 | 9999 | 2019 | 215.8705 | 4559924 | 0.09468 | NEI 2019
James H Miller Jr | 6002_B_4 | 6002 | B | 4 | 2672 | Coal Steam | S_SOU | Alabama | Jefferson | 699 | 1991 | 9999 | 2019 | 199.211 | 4579211 | 0.08701 | NEI 2019
PCA-Valdosta Mill | 60084_B_1005 | 60084 | B | 1005 |  | Biomass | S_SOU | Georgia | Lowndes | 4.4 | 1964 | 9999 |  |  |  | 0.65677 | Default Emission Factor
PCA-Valdosta Mill | 60084_B_1006 | 60084 | B | 1006 |  | Biomass | S_SOU | Georgia | Lowndes | 4.4 | 1954 | 9999 |  |  |  | 0.65677 | Default Emission Factor
PCA-Valdosta Mill | 60084_B_7020A | 60084 | B | 7020A |  | Biomass | S_SOU | Georgia | Lowndes | 4.4 | 2014 | 9999 |  |  |  | 0.58208 | Default Emission Factor
PCA-Valdosta Mill | 60084_B_7040 | 60084 | B | 7040 |  | Non-Fossil Waste | S_SOU | Georgia | Lowndes | 57 | 2011 | 9999 | 2019 | 39.5667 | 245348.441 | 0.32253 | NEI 2019
White Bluff | 6009_B_1 | 6009 | B | 1 | 2675 | Coal Steam | MIS_AR | Arkansas | Jefferson | 818 | 1980 | 2029 | 2019 | 321.5342 | 3335772 | 0.19278 | NEI 2019
White Bluff | 6009_B_2 | 6009 | B | 2 | 2676 | Coal Steam | MIS_AR | Arkansas | Jefferson | 819 | 1981 | 2029 | 2017 | 195.0388 | 3143820 | 0.12408 | NEI 2019
Dinuba Energy | 60100_B_B-1 | 60100 | B | B-1 |  | Biomass | WECC_SCE | California | Tulare | 11.5 | 1985 | 9999 |  |  |  | 0.58208 | Default Emission Factor
Newton | 6017_B_1 | 6017 | B | 1 | 2680 | Coal Steam | MIS_IL | Illinois | Jasper | 595 | 1982 | 2027 | 2017 | 45.9383 | 3281532 | 0.028 | NEI 2019
East Bend | 6018_B_2 | 6018 | B | 2 | 2682 | Coal Steam | PJM_West | Kentucky | Boone | 600 | 1981 | 2041 | 2019 | 12.7931 | 3165500 | 0.00808 | NEI 2019
Brandon Shores | 602_B_1 | 602 | B | 1 | 395 | Coal Steam | PJM_SMAC | Maryland | Anne Arundel | 635 | 1984 | 2025 | 2019 | 14.0813 | 726423 | 0.03877 | NEI 2019
Brandon Shores | 602_B_2 | 602 | B | 2 | 396 | Coal Steam | PJM_SMAC | Maryland | Anne Arundel | 638 | 1991 | 2025 | 2017 | 36.818 | 2247661 | 0.03276 | NEI 2019
Craig (CO) | 6021_B_C1 | 6021 | B | C1 | 2684 | Coal Steam | WECC_CO | Colorado | Moffat | 427 | 1979 | 2025 | 2017 | 27.8 | 2753744 | 0.02019 | NEI 2019
Craig (CO) | 6021_B_C2 | 6021 | B | C2 | 2685 | Coal Steam | WECC_CO | Colorado | Moffat | 410 | 1979 | 2028 | 2019 | 34.3 | 2537022 | 0.02704 | NEI 2019
Craig (CO) | 6021_B_C3 | 6021 | B | C3 | 2686 | Coal Steam | WECC_CO | Colorado | Moffat | 448 | 1984 | 2030 | 2019 | 10.2 | 2872057 | 0.0071 | NEI 2019
Belle River | 6034_B_1 | 6034 | B | 1 | 2695 | Coal Steam | MIS_LMI | Michigan | St Clair | 635 | 1984 | 2029 |  |  |  | 0.18776 | Default Emission Factor
Belle River | 6034_B_2 | 6034 | B | 2 | 2696 | Coal Steam | MIS_LMI | Michigan | St Clair | 635 | 1985 | 2029 |  |  |  | 0.18776 | Default Emission Factor
Albany Green Energy | 60340_B_1 | 60340 | B | 1 | 91192 | Biomass | S_SOU | Georgia | Dougherty | 54 | 2017 | 9999 | 2017 | 2.86 | 191308 | 0.0299 | NEI 2019
Greenwood (MI) | 6035_B_1 | 6035 | B | 1 | 2700 | O/G Steam | MIS_LMI | Michigan | St Clair | 785 | 1979 | 9999 | 2019 | 34.5595 | 860902 | 0.08029 | NEI 2019
H L Spurlock | 6041_B_1 | 6041 | B | 1 | 2704 | Coal Steam | PJM_West | Kentucky | Mason | 300 | 1977 | 9999 | 2019 | 2.39 | 1255230 | 0.00381 | NEI 2019
H L Spurlock | 6041_B_2 | 6041 | B | 2 | 2705 | Coal Steam | PJM_West | Kentucky | Mason | 510 | 1981 | 9999 |  |  |  | 0.13679 | Default Emission Factor
H L Spurlock | 6041_B_3 | 6041 | B | 3 | 89571 | Coal Steam | PJM_West | Kentucky | Mason | 268 | 2005 | 9999 | 2017 | 10.0062 | 1560167 | 0.01283 | NEI 2019
H L Spurlock | 6041_B_4 | 6041 | B | 4 | 90241 | Coal Steam | PJM_West | Kentucky | Mason | 268 | 2009 | 9999 |  |  |  | 0.13679 | Default Emission Factor
Wansley | 6052_B_1 | 6052 | B | 1 | 2722 | Coal Steam | S_SOU | Georgia | Heard | 872 | 1976 | 2028 | 2019 | 44.2272 | 1131332 | 0.07819 | NEI 2019
Wansley | 6052_B_2 | 6052 | B | 2 | 2723 | Coal Steam | S_SOU | Georgia | Heard | 872 | 1978 | 2028 | 2019 | 30.2001 | 684742 | 0.08821 | NEI 2019
Big Cajun 2 | 6055_B_2B1 | 6055 | B | 2B1 | 2724 | Coal Steam | MIS_LA | Louisiana | Pointe Coupee | 568 | 1981 | 2027 | 2019 | 6.9091 | 285351 | 0.04843 | NEI 2019
Big Cajun 2 | 6055_B_2B2 | 6055 | B | 2B2 | 2725 | O/G Steam | MIS_LA | Louisiana | Pointe Coupee | 575 | 1982 | 9999 |  |  |  | 0.14445 | Default Emission Factor
Big Cajun 2 | 6055_B_2B3 | 6055 | B | 2B3 | 2726 | Coal Steam | MIS_LA | Louisiana | Pointe Coupee | 580 | 1981 | 2027 | 2017 | 19.0802 | 3258883 | 0.01171 | NEI 2019
GRP Franklin Renewable Energy Facility | 60550_B_B001 | 60550 | B | B001 |  | Biomass | S_SOU | Georgia | Franklin | 58 | 2019 | 9999 |  |  |  | 0.27133 | Default Emission Factor
Nearman Creek | 6064_B_N1 | 6064 | B | N1 | 2731 | Coal Steam | SPP_N | Kansas | Wyandotte | 240 | 1981 | 9999 | 2017 | 109.4114 | 952612 | 0.22971 | NEI 2019
Iatan | 6065_B_1 | 6065 | B | 1 | 2733 | Coal Steam | SPP_N | Missouri | Platte | 700 | 1980 | 2039 | 2019 | 88.4169 | 2598353 | 0.06806 | NEI 2019
Iatan | 6065_B_2 | 6065 | B | 2 | 2732 | Coal Steam | SPP_N | Missouri | Platte | 882 | 2010 | 9999 | 2019 | 133.5962 | 5963925 | 0.0448 | NEI 2019
Jeffrey Energy Center | 6068_B_1 | 6068 | B | 1 | 2734 | Coal Steam | SPP_N | Kansas | Pottawatomie | 728 | 1978 | 2039 | 2019 | 127.1327 | 1878911 | 0.13533 | NEI 2019
Jeffrey Energy Center | 6068_B_2 | 6068 | B | 2 | 2735 | Coal Steam | SPP_N | Kansas | Pottawatomie | 733 | 1980 | 2039 | 2019 | 204.7955 | 2141254 | 0.19129 | NEI 2019
Jeffrey Energy Center | 6068_B_3 | 6068 | B | 3 | 2736 | Coal Steam | SPP_N | Kansas | Pottawatomie | 728 | 1983 | 2030 | 2019 | 242.9142 | 2553463 | 0.19026 | NEI 2019
Trimble County | 6071_B_1 | 6071 | B | 1 | 2737 | Coal Steam | S_C_KY | Kentucky | Trimble | 511 | 1990 | 9999 | 2017 | 4.2471 | 2857759 | 0.00297 | NEI 2019
Trimble County | 6071_B_2 | 6071 | B | 2 | 90433 | Coal Steam | S_C_KY | Kentucky | Trimble | 732 | 2011 | 9999 | 2019 | 8.853 | 4695420 | 0.00377 | NEI 2019
Victor J Daniel Jr | 6073_B_1 | 6073 | B | 1 | 2744 | Coal Steam | S_SOU | Mississippi | Jackson | 502 | 1981 | 2027 | 2019 | 11.0813 | 940527 | 0.02356 | NEI 2019
Victor J Daniel Jr | 6073_B_2 | 6073 | B | 2 | 2745 | Coal Steam | S_SOU | Mississippi | Jackson | 502 | 1981 | 2027 | 2017 | 32.2687 | 987268 | 0.06537 | NEI 2019
Colstrip | 6076_B_3 | 6076 | B | 3 | 2752 | Coal Steam | WECC_MT | Montana | Rosebud | 740 | 1984 | 9999 | 2019 | 603.0185 | 5191392 | 0.23232 | NEI 2019
Colstrip | 6076_B_4 | 6076 | B | 4 | 2753 | Coal Steam | WECC_MT | Montana | Rosebud | 740 | 1986 | 9999 | 2019 | 571.5852 | 4839214 | 0.23623 | NEI 2019
Gerald Gentleman | 6077_B_1 | 6077 | B | 1 | 2754 | Coal Steam | SPP_NEBR | Nebraska | Lincoln | 665 | 1979 | 9999 | 2019 | 38.3504 | 3911344 | 0.01961 | NEI 2019
Gerald Gentleman | 6077_B_2 | 6077 | B | 2 | 2755 | Coal Steam | SPP_NEBR | Nebraska | Lincoln | 700 | 1982 | 9999 | 2019 | 47.8526 | 4489211 | 0.02132 | NEI 2019
Sherburne County | 6090_B_1 | 6090 | B | 1 | 2767 | Coal Steam | MIS_MNWI | Minnesota | Sherburne | 680 | 1987 | 2025 | 2017 | 115.5884 | 4060479 | 0.05693 | NEI 2019
Sherburne County | 6090_B_3 | 6090 | B | 3 | 2769 | Coal Steam | MIS_MNWI | Minnesota | Sherburne | 876 | 1987 | 2030 | 2017 | 157.3255 | 3619740 | 0.08693 | NEI 2019
Sooner | 6095_B_1 | 6095 | B | 1 | 2773 | Coal Steam | SPP_WEST | Oklahoma | Noble | 520 | 1979 | 2044 | 2019 | 181.5652 | 1840282 | 0.19732 | NEI 2019
Sooner | 6095_B_2 | 6095 | B | 2 | 2774 | Coal Steam | SPP_WEST | Oklahoma | Noble | 520 | 1980 | 2045 | 2019 | 364.5374 | 1769645 | 0.41199 | NEI 2019
Nebraska City | 6096_B_1 | 6096 | B | 1 | 2775 | Coal Steam | SPP_NEBR | Nebraska | Otoe | 654 | 1979 | 9999 | 2017 | 55.5357 | 4433835 | 0.02505 | NEI 2019
Nebraska City | 6096_B_2 | 6096 | B | 2 | 90278 | Coal Steam | SPP_NEBR | Nebraska | Otoe | 691 | 2009 | 9999 | 2019 | 86.4848 | 3752227 | 0.0461 | NEI 2019
Big Stone | 6098_B_1 | 6098 | B | 1 | 2776 | Coal Steam | MIS_MAPP | South Dakota | Grant | 474 | 1975 | 9999 | 2017 | 19.39 | 2064617 | 0.01878 | NEI 2019
Wyodak | 6101_B_BW91 | 6101 | B | BW91 | 2777 | Coal Steam | WECC_WY | Wyoming | Campbell | 332 | 1978 | 2039 | 2019 | 110.3 | 1850871 | 0.11919 | NEI 2019
Gibson | 6113_B_1 | 6113 | B | 1 | 2782 | Coal Steam | MIS_INKY | Indiana | Gibson | 630 | 1975 | 2038 | 2017 | 379.2938 | 4302062 | 0.17633 | NEI 2019
Gibson | 6113_B_2 | 6113 | B | 2 | 2783 | Coal Steam | MIS_INKY | Indiana | Gibson | 630 | 1975 | 2038 | 2017 | 400.4127 | 3494773 | 0.22915 | NEI 2019
Gibson | 6113_B_3 | 6113 | B | 3 | 2784 | Coal Steam | MIS_INKY | Indiana | Gibson | 630 | 1978 | 2034 | 2019 | 337.8401 | 2170644 | 0.31128 | NEI 2019
Gibson | 6113_B_4 | 6113 | B | 4 | 2785 | Coal Steam | MIS_INKY | Indiana | Gibson | 622 | 1979 | 2034 | 2019 | 305.3767 | 2132904 | 0.28635 | NEI 2019
Gibson | 6113_B_5 | 6113 | B | 5 | 2786 | Coal Steam | MIS_INKY | Indiana | Gibson | 620 | 1982 | 2025 | 2019 | 386.59 | 2229273 | 0.34683 | NEI 2019
GRP Madison Renewable Energy Facility | 61213_B_B001 | 61213 | B | B001 |  | Biomass | S_SOU | Georgia | Madison | 58 | 2019 | 9999 |  |  |  | 0.27133 | Default Emission Factor
A B Brown | 6137_B_1 | 6137 | B | 1 | 2797 | Coal Steam | MIS_INKY | Indiana | Posey | 245 | 1979 | 2024 | 2019 | 177.1758 | 1148536 | 0.30853 | NEI 2019
A B Brown | 6137_B_2 | 6137 | B | 2 | 2798 | Coal Steam | MIS_INKY | Indiana | Posey | 245 | 1986 | 2024 | 2019 | 195.5212 | 1299561 | 0.3009 | NEI 2019
Flint Creek | 6138_B_1 | 6138 | B | 1 | 2800 | Coal Steam | SPP_WEST | Arkansas | Benton | 528 | 1978 | 2038 | 2019 | 4.9868 | 2376855 | 0.0042 | NEI 2019
Welsh | 6139_B_1 | 6139 | B | 1 | 2801 | Coal Steam | SPP_WEST | Texas | Titus | 528 | 1977 | 2038 | 2019 | 25.05 | 2276225 | 0.02201 | NEI 2019
Welsh | 6139_B_3 | 6139 | B | 3 | 2803 | Coal Steam | SPP_WEST | Texas | Titus | 528 | 1982 | 2038 | 2019 | 9.74 | 2268469 | 0.00859 | NEI 2019
Martin Lake | 6146_B_1 | 6146 | B | 1 | 2804 | Coal Steam | ERC_REST | Texas | Rusk | 800 | 1977 | 9999 | 2019 | 255.228 | 3831764 | 0.13322 | NEI 2019
Martin Lake | 6146_B_2 | 6146 | B | 2 | 2805 | Coal Steam | ERC_REST | Texas | Rusk | 805 | 1978 | 9999 | 2019 | 322.6151 | 3877738 | 0.16639 | NEI 2019
Martin Lake | 6146_B_3 | 6146 | B | 3 | 2806 | Coal Steam | ERC_REST | Texas | Rusk | 805 | 1979 | 9999 | 2019 | 347.2258 | 4440528 | 0.15639 | NEI 2019
Rush Island | 6155_B_1 | 6155 | B | 1 | 2813 | Coal Steam | MIS_MO | Missouri | Jefferson | 589 | 1976 | 2024 | 2019 | 74.7352 | 2621080 | 0.05703 | NEI 2019
Rush Island | 6155_B_2 | 6155 | B | 2 | 2814 | Coal Steam | MIS_MO | Missouri | Jefferson | 589 | 1977 | 2024 | 2019 | 83.7483 | 2924312 | 0.05728 | NEI 2019
New Haven Harbor | 6156_B_NHB1 | 6156 | B | NHB1 | 2815 | O/G Steam | NENG_CT | Connecticut | New Haven | 448 | 1975 | 9999 |  |  |  | 0.14445 | Default Emission Factor
Hunter | 6165_B_1 | 6165 | B | 1 | 2816 | Coal Steam | WECC_UT | Utah | Emery | 471 | 1978 | 2042 | 2019 | 73.0592 | 2983239 | 0.04898 | NEI 2019
Hunter | 6165_B_2 | 6165 | B | 2 | 2817 | Coal Steam | WECC_UT | Utah | Emery | 430 | 1980 | 2042 | 2019 | 74.3052 | 2815434 | 0.05278 | NEI 2019
Hunter | 6165_B_3 | 6165 | B | 3 | 2818 | Coal Steam | WECC_UT | Utah | Emery | 460 | 1978 | 2042 | 2019 | 61.0234 | 2883125 | 0.04233 | NEI 2019
Rockport | 6166_B_MB1 | 6166 | B | MB1 | 2819 | Coal Steam | PJM_West | Indiana | Spencer | 1300 | 1984 | 2029 | 2017 | 294.2082 | 4701213 | 0.12516 | NEI 2019
Rockport | 6166_B_MB2 | 6166 | B | MB2 | 2820 | Coal Steam | PJM_West | Indiana | Spencer | 1300 | 1989 | 2029 | 2019 | 300.8832 | 4146992 | 0.14511 | NEI 2019
Coronado | 6177_B_U1B | 6177 | B | U1B | 2823 | Coal Steam | WECC_AZ | Arizona | Apache | 380 | 1979 | 2032 | 2019 | 136.5034 | 898260 | 0.30393 | NEI 2019
Coronado | 6177_B_U2B | 6177 | B | U2B | 2824 | Coal Steam | WECC_AZ | Arizona | Apache | 382 | 1980 | 2032 | 2019 | 192.8702 | 1176675 | 0.32782 | NEI 2019
Coleto Creek | 6178_B_1 | 6178 | B | 1 | 2826 | Coal Steam | ERC_REST | Texas | Goliad | 648 | 1980 | 2027 | 2019 | 176.0464 | 3225780 | 0.10915 | NEI 2019
Fayette Power Project | 6179_B_1 | 6179 | B | 1 | 2827 | Coal Steam | ERC_REST | Texas | Fayette | 590 | 1979 | 9999 | 2019 | 200.6 | 2713416 | 0.14786 | NEI 2019
Fayette Power Project | 6179_B_2 | 6179 | B | 2 | 2828 | Coal Steam | ERC_REST | Texas | Fayette | 590 | 1980 | 9999 | 2019 | 315.7 | 3838120 | 0.16451 | NEI 2019
Fayette Power Project | 6179_B_3 | 6179 | B | 3 | 2829 | Coal Steam | ERC_REST | Texas | Fayette | 435 | 1988 | 9999 | 2019 | 271.7 | 3054954 | 0.17788 | NEI 2019
Oak Grove (TX) | 6180_B_1 | 6180 | B | 1 | 2830 | Coal Steam | ERC_REST | Texas | Robertson | 855 | 2010 | 9999 | 2019 | 665.4164 | 5843936 | 0.22773 | NEI 2019
Oak Grove (TX) | 6180_B_2 | 6180 | B | 2 | 2831 | Coal Steam | ERC_REST | Texas | Robertson | 855 | 2011 | 9999 | 2017 | 571.4389 | 6589250 | 0.17345 | NEI 2019
J T Deely | 6181_B_1 | 6181 | B | 1 | 2832 | Coal Steam | ERC_REST | Texas | Bexar | 420 | 1977 | 2024 |  |  |  | 0.18776 | Default Emission Factor
J T Deely | 6181_B_2 | 6181 | B | 2 | 2833 | Coal Steam | ERC_REST | Texas | Bexar | 420 | 1977 | 2024 |  |  |  | 0.18776 | Default Emission Factor
San Miguel | 6183_B_SM-1 | 6183 | B | SM-1 | 2835 | Coal Steam | ERC_REST | Texas | Atascosa | 391 | 1982 | 9999 | 2017 | 185.2632 | 2556977 | 0.14491 | NEI 2019
Brame Energy Center | 6190_B_1 | 6190 | B | 1 | 2836 | O/G Steam | MIS_LA | Louisiana | Rapides | 416 | 1975 | 9999 |  |  |  | 0.14445 | Default Emission Factor
Brame Energy Center | 6190_B_2 | 6190 | B | 2 | 2837 | Coal Steam | MIS_LA | Louisiana | Rapides | 493 | 1982 | 9999 | 2019 | 155.05 | 2043206 | 0.15177 | NEI 2019
Brame Energy Center | 6190_B_3-1 | 6190 | B | 3-1 | 90034 | Coal Steam | MIS_LA | Louisiana | Rapides | 313 | 2010 | 2027 | 2017 | 21.38 | 1832195 | 0.02334 | NEI 2019
Brame Energy Center | 6190_B_3-2 | 6190 | B | 3-2 | 90035 | Coal Steam | MIS_LA | Louisiana | Rapides | 313 | 2010 | 2027 | 2019 | 25.38 | 1221571 | 0.04155 | NEI 2019
Harrington | 6193_B_061B | 6193 | B | 061B | 2838 | Coal Steam | SPP_SPS | Texas | Potter | 339 | 1976 | 2037 | 2019 | 30.9938 | 900534 | 0.06883 | NEI 2019
Harrington | 6193_B_062B | 6193 | B | 062B | 2839 | Coal Steam | SPP_SPS | Texas | Potter | 339 | 1978 | 2039 | 2019 | 17.1744 | 1340012 | 0.02563 | NEI 2019
Harrington | 6193_B_063B | 6193 | B | 063B | 2840 | Coal Steam | SPP_SPS | Texas | Potter | 340 | 1980 | 2041 | 2019 | 20.5919 | 1494693 | 0.02755 | NEI 2019
Tolk | 6194_B_171B | 6194 | B | 171B | 2841 | Coal Steam | SPP_SPS | Texas | Lamb | 532 | 1982 | 2032 | 2019 | 16.3711 | 1112769 | 0.02942 | NEI 2019
Tolk | 6194_B_172B | 6194 | B | 172B | 2842 | Coal Steam | SPP_SPS | Texas | Lamb | 535 | 1985 | 2032 | 2019 | 22.2807 | 1628984 | 0.02736 | NEI 2019
John Twitty Energy Center | 6195_B_1 | 6195 | B | 1 | 2843 | Coal Steam | SPP_N | Missouri | Greene | 184 | 1976 | 9999 | 2019 | 28.2669 | 391585 | 0.14437 | NEI 2019
John Twitty Energy Center | 6195_B_2 | 6195 | B | 2 | 90438 | Coal Steam | SPP_N | Missouri | Greene | 275 | 1976 | 9999 | 2019 | 114.2225 | 1356212 | 0.16844 | NEI 2019
Laramie River Station | 6204_B_1 | 6204 | B | 1 | 2844 | Coal Steam | WECC_WY | Wyoming | Platte | 570 | 1980 | 9999 | 2019 | 28.134 | 1617986 | 0.03478 | NEI 2019
Laramie River Station | 6204_B_2 | 6204 | B | 2 | 2845 | Coal Steam | WECC_WY | Wyoming | Platte | 570 | 1981 | 9999 | 2019 | 55.6668 | 3342989 | 0.0333 | NEI 2019
Laramie River Station | 6204_B_3 | 6204 | B | 3 | 2846 | Coal Steam | WECC_WY | Wyoming | Platte | 570 | 1982 | 9999 | 2019 | 108.7395 | 4071158 | 0.05342 | NEI 2019
Dansby | 6243_B_1 | 6243 | B | 1 | 2860 | O/G Steam | ERC_REST | Texas | Brazos | 110 | 1978 | 9999 | 2019 | 5.928 | 102071 | 0.11615 | NEI 2019
Pawnee | 6248_B_1 | 6248 | B | 1 | 2866 | Coal Steam | WECC_CO | Colorado | Morgan | 505 | 1981 | 9999 | 2017 | 175.4091 | 3521113 | 0.09963 | NEI 2019
Winyah | 6249_B_1 | 6249 | B | 1 | 2867 | Coal Steam | S_VACA | South Carolina | Georgetown | 275 | 1975 | 2029 | 2017 | 4.8215 | 468980 | 0.02056 | NEI 2019
Winyah | 6249_B_2 | 6249 | B | 2 | 2868 | Coal Steam | S_VACA | South Carolina | Georgetown | 285 | 1977 | 2029 | 2019 | 5.6939 | 280465 | 0.0406 | NEI 2019
Winyah | 6249_B_3 | 6249 | B | 3 | 2869 | Coal Steam | S_VACA | South Carolina | Georgetown | 285 | 1980 | 2029 | 2019 | 2.1253 | 115416 | 0.03683 | NEI 2019
Winyah | 6249_B_4 | 6249 | B | 4 | 2870 | Coal Steam | S_VACA | South Carolina | Georgetown | 285 | 1981 | 2029 | 2019 | 2.1316 | 114981 | 0.03708 | NEI 2019
Mayo | 6250_B_1A | 6250 | B | 1A | 2871 | Coal Steam | S_VACA | North Carolina | Person | 364 | 1983 | 2028 |  |  |  | 0.19256 | NEI 2019
Mayo | 6250_B_1B | 6250 | B | 1B | 2872 | Coal Steam | S_VACA | North Carolina | Person | 364 | 1983 | 2028 | 2019 | 146.88 | 1525530 | 0.19256 | NEI 2019
Ottumwa | 6254_B_1 | 6254 | B | 1 | 2874 | Coal Steam | MIS_IA | Iowa | Wapello | 725 | 1981 | 9999 | 2019 | 50.6574 | 3790697 | 0.02673 | NEI 2019
Scherer | 6257_B_2 | 6257 | B | 2 | 2876 | Coal Steam | S_SOU | Georgia | Monroe | 860 | 1984 | 9999 | 2019 | 20.2635 | 2896648 | 0.01399 | NEI 2019
Scherer | 6257_B_3 | 6257 | B | 3 | 2877 | Coal Steam | S_SOU | Georgia | Monroe | 860 | 1987 | 2028 | 2019 | 16.9689 | 2636047 | 0.01287 | NEI 2019
Mountaineer | 6264_B_1 | 6264 | B | 1 | 2879 | Coal Steam | PJM_West | West Virginia | Mason | 1299 | 1980 | 2040 | 2019 | 64.82 | 8255230 | 0.0157 | NEI 2019
Crystal River | 628_B_4 | 628 | B | 4 | 442 | Coal Steam | FRCC | Florida | Citrus | 712 | 1982 | 2034 | 2017 | 302.8696 | 3917790 | 0.15461 | NEI 2019
Crystal River | 628_B_5 | 628 | B | 5 | 443 | Coal Steam | FRCC | Florida | Citrus | 710 | 1984 | 2034 | 2019 | 188.4954 | 1588324 | 0.23735 | NEI 2019
Crist | 641_B_4 | 641 | B | 4 | 459 | Coal Steam | S_SOU | Florida | Escambia | 75 | 1959 | 2024 | 2019 | 1.3734 | 20617 | 0.13323 | NEI 2019
Crist | 641_B_5 | 641 | B | 5 | 460 | Coal Steam | S_SOU | Florida | Escambia | 75 | 1961 | 2025 | 2019 | 1.6279 | 23180 | 0.14046 | NEI 2019
Crist | 641_B_6 | 641 | B | 6 | 461 | Coal Steam | S_SOU | Florida | Escambia | 299 | 1970 | 9999 | 2019 | 56.3726 | 565192 | 0.19948 | NEI 2019
Crist | 641_B_7 | 641 | B | 7 | 462 | Coal Steam | S_SOU | Florida | Escambia | 475 | 1973 | 9999 | 2019 | 211.2714 | 2059021 | 0.20522 | NEI 2019
Big Bend | 645_B_BB04 | 645 | B | BB04 | 470 | Coal Steam | FRCC | Florida | Hillsborough | 437 | 1985 | 9999 | 2019 | 51.6 | 1297823 | 0.07952 | NEI 2019
Antelope Valley | 6469_B_B1 | 6469 | B | B1 | 2885 | Coal Steam | SPP_WAUE | North Dakota | Mercer | 450 | 1984 | 9999 | 2017 | 141.3 | 2879792 | 0.09813 | NEI 2019
Antelope Valley | 6469_B_B2 | 6469 | B | B2 | 2886 | Coal Steam | SPP_WAUE | North Dakota | Mercer | 450 | 1986 | 9999 | 2019 | 139.7 | 2906335 | 0.09614 | NEI 2019
Intermountain Power Project | 6481_B_1SGA | 6481 | B | 1SGA | 2887 | Coal Steam | WECC_UT | Utah | Millard | 900 | 1986 | 2025 | 2019 | 447.6529 | 3839177 | 0.2332 | NEI 2019
Intermountain Power Project | 6481_B_2SGA | 6481 | B | 2SGA | 2888 | Coal Steam | WECC_UT | Utah | Millard | 900 | 1987 | 2025 | 2019 | 422.6331 | 3722667 | 0.22706 | NEI 2019
Deerhaven Generating Station | 663_B_B2 | 663 | B | B2 | 487 | Coal Steam | FRCC | Florida | Alachua | 232 | 1981 | 2031 | 2019 | 115.4878 | 649767 | 0.35548 | NEI 2019
R D Green | 6639_B_G1 | 6639 | B | G1 | 2896 | Coal Steam | MIS_INKY | Kentucky | Webster | 231 | 1979 | 9999 | 2019 | 19.2975 | 1257655 | 0.03069 | NEI 2019
R D Green | 6639_B_G2 | 6639 | B | G2 | 2897 | Coal Steam | MIS_INKY | Kentucky | Webster | 223 | 1981 | 9999 | 2019 | 15.0573 | 1086871 | 0.02771 | NEI 2019
Independence Steam Electric Station | 6641_B_1 | 6641 | B | 1 | 2898 | Coal Steam | MIS_AR | Arkansas | Independence | 809 | 1983 | 2031 | 2017 | 107.1863 | 3172418 | 0.06757 | NEI 2019
Independence Steam Electric Station | 6641_B_2 | 6641 | B | 2 | 2899 | Coal Steam | MIS_AR | Arkansas | Independence | 842 | 1985 | 2031 | 2019 | 86.5578 | 2995458 | 0.05779 | NEI 2019
Louisa | 6664_B_101 | 6664 | B | 101 | 2901 | Coal Steam | MIS_MIDA | Iowa | Louisa | 746 | 1983 | 9999 | 2019 | 183.8216 | 3346358 | 0.10986 | NEI 2019
Northside Generating Station | 667_B_1 | 667 | B | 1 | 497 | Coal Steam | FRCC | Florida | Duval | 293 | 2002 | 9999 |  |  |  | 0.13679 | Default Emission Factor
Northside Generating Station | 667_B_2 | 667 | B | 2 | 499 | Coal Steam | FRCC | Florida | Duval | 293 | 2002 | 9999 |  |  |  | 0.13679 | Default Emission Factor
Warrick | 6705_B_1 | 6705 | B | 1 | 2902 | Coal Steam | MIS_INKY | Indiana | Warrick | 154 | 1960 | 9999 | 2019 | 146.5658 | 1056581 | 0.27743 | NEI 2019
Warrick | 6705_B_2 | 6705 | B | 2 | 2903 | Coal Steam | MIS_INKY | Indiana | Warrick | 146 | 1964 | 9999 | 2019 | 92.2282 | 583779 | 0.31597 | NEI 2019
Warrick | 6705_B_3 | 6705 | B | 3 | 2904 | Coal Steam | MIS_INKY | Indiana | Warrick | 149 | 1965 | 9999 | 2019 | 201.6356 | 1049526 | 0.38424 | NEI 2019
Warrick | 6705_B_4 | 6705 | B | 4 | 2905 | Coal Steam | MIS_INKY | Indiana | Warrick | 295 | 1970 | 9999 | 2019 | 149.3888 | 1524641 | 0.19597 | NEI 2019
Tom G Smith | 673_B_S-3 | 673 | B | S-3 | 507 | O/G Steam | FRCC | Florida | Palm Beach | 26 | 1967 | 9999 | 2019 | 0.20742 | 631 | 0.65743 | NEI 2019
Rawhide | 6761_B_101 | 6761 | B | 101 | 2906 | Coal Steam | WECC_CO | Colorado | Larimer | 280 | 1984 | 2030 | 2017 | 139.9356 | 2195574 | 0.12747 | NEI 2019
Sikeston Power Station | 6768_B_1 | 6768 | B | 1 | 2907 | Coal Steam | SPP_WEST | Missouri | Scott | 240 | 1981 | 9999 | 2019 | 363.1098 | 1618677 | 0.44865 | NEI 2019
Hugo | 6772_B_1 | 6772 | B | 1 | 2908 | Coal Steam | SPP_WEST | Oklahoma | Choctaw | 440 | 1982 | 9999 | 2019 | 21.1444 | 576152 | 0.0734 | NEI 2019
D B Wilson | 6823_B_W1 | 6823 | B | W1 | 2910 | Coal Steam | MIS_INKY | Kentucky | Ohio | 417 | 1984 | 9999 | 2017 | 4.1165 | 2649783 | 0.00311 | NEI 2019
Gadsden | 7_B_1 | 7 | B | 1 | 11 | O/G Steam | S_SOU | Alabama | Etowah | 64 | 1949 | 9999 | 2019 | 10.99 | 171160 | 0.12842 | NEI 2019
Gadsden | 7_B_2 | 7 | B | 2 | 12 | O/G Steam | S_SOU | Alabama | Etowah | 66 | 1949 | 9999 |  |  |  | 0.14445 | Default Emission Factor
East 12th Street | 7013_B_4 | 7013 | B | 4 | 2915 | O/G Steam | SPP_N | Kansas | Cowley | 26 | 1971 | 9999 | 2019 | 0.52891 | 10592 | 0.09987 | NEI 2019
Bowen | 703_B_1BLR | 703 | B | 1BLR | 534 | Coal Steam | S_SOU | Georgia | Bartow | 724 | 1971 | 2028 | 2019 | 108.322 | 3342955 | 0.06481 | NEI 2019
Bowen | 703_B_2BLR | 703 | B | 2BLR | 535 | Coal Steam | S_SOU | Georgia | Bartow | 724 | 1972 | 2028 | 2017 | 73.3089 | 2112726 | 0.0694 | NEI 2019
Bowen | 703_B_3BLR | 703 | B | 3BLR | 536 | Coal Steam | S_SOU | Georgia | Bartow | 892 | 1974 | 2035 | 2019 | 58.2359 | 1873360 | 0.06217 | NEI 2019
Bowen | 703_B_4BLR | 703 | B | 4BLR | 537 | Coal Steam | S_SOU | Georgia | Bartow | 892 | 1975 | 2035 | 2017 | 103.9911 | 3990632 | 0.05212 | NEI 2019
Major Oak Power | 7030_B_U1 | 7030 | B | U1 | 2920 | Coal Steam | ERC_REST | Texas | Robertson | 152 | 1990 | 9999 | 2017 | 178.01 | 1140979 | 0.31203 | NEI 2019
Major Oak Power | 7030_B_U2 | 7030 | B | U2 | 2921 | Coal Steam | ERC_REST | Texas | Robertson | 153 | 1991 | 9999 | 2019 | 250.34 | 1246316 | 0.40173 | NEI 2019
J K Spruce | 7097_B_BLR1 | 7097 | B | BLR1 | 2939 | Coal Steam | ERC_REST | Texas | Bexar | 560 | 1992 | 9999 | 2019 | 39.56 | 2136593 | 0.03703 | NEI 2019
J K Spruce | 7097_B_BLR2 | 7097 | B | BLR2 | 2940 | Coal Steam | ERC_REST | Texas | Bexar | 785 | 2010 | 9999 | 2019 | 54.58 | 4555704 | 0.02396 | NEI 2019
Cope | 7210_B_COP1 | 7210 | B | COP1 | 3006 | Coal Steam | S_VACA | South Carolina | Orangeburg | 415 | 1996 | 9999 | 2019 | 52.1833 | 1851609 | 0.05637 | NEI 2019
Clover | 7213_B_1 | 7213 | B | 1 | 3007 | Coal Steam | PJM_Dom | Virginia | Halifax | 440 | 1995 | 2045 | 2019 | 119.7929 | 665820 | 0.35984 | NEI 2019
Clover | 7213_B_2 | 7213 | B | 2 | 3008 | Coal Steam | PJM_Dom | Virginia | Halifax | 437 | 1996 | 9999 | 2017 | 85.5089 | 1421418 | 0.12032 | NEI 2019
Yates | 728_B_Y6BR | 728 | B | Y6BR | 556 | O/G Steam | S_SOU | Georgia | Coweta | 356 | 1974 | 9999 | 2019 | 40.7239 | 993662 | 0.08197 | NEI 2019
Yates | 728_B_Y7BR | 728 | B | Y7BR | 557 | O/G Steam | S_SOU | Georgia | Coweta | 358 | 1974 | 9999 | 2017 | 41.7173 | 318498 | 0.26196 | NEI 2019
George Neal South | 7343_B_4 | 7343 | B | 4 | 3101 | Coal Steam | MIS_MIDA | Iowa | Woodbury | 645 | 1979 | 9999 | 2019 | 114.4064 | 1543516 | 0.14824 | NEI 2019
Neil Simpson II | 7504_B_2 | 7504 | B | 2 | 3120 | Coal Steam | WECC_WY | Wyoming | Campbell | 80 | 1995 | 9999 |  |  |  | 0.13679 | Default Emission Factor
Crisp Plant | 753_B_ST | 753 | B | ST |  | O/G Steam | S_SOU | Georgia | Worth | 10 | 1957 | 9999 |  |  |  | 0.14445 | Default Emission Factor
Ponca | 762_B_2 | 762 | B | 2 | 565 | O/G Steam | SPP_WEST | Oklahoma | Kay | 34 | 1975 | 2025 |  |  |  | 0.14445 | Default Emission Factor
Kapstone | 7737_B_B001 | 7737 | B | B001 | 88328 | Biomass | S_VACA | South Carolina | Charleston | 42 | 1998 | 9999 | 2019 | 227.6206 | 238975.5 | 1.905 | NEI 2019
Kapstone | 7737_B_RB01 | 7737 | B | RB01 | 88328 | Biomass | S_VACA | South Carolina | Charleston | 42 | 1998 | 9999 |  |  |  | 0.58208 | Default Emission Factor
Bonanza | 7790_B_1-1 | 7790 | B | 1-1 | 3228 | Coal Steam | WECC_UT | Utah | Uintah | 458 | 1986 | 2030 | 2017 | 514.097 | 3400612 | 0.30236 | NEI 2019
Newington | 8002_B_1 | 8002 | B | 1 | 3399 | O/G Steam | NENGREST | New Hampshire | Rockingham | 400 | 1974 | 9999 | 2019 | 0.33095 | 5780 | 0.11451 | NEI 2019
Roseton Generating Facility | 8006_B_1 | 8006 | B | 1 | 3400 | O/G Steam | NY_Z_G-I | New York | Orange | 584 | 1974 | 9999 | 2019 | 1.2044 | 59150 | 0.04073 | NEI 2019
Roseton Generating Facility | 8006_B_2 | 8006 | B | 2 | 3401 | O/G Steam | NY_Z_G-I | New York | Orange | 600 | 1974 | 9999 | 2019 | 1.7912 | 84525 | 0.04238 | NEI 2019
Columbia (WI) | 8023_B_1 | 8023 | B | 1 | 3431 | Coal Steam | MIS_WUMS | Wisconsin | Columbia | 575 | 1975 | 2025 | 2019 | 17.5104 | 2606737 | 0.01344 | NEI 2019
Columbia (WI) | 8023_B_2 | 8023 | B | 2 | 3432 | Coal Steam | MIS_WUMS | Wisconsin | Columbia | 570 | 1978 | 2025 | 2019 | 45.0566 | 2759826 | 0.03265 | NEI 2019
Belews Creek | 8042_B_1 | 8042 | B | 1 | 3433 | Coal Steam | S_VACA | North Carolina | Stokes | 1110 | 1974 | 2038 | 2019 | 303.19 | 3014832 | 0.20113 | NEI 2019
Belews Creek | 8042_B_2 | 8042 | B | 2 | 3434 | Coal Steam | S_VACA | North Carolina | Stokes | 1110 | 1975 | 2038 | 2019 | 402.87 | 4108810 | 0.1961 | NEI 2019
Anclote | 8048_B_1 | 8048 | B | 1 | 3438 | O/G Steam | FRCC | Florida | Pasco | 498 | 1974 | 9999 | 2019 | 39.8287 | 993714 | 0.08016 | NEI 2019
Anclote | 8048_B_2 | 8048 | B | 2 | 3439 | O/G Steam | FRCC | Florida | Pasco | 505 | 1974 | 9999 | 2019 | 53.7903 | 1284784 | 0.08373 | NEI 2019
Gerald Andrus | 8054_B_1 | 8054 | B | 1 | 3449 | O/G Steam | MIS_MS | Mississippi | Washington | 736 | 1975 | 9999 | 2017 | 17 | 386478 | 0.08797 | NEI 2019
Waterford 1 & 2 | 8056_B_1 | 8056 | B | 1 | 3450 | O/G Steam | MIS_AMSO | Louisiana | St Charles | 411 | 1975 | 9999 | 2019 | 3.96 | 226750 | 0.03493 | NEI 2019
Waterford 1 & 2 | 8056_B_2 | 8056 | B | 2 | 3451 | O/G Steam | MIS_AMSO | Louisiana | St Charles | 428 | 1975 | 2024 | 2019 | 4.72 | 437633 | 0.02157 | NEI 2019
Jim Bridger | 8066_B_BW71 | 8066 | B | BW71 | 3455 | Coal Steam | WECC_WY | Wyoming | Sweetwater | 531 | 1974 | 2037 | 2019 | 116.38 | 2689749 | 0.08654 | NEI 2019
Jim Bridger | 8066_B_BW72 | 8066 | B | BW72 | 3456 | Coal Steam | WECC_WY | Wyoming | Sweetwater | 527 | 1975 | 2037 | 2017 | 96.1 | 2528930 | 0.076 | NEI 2019
Jim Bridger | 8066_B_BW73 | 8066 | B | BW73 | 3457 | Coal Steam | WECC_WY | Wyoming | Sweetwater | 523 | 1976 | 2037 | 2019 | 106.2 | 2705204 | 0.07852 | NEI 2019
Jim Bridger | 8066_B_BW74 | 8066 | B | BW74 | 3458 | Coal Steam | WECC_WY | Wyoming | Sweetwater | 530 | 1979 | 2037 | 2019 | 169.1 | 3036097 | 0.11139 | NEI 2019
Huntington | 8069_B_1 | 8069 | B | 1 | 3459 | Coal Steam | WECC_UT | Utah | Emery | 459 | 1977 | 2036 | 2019 | 83.1406 | 2835301 | 0.05865 | NEI 2019
Huntington | 8069_B_2 | 8069 | B | 2 | 3460 | Coal Steam | WECC_UT | Utah | Emery | 450 | 1977 | 2036 | 2019 | 147.074 | 2062224 | 0.14264 | NEI 2019
Gavin Power, LLC | 8102_B_1 | 8102 | B | 1 | 3461 | Coal Steam | PJM_West | Ohio | Gallia | 1348 | 1974 | 9999 | 2017 | 218.88 | 8342768 | 0.05247 | NEI 2019
Gavin Power, LLC | 8102_B_2 | 8102 | B | 2 | 3462 | Coal Steam | PJM_West | Ohio | Gallia | 1361 | 1975 | 9999 | 2019 | 403.32 | 7055072 | 0.11434 | NEI 2019
Ray D Nixon | 8219_B_1 | 8219 | B | 1 | 3466 | Coal Steam | WECC_CO | Colorado | El Paso | 208 | 1980 | 2029 | 2017 | 69.4976 | 1344748 | 0.10336 | NEI 2019
Coyote | 8222_B_B1 | 8222 | B | B1 | 3469 | Coal Steam | MIS_MAPP | North Dakota | Mercer | 429 | 1981 | 9999 | 2019 | 389.5 | 2061731 | 0.37784 | NEI 2019
Springerville | 8223_B_1 | 8223 | B | 1 | 3470 | Coal Steam | WECC_AZ | Arizona | Apache | 387 | 1985 | 2027 | 2019 | 48.1874 | 2377109 | 0.04054 | NEI 2019
Springerville | 8223_B_2 | 8223 | B | 2 | 3471 | Coal Steam | WECC_AZ | Arizona | Apache | 406 | 1990 | 2032 | 2019 | 41.8138 | 2384718 | 0.03507 | NEI 2019
Springerville | 8223_B_3 | 8223 | B | 3 | 89514 | Coal Steam | WECC_AZ | Arizona | Apache | 417 | 2006 | 9999 | 2019 | 232.2477 | 1743875 | 0.26636 | NEI 2019
Springerville | 8223_B_4 | 8223 | B | 4 | 90132 | Coal Steam | WECC_AZ | Arizona | Apache | 415 | 2009 | 9999 | 2019 | 107.2394 | 1420535 | 0.15099 | NEI 2019
North Valmy | 8224_B_2 | 8224 | B | 2 | 3474 | Coal Steam | WECC_NNV | Nevada | Humboldt | 268 | 1985 | 2025 | 2019 | 14.5697 | 622850 | 0.04678 | NEI 2019
Joliet 9 | 874_B_5 | 874 | B | 5 | 590 | O/G Steam | PJM_COMD | Illinois | Will | 314 | 1959 | 2045 |  |  |  | 0.14445 | Default Emission Factor
Kincaid Generation LLC | 876_B_1 | 876 | B | 1 | 591 | Coal Steam | PJM_COMD | Illinois | Christian | 554 | 1967 | 2027 | 2019 | 11.5961 | 1632600 | 0.01421 | NEI 2019
Kincaid Generation LLC | 876_B_2 | 876 | B | 2 | 592 | Coal Steam | PJM_COMD | Illinois | Christian | 554 | 1968 | 2027 | 2017 | 10.2807 | 2491273 | 0.00825 | NEI 2019
Powerton | 879_B_51 | 879 | B | 51 | 593 | Coal Steam | PJM_COMD | Illinois | Tazewell | 384 | 1972 | 2030 |  |  |  | 0.07893 | NEI 2019
Powerton | 879_B_52 | 879 | B | 52 | 594 | Coal Steam | PJM_COMD | Illinois | Tazewell | 384 | 1972 | 2030 | 2017 | 74.2622 | 1881620 | 0.07893 | NEI 2019
Powerton | 879_B_61 | 879 | B | 61 | 595 | Coal Steam | PJM_COMD | Illinois | Tazewell | 384 | 1975 | 2030 |  |  |  | 0.03329 | NEI 2019
Powerton | 879_B_62 | 879 | B | 62 | 596 | Coal Steam | PJM_COMD | Illinois | Tazewell | 384 | 1975 | 2030 | 2017 | 50.4659 | 3032180 | 0.03329 | NEI 2019
Baldwin Energy Complex | 889_B_1 | 889 | B | 1 | 611 | Coal Steam | MIS_IL | Illinois | Randolph | 576 | 1973 | 2025 | 2017 | 12.9412 | 3954327 | 0.00655 | NEI 2019
Baldwin Energy Complex | 889_B_2 | 889 | B | 2 | 612 | Coal Steam | MIS_IL | Illinois | Randolph | 581 | 1973 | 2025 | 2019 | 13.4512 | 3183429 | 0.00845 | NEI 2019
Astoria Generating Station | 8906_B_20 | 8906 | B | 20 | 3485 | O/G Steam | NY_Z_J | New York | Queens | 173 | 1954 | 9999 | 2019 | 0.56721 | 7278 | 0.15587 | NEI 2019
Astoria Generating Station | 8906_B_30 | 8906 | B | 30 | 90457 | O/G Steam | NY_Z_J | New York | Queens | 377 | 1958 | 9999 | 2019 | 18.4202 | 402815 | 0.09146 | NEI 2019
Astoria Generating Station | 8906_B_50 | 8906 | B | 50 | 90461 | O/G Steam | NY_Z_J | New York | Queens | 378 | 1962 | 9999 | 2019 | 11.801 | 254075 | 0.09289 | NEI 2019
Dallman | 963_B_41 | 963 | B | 41 | 89910 | Coal Steam | MIS_IL | Illinois | Sangamon | 208 | 2009 | 2050 | 2019 | 6.1936 | 986799 | 0.01255 | NEI 2019
Winnetka | 972_B_4 | 972 | B | 4 |  | O/G Steam | PJM_COMD | Illinois | Cook | 7 | 1958 | 2045 |  |  |  | 0.14445 | Default Emission Factor
Winnetka | 972_B_5 | 972 | B | 5 |  | O/G Steam | PJM_COMD | Illinois | Cook | 7 | 1938 | 2045 | 2019 | 0.072049 | 683.25 | 0.2109 | NEI 2019
Winnetka | 972_B_7 | 972 | B | 7 |  | O/G Steam | PJM_COMD | Illinois | Cook | 7 | 1948 | 2045 |  |  |  | 0.14445 | Default Emission Factor
Winnetka | 972_B_8 | 972 | B | 8 |  | O/G Steam | PJM_COMD | Illinois | Cook | 7 | 1958 | 2045 |  |  |  | 0.14445 | Default Emission Factor
Marion | 976_B_123 | 976 | B | 123 | 9173 | Coal Steam | MIS_IL | Illinois | Williamson | 120 | 1978 | 2030 |  |  |  | 0.16698 | Default Emission Factor
Clifty Creek | 983_B_1 | 983 | B | 1 | 658 | Coal Steam | MIS_INKY | Indiana | Jefferson | 196 | 1955 | 9999 | 2019 | 30.2896 | 943442 | 0.06421 | NEI 2019
Clifty Creek | 983_B_2 | 983 | B | 2 | 659 | Coal Steam | MIS_INKY | Indiana | Jefferson | 196 | 1955 | 9999 | 2019 | 34.2211 | 1082374 | 0.06323 | NEI 2019
Clifty Creek | 983_B_3 | 983 | B | 3 | 660 | Coal Steam | MIS_INKY | Indiana | Jefferson | 196 | 1955 | 9999 | 2019 | 31.9237 | 1025017 | 0.06229 | NEI 2019
Clifty Creek | 983_B_4 | 983 | B | 4 | 661 | Coal Steam | MIS_INKY | Indiana | Jefferson | 196 | 1955 | 9999 | 2019 | 31.9531 | 1053890 | 0.06064 | NEI 2019
Clifty Creek | 983_B_5 | 983 | B | 5 | 662 | Coal Steam | MIS_INKY | Indiana | Jefferson | 196 | 1955 | 9999 | 2019 | 29.971 | 984046 | 0.06091 | NEI 2019
Clifty Creek | 983_B_6 | 983 | B | 6 | 663 | Coal Steam | MIS_INKY | Indiana | Jefferson | 196 | 1956 | 9999 | 2019 | 19.0463 | 634210 | 0.06006 | NEI 2019
Harding Street | 990_B_50 | 990 | B | 50 | 675 | O/G Steam | MIS_INKY | Indiana | Marion | 101 | 1958 | 9999 |  |  |  | 0.14445 | Default Emission Factor
Harding Street | 990_B_60 | 990 | B | 60 | 677 | O/G Steam | MIS_INKY | Indiana | Marion | 99 | 1961 | 9999 |  |  |  | 0.14445 | Default Emission Factor
Harding Street | 990_B_70 | 990 | B | 70 | 679 | O/G Steam | MIS_INKY | Indiana | Marion | 418 | 1973 | 9999 | 2019 | 28.8078 | 688323 | 0.0837 | NEI 2019
CC Perry K | 992_B_11 | 992 | B | 11 | 691 | O/G Steam | MIS_INKY | Indiana | Marion | 2.1 | 1938 | 9999 |  |  |  | 0.14445 | Default Emission Factor
CC Perry K | 992_B_12 | 992 | B | 12 | 9090 | O/G Steam | MIS_INKY | Indiana | Marion | 2.1 | 1938 | 9999 |  |  |  | 0.14445 | Default Emission Factor
CC Perry K | 992_B_13 | 992 | B | 13 | 9091 | O/G Steam | MIS_INKY | Indiana | Marion | 0.38 | 1938 | 9999 |  |  |  | 0.14445 | Default Emission Factor
CC Perry K | 992_B_14 | 992 | B | 14 | 9092 | O/G Steam | MIS_INKY | Indiana | Marion | 0.38 | 1938 | 9999 |  |  |  | 0.14445 | Default Emission Factor
CC Perry K | 992_B_15 | 992 | B | 15 | 9091 | O/G Steam | MIS_INKY | Indiana | Marion | 0.38 | 1938 | 9999 |  |  |  | 0.14445 | Default Emission Factor
CC Perry K | 992_B_16 | 992 | B | 16 | 9094 | O/G Steam | MIS_INKY | Indiana | Marion | 0.38 | 1938 | 9999 | 2019 | 0.3021 | 2240.4575 | 0.26968 | NEI 2019
CC Perry K | 992_B_17 | 992 | B | 17 | 9091 | O/G Steam | MIS_INKY | Indiana | Marion | 0.38 | 1938 | 9999 | 2019 | 0.21396 | 2240.4575 | 0.191 | NEI 2019
CC Perry K | 992_B_18 | 992 | B | 18 | 9091 | O/G Steam | MIS_INKY | Indiana | Marion | 0.38 | 1938 | 9999 | 2019 | 0.15368 | 2240.4575 | 0.13719 | NEI 2019
AES Petersburg | 994_B_3 | 994 | B | 3 | 694 | Coal Steam | MIS_INKY | Indiana | Pike | 528 | 1977 | 9999 | 2019 | 118.5384 | 2406077 | 0.09853 | NEI 2019
AES Petersburg | 994_B_4 | 994 | B | 4 | 695 | Coal Steam | MIS_INKY | Indiana | Pike | 530 | 1986 | 9999 | 2017 | 31.0127 | 2760929 | 0.02247 | NEI 2019
Michigan City | 997_B_12 | 997 | B | 12 | 702 | Coal Steam | MIS_INKY | Indiana | LaPorte | 469 | 1974 | 2028 | 2019 | 119.7185 | 1072965 | 0.22316 | NEI 2019
Fourche Creek Wastewater | 10050_G_4 | 10050 | G | 4 |  | Non-Fossil Waste | MIS_AR | Arkansas | Pulaski | 1.3 | 2009 | 9999 |  |  |  | 0.70317 | Default Emission Factor
Mars Wrigley Confectionery US, LLC | 10061_G_GEN1 | 10061 | G | GEN1 |  | Combined Cycle | PJM_EMAC | New Jersey | WARREN | 8.8 | 1989 | 9999 | 2019 | 5.53 | 57470 | 0.19245 | NEI 2019
Noblesville | 1007_G_1 | 1007 | G | 1 | 8288 | Combined Cycle | MIS_INKY | Indiana | Hamilton | 43 | 1950 | 9999 |  |  |  | 0.05946 | NEI 2019
Noblesville | 1007_G_2 | 1007 | G | 2 | 8288 | Combined Cycle | MIS_INKY | Indiana | Hamilton | 44 | 1950 | 9999 |  |  |  | 0.05946 | NEI 2019
Noblesville | 1007_G_3 | 1007 | G | 3 | 8288 | Combined Cycle | MIS_INKY | Indiana | Hamilton | 59 | 2003 | 9999 | 2019 | 12.7829 | 474267 | 0.05946 | NEI 2019
Noblesville | 1007_G_4 | 1007 | G | 4 | 8290 | Combined Cycle | MIS_INKY | Indiana | Hamilton | 60 | 2003 | 9999 | 2017 | 13.1283 | 188192 | 0.05946 | NEI 2019
Noblesville | 1007_G_5 | 1007 | G | 5 | 8292 | Combined Cycle | MIS_INKY | Indiana | Hamilton | 58 | 2003 | 9999 | 2019 | 7.8842 | 474267 | 0.05946 | NEI 2019
Total Energy Facilities | 10091_G_G2 | 10091 | G | G2 |  | Non-Fossil Waste | WEC_LADW | California | Los Angeles | 8 | 2003 | 9999 |  |  |  | 0.70317 | Default Emission Factor
Total Energy Facilities | 10091_G_G3 | 10091 | G | G3 |  | Non-Fossil Waste | WEC_LADW | California | Los Angeles | 8 | 2001 | 9999 |  |  |  | 0.70317 | Default Emission Factor
Greene County | 10_G_GT10 | 10 | G | GT10 | 21 | Combustion Turbine | S_SOU | Alabama | Greene | 85 | 1996 | 9999 | 2017 | 0.0546 | 7257.0473 | 0.01505 | NEI 2019
Greene County | 10_G_GT2 | 10 | G | GT2 | 22 | Combustion Turbine | S_SOU | Alabama | Greene | 84 | 1996 | 9999 | 2019 | 0.0546 | 4950.3243 | 0.02206 | NEI 2019
Greene County | 10_G_GT3 | 10 | G | GT3 | 23 | Combustion Turbine | S_SOU | Alabama | Greene | 82 | 1995 | 9999 | 2019 | 0.0546 | 4832.4595 | 0.0226 | NEI 2019
Greene County | 10_G_GT4 | 10 | G | GT4 | 24 | Combustion Turbine | S_SOU | Alabama | Greene | 81 | 1995 | 9999 | 2019 | 0.0364 | 4773.527 | 0.01525 | NEI 2019
Greene County | 10_G_GT5 | 10 | G | GT5 | 25 | Combustion Turbine | S_SOU | Alabama | Greene | 82 | 1995 | 9999 | 2019 | 0.0546 | 4832.4595 | 0.0226 | NEI 2019
Greene County | 10_G_GT6 | 10 | G | GT6 | 26 | Combustion Turbine | S_SOU | Alabama | Greene | 81 | 1995 | 9999 | 2019 | 0.0546 | 4773.527 | 0.02288 | NEI 2019
Greene County | 10_G_GT7 | 10 | G | GT7 | 27 | Combustion Turbine | S_SOU | Alabama | Greene | 80 | 1995 | 9999 | 2019 | 0.0546 | 4714.5946 | 0.02316 | NEI 2019
Greene County | 10_G_GT8 | 10 | G | GT8 | 28 | Combustion Turbine | S_SOU | Alabama | Greene | 83 | 1996 | 9999 | 2019 | 0.0364 | 4891.3919 | 0.01488 | NEI 2019
Greene County | 10_G_GT9 | 10 | G | GT9 | 29 | Combustion Turbine | S_SOU | Alabama | Greene | 82 | 1996 | 9999 | 2019 | 0.0364 | 4832.4595 | 0.01507 | NEI 2019
Mosaic South Pierce Operations | 10004_G_TG1 | 10004 | G | TG1 |  | Non-Fossil Waste | FRCC | Florida | Polk | 4 | 1978 | 9999 |  |  |  | 0.70317 | Default Emission Factor
Mosaic South Pierce Operations | 10004_G_TG2 | 10004 | G | TG2 |  | Non-Fossil Waste | FRCC | Florida | Polk | 33 | 1992 | 9999 |  |  |  | 0.70317 | Default Emission Factor
Baptist Medical Center | 10008_G_TG-2 | 10008 | G | TG-2 |  | Combustion Turbine | FRCC | Florida | Duval | 2.2 | 1983 | 9999 |  |  |  | 0.12736 | Default Emission Factor
Baptist Medical Center | 10008_G_TG-3 | 10008 | G | TG-3 |  | Combustion Turbine | FRCC | Florida | Duval | 2.7 | 1986 | 9999 |  |  |  | 0.12736 | Default Emission Factor
Baptist Medical Center | 10008_G_TG-4 | 10008 | G | TG-4 |  | Combustion Turbine | FRCC | Florida | Duval | 3.2 | 1993 | 9999 |  |  |  | 0.12736 | Default Emission Factor
Cayuga | 1001_G_31 | 1001 | G | 31 |  | Combustion Turbine | MIS_INKY | Indiana | Vermillion | 3 | 1972 | 9999 |  |  |  | 0.92213 | Default Emission Factor
Cayuga | 1001_G_32 | 1001 | G | 32 |  | Combustion Turbine | MIS_INKY | Indiana | Vermillion | 3 | 1972 | 9999 |  |  |  | 0.92213 | Default Emission Factor
Cayuga | 1001_G_33 | 1001 | G | 33 |  | Combustion Turbine | MIS_INKY | Indiana | Vermillion | 2 | 1972 | 9999 |  |  |  | 0.92213 | Default Emission Factor
Cayuga | 1001_G_34 | 1001 | G | 34 |  | Combustion Turbine | MIS_INKY | Indiana | Vermillion | 2 | 1972 | 9999 |  |  |  | 0.92213 | Default Emission Factor
Cayuga | 1001_G_4 | 1001 | G | 4 | 708 | Combustion Turbine | MIS_INKY | Indiana | Vermillion | 80 | 1993 | 9999 | 2019 | 0.038248 | 8417 | 0.00909 | NEI 2019
RED-Rochester, LLC | 10025_G_75TG | 10025 | G | 75TG |  | O/G Steam | NY_Z_B | New York | Monroe | 2.2 | 2015 | 9999 |  |  |  | 0.14445 | Default Emission Factor
Energy Center Dover | 10030_G_COG1 | 10030 | G | COG1 |  | Combined Cycle | PJM_EMAC | Delaware | Kent | 15 | 1985 | 9999 |  |  |  | 0.0567 | NEI 2019
Energy Center Dover | 10030_G_KD-1 | 10030 | G | KD-1 | 5046 | Combined Cycle | PJM_EMAC | Delaware | Kent | 44 | 2001 | 9999 | 2019 | 2.34 | 70077 | 0.0567 | NEI 2019
Energy Center Dover | 10030_G_KD-2 | 10030 | G | KD-2 | 5047 | Combustion Turbine | PJM_EMAC | Delaware | Kent | 44 | 2001 | 9999 | 2019 | 0.69749 | 20835 | 0.06695 | NEI 2019
Gilroy Power Plant | 10034_G_GEN1 | 10034 | G | GEN1 | 89552 | Combined Cycle | WEC_CALN | California | Santa Clara | 85 | 1987 | 9999 | 2017 | 3.3865 | 82916 | 0.06489 | NEI 2019
Gilroy Power Plant | 10034_G_GEN2 | 10034 | G | GEN2 | 89552 | Combined Cycle | WEC_CALN | California | Santa Clara | 30 | 1987 | 9999 | 2017 | 0.36218 | 32620 | 0.06489 | NEI 2019
Edwardsport | 1004_G_CT1 | 1004 | G | CT1 | 90673 | IGCC | MIS_INKY | Indiana | Knox | 174.9 | 2013 | 9999 | 2019 | 13.3621 | 2936135 | 0.0091 | NEI 2019
Edwardsport | 1004_G_CT2 | 1004 | G | CT2 | 90674 | IGCC | MIS_INKY | Indiana | Knox | 174.9 | 2013 | 9999 | 2019 | 16.9127 | 1045767 | 0.03235 | NEI 2019
Edwardsport | 1004_G_ST | 1004 | G | ST | 90673 | IGCC | MIS_INKY | Indiana | Knox | 245.2 | 2013 | 9999 |  |  |  | 0.0091 | NEI 2019
Kaweah Delta District Hospital | 10042_G_KDHT1 | 10042 | G | KDHT1 |  | Combustion Turbine | WECC_SCE | California | Tulare | 3.5 | 2008 | 9999 |  |  |  | 0.12736 | Default Emission Factor
Total Energy Facilities | 10091_G_GEN1 | 10091 | G | GEN1 |  | Non-Fossil Waste | WEC_LADW | California | Los Angeles | 8 | 1986 | 9999 |  |  |  | 0.70317 | Default Emission Factor
Total Energy Facilities | 10091_G_GEN4 | 10091 | G | GEN4 |  | Non-Fossil Waste | WEC_LADW | California | Los Angeles | 7.4 | 1986 | 9999 |  |  |  | 0.70317 | Default Emission Factor
Frito-Lay Cogen Plant | 10110_G_GEN1 | 10110 | G | GEN1 |  | Combustion Turbine | WEC_CALN | California | Kern | 5.5 | 1986 | 9999 |  |  |  | 0.12736 | Default Emission Factor
Grossmont Hospital | 10115_G_GEN3 | 10115 | G | GEN3 |  | Combustion Turbine | WEC_SDGE | California | San Diego | 4.2 | 2016 | 9999 |  |  |  | 0.12736 | Default Emission Factor
Indiana University of Pennsylvania | 10129_G_GEN1 | 10129 | G | GEN1 |  | Combustion Turbine | PJM_PENE | Pennsylvania | Indiana | 6 | 1988 | 9999 | 2019 | 1.0681 | 3510.25 | 0.60854 | NEI 2019
Indiana University of Pennsylvania | 10129_G_GEN2 | 10129 | G | GEN2 |  | Combustion Turbine | PJM_PENE | Pennsylvania | Indiana | 6 | 1988 | 9999 | 2019 | 1.1303 | 3510.25 | 0.64399 | NEI 2019
Indiana University of Pennsylvania | 10129_G_GEN3 | 10129 | G | GEN3 |  | Combustion Turbine | PJM_PENE | Pennsylvania | Indiana | 6 | 1988 | 9999 | 2019 | 1.2219 | 3510.25 | 0.69619 | NEI 2019
Indiana University of Pennsylvania | 10129_G_GEN4 | 10129 | G | GEN4 |  | Combustion Turbine | PJM_PENE | Pennsylvania | Indiana | 6 | 1988 | 9999 | 2019 | 1.218 | 3510.25 | 0.69396 | NEI 2019
Fresno Cogen Partners | 10156_G_GEN2 | 10156 | G | GEN2 | 89509 | Combined Cycle | WEC_CALN | California | Fresno | 6 | 1990 | 9999 |  |  |  | 0.06532 | NEI 2019
Fresno Cogen Partners | 10156_G_GEN3 | 10156 | G | GEN3 |  | Combustion Turbine | WEC_CALN | California | Fresno | 21.9 | 2001 | 9999 | 2017 | 0.24142 | 4845 | 0.09966 | NEI 2019
Fresno Cogen Partners | 10156_G_GEN4 | 10156 | G | GEN4 | 89509 | Combined Cycle | WEC_CALN | California | Fresno | 45 | 2004 | 9999 | 2017 | 0.61656 | 16519 | 0.06532 | NEI 2019
Butler-Warner Generation Plant | 1016_G_1 | 1016 | G | 1 | 9622 | Combined Cycle | S_VACA | North Carolina | Cumberland | 20 | 1976 | 9999 |  |  |  | 0.08766 | NEI 2019
Butler-Warner Generation Plant | 1016_G_2 | 1016 | G | 2 | 9623 | Combined Cycle | S_VACA | North Carolina | Cumberland | 20 | 1976 | 9999 |  |  |  | 0.08766 | NEI 2019
Butler-Warner Generation Plant | 1016_G_3 | 1016 | G | 3 | 9624 | Combined Cycle | S_VACA | North Carolina | Cumberland | 20 | 1976 | 9999 |  |  |  | 0.08766 | NEI 2019
Butler-Warner Generation Plant | 1016_G_4 | 1016 | G | 4 | 9625 | Combustion Turbine | S_VACA | North Carolina | Cumberland | 20 | 1976 | 9999 |  |  |  | 0.08516 | NEI 2019
Butler-Warner Generation Plant | 1016_G_5 | 1016 | G | 5 | 9626 | Combustion Turbine | S_VACA | North Carolina | Cumberland | 20 | 1977 | 9999 | 2019 | 0.07 | 1644 | 0.08516 | NEI 2019
Butler-Warner Generation Plant | 1016_G_6 | 1016 | G | 6 | 9627 | Combined Cycle | S_VACA | North Carolina | Cumberland | 20 | 1978 | 9999 |  |  |  | 0.08766 | NEI 2019
Butler-Warner Generation Plant | 1016_G_7 | 1016 | G | 7 | 9628 | Combined Cycle | S_VACA | North Carolina | Cumberland | 20 | 1979 | 9999 | 2019 | 0.32 | 5813 | 0.08766 | NEI 2019
Butler-Warner Generation Plant | 1016_G_8 | 1016 | G | 8 | 88321 | Combined Cycle | S_VACA | North Carolina | Cumberland | 20 | 1980 | 9999 | 2019 | 0.07 | 1635 | 0.08766 | NEI 2019
Butler-Warner Generation Plant | 1016_G_9 | 1016 | G | 9 | 9622 | Combined Cycle | S_VACA | North Carolina | Cumberland | 65 | 1988 | 9999 |  |  |  | 0.08766 | NEI 2019
Seadrift Coke LP | 10167_G_GEN1 | 10167 | G | GEN1 |  | Coal Steam | ERC_REST | Texas | Calhoun | 7.6 | 1983 | 9999 | 2019 | 1.33 | 26073 | 0.10202 | NEI 2019
Carson Cogeneration | 10169_G_GEN1 | 10169 | G | GEN1 | 89366 | Combined Cycle | WECC_SCE | California | Los Angeles | 41.3 | 1989 | 9999 |  |  |  | 0.04505 | Default Emission Factor
Carson Cogeneration | 10169_G_GEN2 | 10169 | G | GEN2 | 89366 | Combined Cycle | WECC_SCE | California | Los Angeles | 8 | 1990 | 9999 |  |  |  | 0.04505 | Default Emission Factor
Childrens Hospital | 10175_G_0799 | 10175 | G | 0799 |  | Combustion Turbine | WEC_SDGE | California | San Diego | 2 | 2000 | 9999 |  |  |  | 0.92213 | Default Emission Factor
Childrens Hospital | 10175_G_1711 | 10175 | G | 1711 |  | Combustion Turbine | WEC_SDGE | California | San Diego | 4.8 | 2004 | 9999 |  |  |  | 0.12736 | Default Emission Factor
Childrens Hospital | 10175_G_5083 | 10175 | G | 5083 |  | Combustion Turbine | WEC_SDGE | California | San Diego | 1.5 | 2010 | 9999 |  |  |  | 0.92213 | Default Emission Factor
Childrens Hospital | 10175_G_5084 | 10175 | G | 5084 |  | Combustion Turbine | WEC_SDGE | California | San Diego | 1.5 | 2010 | 9999 |  |  |  | 0.92213 | Default Emission Factor
Childrens Hospital | 10175_G_5085 | 10175 | G | 5085 |  | Combustion Turbine | WEC_SDGE | California | San Diego | 1.5 | 2010 | 9999 |  |  |  | 0.92213 | Default Emission Factor
M Street Jet | 10176_G_NO.6 | 10176 | G | NO.6 | 3530 | Combustion Turbine | NENGREST | Massachusetts | Suffolk | 50 | 1979 | 9999 | 2019 | 0.012279 | 309 | 0.07947 | NEI 2019
Metro Wastewater Reclamation District | 10180_G_1 | 10180 | G | 1 |  | Non-Fossil Waste | WECC_CO | Colorado | Denver | 1.2 | 1985 | 9999 |  |  |  | 0.70317 | Default Emission Factor
Metro Wastewater Reclamation District | 10180_G_2 | 10180 | G | 2 |  | Non-Fossil Waste | WECC_CO | Colorado | Denver | 1.2 | 1985 | 9999 |  |  |  | 0.70317 | Default Emission Factor
Metro Wastewater Reclamation District | 10180_G_3 | 10180 | G | 3 |  | Non-Fossil Waste | WECC_CO | Colorado | Denver | 1.2 | 1985 | 9999 |  |  |  | 0.70317 | Default Emission Factor
Metro Wastewater Reclamation District | 10180_G_4 | 10180 | G | 4 |  | Non-Fossil Waste | WECC_CO | Colorado | Denver | 1.2 | 1985 | 9999 |  |  |  | 0.70317 | Default Emission Factor
Metro Wastewater Reclamation District | 10180_G_5 | 10180 | G | 5 |  | Non-Fossil Waste | WECC_CO | Colorado | Denver | 2.5 | 2000 | 9999 |  |  |  | 0.70317 | Default Emission Factor
Metro Wastewater Reclamation District | 10180_G_6 | 10180 | G | 6 |  | Non-Fossil Waste | WECC_CO | Colorado | Denver | 2.5 | 2000 | 9999 |  |  |  | 0.70317 | Default Emission Factor
Central Utility Plant | 10184_G_EG1 | 10184 | G | EG1 |  | Combustion Turbine | ERC_REST | Texas | Travis | 3.6 | 1988 | 9999 |  |  |  | 0.92213 | Default Emission Factor
Central Utility Plant | 10184_G_EG2 | 10184 | G | EG2 |  | Combustion Turbine | ERC_REST | Texas | Travis | 2.5 | 1988 | 9999 |  |  |  | 0.92213 | Default Emission Factor
Central Utility Plant | 10184_G_TG1 | 10184 | G | TG1 |  | O/G Steam | ERC_REST | Texas | Travis | 2.2 | 1988 | 9999 |  |  |  | 0.14445 | Default Emission Factor
Castleton Energy Center | 10190_G_GEN1 | 10190 | G | GEN1 | 3532 | Combined Cycle | NY_Z_F | New York | Rensselaer | 45.8 | 1992 | 9999 | 2019 | 0.8864 | 92787 | 0.01392 | NEI 2019
Castleton Energy Center | 10190_G_GEN2 | 10190 | G | GEN2 | 3532 | Combined Cycle | NY_Z_F | New York | Rensselaer | 24.4 | 1992 | 9999 | 2019 | 0.01445 | 36688 | 0.01392 | NEI 2019
Mosaic Phosphates Uncle Sam | 10198_G_GEN2 | 10198 | G | GEN2 |  | Non-Fossil Waste | MIS_AMSO | Louisiana | St James | 11 | 1968 | 9999 |  |  |  | 0.70317 | Default Emission Factor
Mosaic Phosphates Uncle Sam | 10198_G_GEN3 | 10198 | G | GEN3 |  | Non-Fossil Waste | MIS_AMSO | Louisiana | St James | 15 | 2016 | 9999 |  |  |  | 0.70317 | Default Emission Factor
Mosaic Co Tampa Facility | 10204_G_GEN1 | 10204 | G | GEN1 |  | Non-Fossil Waste | FRCC | Florida | Hillsborough | 34.4 | 1988 | 9999 |  |  |  | 0.70317 | Default Emission Factor
El Segundo Cogen | 10213_G_GEN1 | 10213 | G | GEN1 |  | Combined Cycle | WEC_LADW | California | Los Angeles | 38.7 | 1987 | 9999 |  |  |  | 0.04505 | Default Emission Factor
El Segundo Cogen | 10213_G_GEN2 | 10213 | G | GEN2 |  | Combined Cycle | WEC_LADW | California | Los Angeles | 38.7 | 1987 | 9999 |  |  |  | 0.04505 | Default Emission Factor
El Segundo Cogen | 10213_G_GEN5 | 10213 | G | GEN5 |  | Combined Cycle | WEC_LADW | California | Los Angeles | 39.2 | 1996 | 9999 |  |  |  | 0.04505 | Default Emission Factor
El Segundo Cogen | 10213_G_GEN6 | 10213 | G | GEN6 |  | Combined Cycle | WEC_LADW | California | Los Angeles | 9.1 | 1996 | 9999 |  |  |  | 0.04505 | Default Emission Factor
El Segundo Cogen | 10213_G_GEN7 | 10213 | G | GEN7 |  | Combined Cycle | WEC_LADW | California | Los Angeles | 40.7 | 2013 | 9999 |  |  |  | 0.04505 | Default Emission Factor
El Segundo Cogen | 10213_G_GEN8 | 10213 | G | GEN8 |  | Combined Cycle | WEC_LADW | California | Los Angeles | 5.2 | 2013 | 9999 |  |  |  | 0.04505 | Default Emission Factor
Crawfordsville Power Plant | 1024_G_D1 | 1024 | G | D1 |  | Combustion Turbine | MIS_INKY | Indiana | Montgomery | 0.9 | 1994 | 9999 |  |  |  | 0.92213 | Default Emission Factor
Ticona Polymers Inc | 10243_G_GEN5 | 10243 | G | GEN5 |  | Combustion Turbine | ERC_REST | Texas | Nueces | 32.5 | 1989 | 9999 | 2019 | 13.4238 | 269498 | 0.09962 | NEI 2019
King City Power Plant | 10294_G_GTG | 10294 | G | GTG | 91323 | Combined Cycle | WEC_CALN | California | Monterey | 73 | 1989 | 9999 |  |  |  | 0.04505 | Default Emission Factor
King City Power Plant | 10294_G_STG | 10294 | G | STG | 8434 | Combined Cycle | WEC_CALN | California | Monterey | 38 | 1989 | 9999 |  |  |  | 0.04505 | Default Emission Factor
Bayou Cogen Plant | 10298_G_GT1 | 10298 | G | GT1 | 88564 | Combustion Turbine | ERC_REST | Texas | Harris | 75 | 2014 | 9999 | 2019 | 13.54 | 591915.256 | 0.04575 | NEI 2019
Bayou Cogen Plant | 10298_G_GT2 | 10298 | G | GT2 | 88564 | Combustion Turbine | ERC_REST | Texas | Harris | 75 | 2015 | 9999 | 2019 | 2.65 | 591915.256 | 0.00895 | NEI 2019
Bayou Cogen Plant | 10298_G_GT3 | 10298 | G | GT3 | 88565 | Combustion Turbine | ERC_REST | Texas | Harris | 75 | 2015 | 9999 | 2019 | 13.57 | 591915.256 | 0.04585 | NEI 2019
Dutchess Cnty Resource Recovery Facility | 10305_G_GEN1 | 10305 | G | GEN1 |  | Municipal Solid Waste | NY_Z_G-I | New York | Dutchess | 7.2 | 1987 | 9999 | 2019 | 0.062011 | 42299 | 0.00293 | NEI 2019
Bellingham Cogeneration Facility | 10307_G_CT1 | 10307 | G | CT1 | 3537 | Combined Cycle | NENGREST | Massachusetts | Norfolk | 102 | 1991 | 9999 | 2019 | 0.70236 | 29602 | 0.05203 | NEI 2019
Bellingham Cogeneration Facility | 10307_G_CT2 | 10307 | G | CT2 | 3538 | Combined Cycle | NENGREST | Massachusetts | Norfolk | 102 | 1991 | 9999 | 2019 | 0.66811 | 23082 | 0.05203 | NEI 2019
Bellingham Cogeneration Facility | 10307_G_ST1 | 10307 | G | ST1 | 3537 | Combined Cycle | NENGREST | Massachusetts | Norfolk | 60 | 1991 | 9999 |  |  |  | 0.05203 | NEI 2019
Sayreville Cogeneration Facility | 10308_G_CT1 | 10308 | G | CT1 | 3539 | Combined Cycle | PJM_EMAC | New Jersey | Middlesex | 112 | 1991 | 9999 | 2019 | 1.94 | 152892 | 0.01796 | NEI 2019
Sayreville Cogeneration Facility | 10308_G_CT2 | 10308 | G | CT2 | 3540 | Combined Cycle | PJM_EMAC | New Jersey | Middlesex | 112 | 1991 | 9999 | 2019 | 1.58 | 133944 | 0.01796 | NEI 2019
Sayreville Cogeneration Facility | 10308_G_ST1 | 10308 | G | ST1 | 3539 | Combined Cycle | PJM_EMAC | New Jersey | Middlesex | 68 | 1991 | 9999 |  |  |  | 0.01796 | NEI 2019
T B Simon Power Plant | 10328_G_GEN6 | 10328 | G | GEN6 |  | Combustion Turbine | MIS_LMI | Michigan | Ingham | 12.6 | 2006 | 9999 | 2019 | 1.0465 | 28026.04 | 0.07468 | NEI 2019
Southside Water Reclamation Plant | 10339_G_GEN1 | 10339 | G | GEN1 |  | Combustion Turbine | WECC_NM | New Mexico | Bernalillo | 2.1 | 2002 | 9999 |  |  |  | 0.92213 | Default Emission Factor
Southside Water Reclamation Plant | 10339_G_GEN2 | 10339 | G | GEN2 |  | Combustion Turbine | WECC_NM | New Mexico | Bernalillo | 2.1 | 2002 | 9999 |  |  |  | 0.92213 | Default Emission Factor
Southside Water Reclamation Plant | 10339_G_GEN3 | 10339 | G | GEN3 |  | Non-Fossil Waste | WECC_NM | New Mexico | Bernalillo | 1.1 | 1987 | 9999 |  |  |  | 0.70317 | Default Emission Factor
Southside Water Reclamation Plant | 10339_G_GEN4 | 10339 | G | GEN4 |  | Non-Fossil Waste | WECC_NM | New Mexico | Bernalillo | 1.1 | 1987 | 9999 |  |  |  | 0.70317 | Default Emission Factor
Foster Wheeler Martinez | 10342_G_TG1 | 10342 | G | TG1 |  | Combined Cycle | WEC_CALN | California | Contra Costa | 35 | 1987 | 9999 | 2019 | 8.5252 | 290685 | 0.04864 | NEI 2019
Foster Wheeler Martinez | 10342_G_TG2 | 10342 | G | TG2 |  | Combined Cycle | WEC_CALN | California | Contra Costa | 35 | 1987 | 9999 | 2017 | 8.4014 | 299609 | 0.04864 | NEI 2019
Foster Wheeler Martinez | 10342_G_TG3 | 10342 | G | TG3 |  | Combined Cycle | WEC_CALN | California | Contra Costa | 33.5 | 1987 | 9999 |  |  |  | 0.04864 | NEI 2019
Peru (IN) | 1037_G_D1 | 1037 | G | D1 |  | Combustion Turbine | MIS_INKY | Indiana | Miami | 1.8 | 2002 | 9999 |  |  |  | 0.92213 | Default Emission Factor
Rensselaer City Light Plant | 1038_G_10 | 1038 | G | 10 |  | Combustion Turbine | MIS_INKY | Indiana | Jasper | 1.9 | 1971 | 9999 |  |  |  | 0.92213 | Default Emission Factor
Rensselaer City Light Plant | 1038_G_11 | 1038 | G | 11 |  | Combustion Turbine | MIS_INKY | Indiana | Jasper | 1.9 | 1971 | 9999 |  |  |  | 0.92213 | Default Emission Factor
Rensselaer City Light Plant | 1038_G_14 | 1038 | G | 14 |  | Combustion Turbine | MIS_INKY | Indiana | Jasper | 4.8 | 1994 | 9999 |  |  |  | 0.92213 | Default Emission Factor
Rensselaer City Light Plant | 1038_G_15 | 1038 | G | 15 |  | Combustion Turbine | MIS_INKY | Indiana | Jasper | 8.3 | 2006 | 9999 |  |  |  | 0.92213 | Default Emission Factor
Rensselaer City Light Plant | 1038_G_5 | 1038 | G | 5 |  | Combustion Turbine | MIS_INKY | Indiana | Jasper | 1.8 | 1950 | 9999 |  |  |  | 0.92213 | Default Emission Factor
Rensselaer City Light Plant | 1038_G_6 | 1038 | G | 6 |  | Combustion Turbine | MIS_INKY | Indiana | Jasper | 2.4 | 1957 | 9999 |  |  |  | 0.92213 | Default Emission Factor
Sycamore Energy 1 | 10387_G_1A | 10387 | G | 1A |  | Landfill Gas | WEC_SDGE | California | San Diego | 1.2 | 2011 | 9999 |  |  |  | 0.54258 | Default Emission Factor
Sycamore Energy 1 | 10387_G_2A | 10387 | G | 2A |  | Landfill Gas | WEC_SDGE | California | San Diego | 1.2 | 2011 | 9999 |  |  |  | 0.54258 | Default Emission Factor
Sycamore Energy 1 | 10387_G_3 | 10387 | G | 3 |  | Landfill Gas | WEC_SDGE | California | San Diego | 2.8 | 2004 | 9999 |  |  |  | 0.54258 | Default Emission Factor
Kingsburg Cogen | 10405_G_GEN1 | 10405 | G | GEN1 | 90775 | Combined Cycle | WEC_CALN | California | Fresno | 22 | 1990 | 9999 | 2019 | 0.031636 | 2620 | 0.01826 | NEI 2019
Kingsburg Cogen | 10405_G_GEN2 | 10405 | G | GEN2 | 90775 | Combined Cycle | WEC_CALN | California | Fresno | 11.8 | 1990 | 9999 |  |  |  | 0.01826 | NEI 2019
Pensacola Florida Plant | 10416_G_GEN4 | 10416 | G | GEN4 |  | Combustion Turbine | S_SOU | Florida | Escambia | 82 | 1993 | 9999 | 2019 | 46.917 | 605723 | 0.15491 | NEI 2019
New-Indy Ontario Mill | 10427_G_GEN2 | 10427 | G | GEN2 |  | Combustion Turbine | WECC_SCE | California | San Bernardino | 14.7 | 2019 | 9999 |  |  |  | 0.06536 | Default Emission Factor
New-Indy Ontario Mill | 10427_G_GEN3 | 10427 | G | GEN3 |  | Combustion Turbine | WECC_SCE | California | San Bernardino | 14.7 | 2019 | 9999 |  |  |  | 0.06536 | Default Emission Factor
Mosaic New Wales Operations | 10434_G_TG2 | 10434 | G | TG2 |  | Non-Fossil Waste | FRCC | Florida | Polk | 48 | 1984 | 9999 |  |  |  | 0.70317 | Default Emission Factor
Mosaic New Wales Operations | 10434_G_TG3 | 10434 | G | TG3 |  | Non-Fossil Waste | FRCC | Florida | Polk | 32 | 1982 | 9999 |  |  |  | 0.70317 | Default Emission Factor
Mosaic New Wales Operations | 10434_G_TG4 | 10434 | G | TG4 |  | Non-Fossil Waste | FRCC | Florida | Polk | 24 | 2014 | 9999 |  |  |  | 0.70317 | Default Emission Factor
ExxonMobil Baytown Refinery | 10436_G_GT38 | 10436 | G | GT38 |  | Combustion Turbine | ERC_REST | Texas | Harris | 28 | 1989 | 9999 | 2019 | 12.5994 | 222231.8438 | 0.11339 | NEI 2019
ExxonMobil Baytown Refinery | 10436_G_GT41 | 10436 | G | GT41 |  | Combustion Turbine | ERC_REST | Texas | Harris | 18 | 1977 | 9999 | 2019 | 8.5087 | 142863.3281 | 0.11912 | NEI 2019
ExxonMobil Baytown Refinery | 10436_G_GT42 | 10436 | G | GT42 |  | Combustion Turbine | ERC_REST | Texas | Harris | 18 | 1977 | 9999 | 2019 | 8.2411 | 142863.3281 | 0.11537 | NEI 2019
ExxonMobil Baytown Refinery | 10436_G_GT43 | 10436 | G | GT43 |  | Combustion Turbine | ERC_REST | Texas | Harris | 18 | 1977 | 9999 | 2019 | 8.8996 | 142863.3281 | 0.12459 | NEI 2019
ExxonMobil Baytown Refinery | 10436_G_GT44 | 10436 | G | GT44 |  | Combustion Turbine | ERC_REST | Texas | Harris | 18 | 1977 | 9999 | 2019 | 8.4395 | 142863.3281 | 0.11815 | NEI 2019
ExxonMobil Baytown Refinery | 10436_G_GT45 | 10436 | G | GT45 |  | Combustion Turbine | ERC_REST | Texas | Harris | 28 | 1988 | 9999 | 2019 | 9.0716 | 222231.8438 | 0.08164 | NEI 2019
ExxonMobil Baytown Refinery | 10436_G_ST34 | 10436 | G | ST34 |  | Non-Fossil Waste | ERC_REST | Texas | Harris | 7.5 | 1952 | 9999 |  |  |  | 0.70317 | Default Emission Factor
Wisconsin Rapids Paper Mill | 10466_G_GEN3 | 10466 | G | GEN3 |  | Non-Fossil Waste | MIS_WUMS | Wisconsin | Wood | 5 | 1976 | 9999 |  |  |  | 0.70317 | Default Emission Factor
Kern River Cogeneration | 10496_G_GTAG | 10496 | G | GTAG |  | Combustion Turbine | WECC_SCE | California | Kern | 72 | 1985 | 9999 |  |  |  | 0.12736 | Default Emission Factor
Kern River Cogeneration | 10496_G_GTBG | 10496 | G | GTBG |  | Combustion Turbine | WECC_SCE | California | Kern | 72 | 1985 | 9999 |  |  |  | 0.12736 | Default Emission Factor
Kern River Cogeneration | 10496_G_GTCG | 10496 | G | GTCG |  | Combustion Turbine | WECC_SCE | California | Kern | 72 | 1985 | 9999 | 2017 | 2.2856 | 175721 | 0.02601 | NEI 2019
Kern River Cogeneration | 10496_G_GTDG | 10496 | G | GTDG |  | Combustion Turbine | WECC_SCE | California | Kern | 72 | 1985 | 9999 | 2017 | 13.6924 | 175721 | 0.15584 | NEI 2019
Mid-Set Cogeneration | 10501_G_K100 | 10501 | G | K100 |  | Combustion Turbine | WEC_CALN | California | Kern | 36 | 1989 | 9999 |  |  |  | 0.12736 | Default Emission Factor
Lederle Laboratories | 10521_G_3A | 10521 | G | 3A |  | Combined Cycle | NY_Z_G-I | New York | Rockland | 1.5 | 1998 | 9999 |  |  |  | 0.04505 | Default Emission Factor
Lederle Laboratories | 10521_G_GEN1 | 10521 | G | GEN1 |  | Combined Cycle | NY_Z_G-I | New York | Rockland | 8.3 | 1991 | 9999 |  |  |  | 0.04505 | Default Emission Factor
Lederle Laboratories | 10521_G_GEN2 | 10521 | G | GEN2 |  | Combined Cycle | NY_Z_G-I | New York | Rockland | 8.3 | 1991 | 9999 |  |  |  | 0.04505 | Default Emission Factor
Lederle Laboratories | 10521_G_GEN3 | 10521 | G | GEN3 |  | Combined Cycle | NY_Z_G-I | New York | Rockland | 2.2 | 1990 | 9999 |  |  |  | 0.04505 | Default Emission Factor
Lederle Laboratories | 10521_G_TG4 | 10521 | G | TG4 |  | Combined Cycle | NY_Z_G-I | New York | Rockland | 1.4 | 1997 | 9999 |  |  |  | 0.04505 | Default Emission Factor
Grand River | 10532_G_2-1 | 10532 | G | 2-1 |  | Landfill Gas | MIS_LMI | Michigan | Clinton | 0.8 | 1991 | 9999 |  |  |  | 0.54258 | Default Emission Factor
Grand River | 10532_G_2-3 | 10532 | G | 2-3 |  | Landfill Gas | MIS_LMI | Michigan | Clinton | 0.8 | 1991 | 9999 |  |  |  | 0.54258 | Default Emission Factor
Grand River | 10532_G_2-4 | 10532 | G | 2-4 |  | Landfill Gas | MIS_LMI | Michigan | Clinton | 0.8 | 1996 | 9999 |  |  |  | 0.54258 | Default Emission Factor
Grand River | 10532_G_2-5 | 10532 | G | 2-5 |  | Landfill Gas | MIS_LMI | Michigan | Clinton | 0.8 | 1997 | 9999 |  |  |  | 0.54258 | Default Emission Factor
San Jose Cogeneration | 10548_G_GEN1 | 10548 | G | GEN1 |  | Combustion Turbine | WEC_CALN | California | Santa Clara | 5.6 | 1984 | 9999 |  |  |  | 0.12736 | Default Emission Factor
Al Turi | 10549_G_2 | 10549 | G | 2 |  | Landfill Gas | NY_Z_G-I | New York | Orange | 0.8 | 2011 | 9999 |  |  |  | 0.54258 | Default Emission Factor
Al Turi | 10549_G_3 | 10549 | G | 3 |  | Landfill Gas | NY_Z_G-I | New York | Orange | 0.8 | 2011 | 9999 |  |  |  | 0.54258 | Default Emission Factor
Formosa Utility Venture Ltd | 10554_G_3ST1 | 10554 | G | 3ST1 |  | Combined Cycle | ERC_REST | Texas | Calhoun | 38 | 2019 | 9999 |  |  |  | 0.02842 | Default Emission Factor
Formosa Utility Venture Ltd | 10554_G_3TBG1 | 10554 | G | 3TBG1 |  | Combined Cycle | ERC_REST | Texas | Calhoun | 97 | 2019 | 9999 |  |  |  | 0.02842 | Default Emission Factor
Formosa Utility Venture Ltd | 10554_G_3TBG2 | 10554 | G | 3TBG2 |  | Combined Cycle | ERC_REST | Texas | Calhoun | 97 | 2019 | 9999 |  |  |  | 0.02842 | Default Emission Factor
Formosa Utility Venture Ltd | 10554_G_BO3 | 10554 | G | BO3 |  | Combined Cycle | ERC_REST | Texas | Calhoun | 32 | 1987 | 9999 | 2019 | 2.15 | 208030.08 | 0.03786 | NEI 2019
Formosa Utility Venture Ltd | 10554_G_ST1 | 10554 | G | ST1 |  | Combined Cycle | ERC_REST | Texas | Calhoun | 28.5 | 1994 | 9999 |  |  |  | 0.03786 | NEI 2019
Formosa Utility Venture Ltd | 10554_G_ST2 | 10554 | G | ST2 |  | Combined Cycle | ERC_REST | Texas | Calhoun | 57.5 | 1994 | 9999 |  |  |  | 0.05122 | NEI 2019
Formosa Utility Venture Ltd | 10554_G_ST3 | 10554 | G | ST3 |  | Combined Cycle | ERC_REST | Texas | Calhoun | 47.3 | 2002 | 9999 |  |  |  | 0.04009 | NEI 2019
Formosa Utility Venture Ltd | 10554_G_TBG1 | 10554 | G | TBG1 |  | Combined Cycle | ERC_REST | Texas | Calhoun | 72 | 1993 | 9999 | 2019 | 13.8 | 634477 | 0.03786 | NEI 2019
Formosa Utility Venture Ltd | 10554_G_TBG2 | 10554 | G | TBG2 |  | Combined Cycle | ERC_REST | Texas | Calhoun | 72 | 1993 | 9999 | 2019 | 14.69 | 474109.81 | 0.05122 | NEI 2019
Formosa Utility Venture Ltd | 10554_G_TBG3 | 10554 | G | TBG3 |  | Combined Cycle | ERC_REST | Texas | Calhoun | 72 | 1993 | 9999 | 2019 | 17.17 | 545044.94 | 0.05122 | NEI 2019
Formosa Utility Venture Ltd | 10554_G_TBG4 | 10554 | G | TBG4 |  | Combined Cycle | ERC_REST | Texas | Calhoun | 72 | 1994 | 9999 | 2019 | 16.15 | 855650.58 | 0.05122 | NEI 2019
Formosa Utility Venture Ltd | 10554_G_TBG5 | 10554 | G | TBG5 |  | Combined Cycle | ERC_REST | Texas | Calhoun | 72 | 1994 | 9999 | 2019 | 13.54 | 540598.46 | 0.04009 | NEI 2019
Formosa Utility Venture Ltd | 10554_G_TBG6 | 10554 | G | TBG6 |  | Combined Cycle | ERC_REST | Texas | Calhoun | 72 | 2003 | 9999 | 2019 | 10.84 | 675680.66 | 0.04009 | NEI 2019
Algonquin Windsor Locks | 10567_G_GTG | 10567 | G | GTG | 3556 | Combined Cycle | NENG_CT | Connecticut | Hartford | 35 | 1990 | 9999 | 2019 | 0.12514 | 4520.2 | 0.16158 | NEI 2019
Algonquin Windsor Locks | 10567_G_GTG2 | 10567 | G | GTG2 |  | Combined Cycle | NENG_CT | Connecticut | Hartford | 13 | 2012 | 9999 | 2019 | 9.8067 | 107315.95 | 0.16158 | NEI 2019
Algonquin Windsor Locks | 10567_G_STG | 10567 | G | STG | 3556 | Combined Cycle | NENG_CT | Connecticut | Hartford | 16 | 1990 | 9999 | 2019 | 0.09507 | 12273.41 | 0.16158 | NEI 2019
Tesoro Wilmington Calciner | 10601_G_GEN1 | 10601 | G | GEN1 |  | Non-Fossil Waste | WECC_SCE | California | Los Angeles | 30.7 | 1982 | 9999 |  |  |  | 0.70317 | Default Emission Factor
CH Resources Beaver Falls | 10617_G_GEN1 | 10617 | G | GEN1 | 3560 | Combined Cycle | NY_Z_C&E | New York | Lewis | 50.7 | 1995 | 9999 | 2019 | 0.049514 | 1912 | 0.05179 | NEI 2019
CH Resources Beaver Falls | 10617_G_GEN2 | 10617 | G | GEN2 | 3560 | Combined Cycle | NY_Z_C&E | New York | Lewis | 30.6 | 1995 | 9999 |  |  |  | 0.05179 | NEI 2019
Carthage Energy LLC | 10620_G_GEN1 | 10620 | G | GEN1 | 3563 | Combined Cycle | NY_Z_C&E | New York | Jefferson | 38.2 | 1991 | 9999 | 2019 | 0.10467 | 2207 | 0.08655 | NEI 2019
Carthage Energy LLC | 10620_G_GEN2 | 10620 | G | GEN2 | 3563 | Combined Cycle | NY_Z_C&E | New York | Jefferson | 21 | 1991 | 9999 | 2019 | 0.032209 | 956 | 0.08655 | NEI 2019
CH Resources Syracuse | 10621_G_GEN1 | 10621 | G | GEN1 | 3564 | Combined Cycle | NY_Z_C&E | New York | Onondaga | 56.5 | 1994 | 9999 | 2019 | 0.52123 | 13417 | 0.07692 | NEI 2019
CH Resources Syracuse | 10621_G_GEN2 | 10621 | G | GEN2 | 3564 | Combined Cycle | NY_Z_C&E | New York | Onondaga | 28.8 | 1994 | 9999 | 2019 | 0.0029228 | 211 | 0.07692 | NEI 2019
Civic Center | 10623_G_GEN1 | 10623 | G | GEN1 |  | Combined Cycle | WEC_LADW | California | Los Angeles | 22.1 | 1989 | 9999 |  |  |  | 0.04505 | Default Emission Factor
Civic Center | 10623_G_GEN2 | 10623 | G | GEN2 |  | Combined Cycle | WEC_LADW | California | Los Angeles | 1.5 | 1989 | 9999 |  |  |  | 0.04505 | Default Emission Factor
Hopewell Cogeneration | 10633_G_GT1 | 10633 | G | GT1 | 88335 | Combined Cycle | PJM_Dom | Virginia | Prince George | 94.1 | 1990 | 9999 | 2019 | 3.2947 | 739768 | 0.01415 | NEI 2019
Hopewell Cogeneration | 10633_G_GT2 | 10633 | G | GT2 | 88336 | Combined Cycle | PJM_Dom | Virginia | Prince George | 94.1 | 1990 | 9999 | 2019 | 3.5754 | 372851 | 0.01415 | NEI 2019
Hopewell Cogeneration | 10633_G_GT3 | 10633 | G | GT3 | 88337 | Combined Cycle | PJM_Dom | Virginia | Prince George | 94.1 | 1990 | 9999 | 2019 | 3.7074 | 382809 | 0.01415 | NEI 2019
Hopewell Cogeneration | 10633_G_ST1 | 10633 | G | ST1 | 88335 | Combined Cycle | PJM_Dom | Virginia | Prince George | 96 | 1990 | 9999 |  |  |  | 0.01415 | NEI 2019
Bear Mountain Limited | 10649_G_GEN1 | 10649 | G | GEN1 | 91243 | Combustion Turbine | WEC_CALN | California | Kern | 46 | 1995 | 9999 |  |  |  | 0.12736 | Default Emission Factor
Badger Creek Limited | 10650_G_GEN1 | 10650 | G | GEN1 | 91244 | Combustion Turbine | WEC_CALN | California | Kern | 46 | 1991 | 9999 | 2017 | 0.12326 | 15982 | 0.01542 | NEI 2019
Marshalltown | 1068_G_1 | 1068 | G | 1 | 89836 | Combustion Turbine | MIS_IA | Iowa | Marshall | 55.9 | 1978 | 9999 | 2019 | 0.13025 | 9627.794 | 0.02706 | NEI 2019
Marshalltown | 1068_G_2 | 1068 | G | 2 | 89842 | Combustion Turbine | MIS_IA | Iowa | Marshall | 56.2 | 1978 | 9999 | 2019 | 0.23133 | 9679.4638 | 0.0478 | NEI 2019
Marshalltown | 1068_G_3 | 1068 | G | 3 | 89844 | Combustion Turbine | MIS_IA | Iowa | Marshall | 61.7 | 1978 | 9999 | 2019 | 0.23646 | 10626.7422 | 0.0445 | NEI 2019
Brush Generation Facility | 10682_G_GT1 | 10682 | G | GT1 |  | Combined Cycle | WECC_CO | Colorado | Morgan | 25 | 1990 | 9999 | 2017 | 0.089999 | 3770 | 0.02774 | NEI 2019
Brush Generation Facility | 10682_G_GT2 | 10682 | G | GT2 | 3576 | Combustion Turbine | WECC_CO | Colorado | Morgan | 25 | 1990 | 9999 | 2017 | 0.34 | 2853 | 0.23835 | NEI 2019
Brush Generation Facility | 10682_G_GT3 | 10682 | G | GT3 |  | Combined Cycle | WECC_CO | Colorado | Morgan | 32 | 1994 | 9999 | 2017 | 0.14 | 3678 | 0.04328 | NEI 2019
Brush Generation Facility | 10682_G_GT4 | 10682 | G | GT4 | 4142 | Combined Cycle | WECC_CO | Colorado | Morgan | 25 | 1999 | 9999 | 2017 | 1.31 | 4072 | 0.05181 | NEI 2019
Brush Generation Facility | 10682_G_GT5 | 10682 | G | GT5 | 4143 | Combined Cycle | WECC_CO | Colorado | Morgan | 25 | 1999 | 9999 | 2019 | 0.61 | 70046 | 0.05181 | NEI 2019
Brush Generation Facility | 10682_G_ST1 | 10682 | G | ST1 |  | Combined Cycle | WECC_CO | Colorado | Morgan | 30 | 1990 | 9999 |  |  |  | 0.02774 | NEI 2019
Brush Generation Facility | 10682_G_ST2 | 10682 | G | ST2 |  | Combined Cycle | WECC_CO | Colorado | Morgan | 40 | 1994 | 9999 |  |  |  | 0.04328 | NEI 2019
Brush Generation Facility | 10682_G_ST4 | 10682 | G | ST4 | 4143 | Combined Cycle | WECC_CO | Colorado | Morgan | 90 | 2002 | 9999 |  |  |  | 0.05181 | NEI 2019
ExxonMobil Baton Rouge Turbine Generator | 10690_G_CTG1 | 10690 | G | CTG1 |  | Combustion Turbine | MIS_LA | Louisiana | East Baton Rouge | 76.7 | 1990 | 9999 |  |  |  | 0.12736 | Default Emission Factor
ExxonMobil Baytown Turbine | 10692_G_GEN1 | 10692 | G | GEN1 |  | Combustion Turbine | ERC_REST | Texas | Harris | 32 | 1989 | 9999 |  |  |  | 0.12736 | Default Emission Factor
ExxonMobil Baytown Turbine | 10692_G_GEN2 | 10692 | G | GEN2 |  | Combustion Turbine | ERC_REST | Texas | Harris | 32 | 1989 | 9999 |  |  |  | 0.12736 | Default Emission Factor
ExxonMobil Baytown Turbine | 10692_G_GEN3 | 10692 | G | GEN3 |  | Combustion Turbine | ERC_REST | Texas | Harris | 32 | 1989 | 9999 |  |  |  | 0.12736 | Default Emission Factor
ExxonMobil Baytown Turbine | 10692_G_GEN4 | 10692 | G | GEN4 |  | Combustion Turbine | ERC_REST | Texas | Harris | 90 | 1997 | 9999 |  |  |  | 0.12736 | Default Emission Factor
ExxonMobil Baytown Turbine | 10692_G_GEN5 | 10692 | G | GEN5 |  | Combustion Turbine | ERC_REST | Texas | Harris | 140 | 2004 | 9999 |  |  |  | 0.12736 | Default Emission Factor
Selkirk Cogen | 10725_G_GEN1 | 10725 | G | GEN1 | 3577 | Combined Cycle | NY_Z_F | New York | Albany | 69.4 | 1992 | 9999 | 2019 | 0.21905 | 47501 | 0.08785 | NEI 2019
Selkirk Cogen | 10725_G_GEN2 | 10725 | G | GEN2 | 3577 | Combined Cycle | NY_Z_F | New York | Albany | 8.7 | 1992 | 9999 |  |  |  | 0.08785 | NEI 2019
Selkirk Cogen | 10725_G_GEN3 | 10725 | G | GEN3 | 3578 | Combined Cycle | NY_Z_F | New York | Albany | 79.3 | 1994 | 9999 |  |  |  | 0.08785 | NEI 2019
Selkirk Cogen | 10725_G_GEN4 | 10725 | G | GEN4 | 3579 | Combined Cycle | NY_Z_F | New York | Albany | 79.3 | 1994 | 9999 |  |  |  | 0.08785 | NEI 2019
Selkirk Cogen | 10725_G_GEN5 | 10725 | G | GEN5 | 3578 | Combined Cycle | NY_Z_F | New York | Albany | 123.6 | 1994 | 9999 | 2019 | 6.4887 | 105209 | 0.08785 | NEI 2019
Masspower | 10726_G_GEN1 | 10726 | G | GEN1 | 3580 | Combined Cycle | NENGREST | Massachusetts | Hampden | 83 | 1993 | 9999 | 2019 | 2.0861 | 282447 | 0.02782 | NEI 2019
Masspower | 10726_G_GEN2 | 10726 | G | GEN2 | 3581 | Combined Cycle | NENGREST | Massachusetts | Hampden | 83 | 1993 | 9999 |  |  |  | 0.02782 | NEI 2019
Masspower | 10726_G_GEN3 | 10726 | G | GEN3 | 3580 | Combined Cycle | NENGREST | Massachusetts | Hampden | 79 | 1993 | 9999 |  |  |  | 0.02782 | NEI 2019
Midland Cogeneration Venture | 10745_G_1G12 | 10745 | G | 1G12 |  | Combustion Turbine | MIS_LMI | Michigan | Midland | 5.2 | 1990 | 9999 |  |  |  | 0.92213 | Default Emission Factor
Midland Cogeneration Venture | 10745_G_BP15 | 10745 | G | BP15 | 88573 | Combined Cycle | MIS_LMI | Michigan | Midland | 13.4 | 1998 | 9999 | 2019 | 2.529 | 35597.06 | 0.13363 | NEI 2019
Midland Cogeneration Venture | 10745_G_GT10 | 10745 | G | GT10 | 88574 | Combined Cycle | MIS_LMI | Michigan | Midland | 88 | 1990 | 9999 |  |  |  | 0.13363 | NEI 2019
Midland Cogeneration Venture | 10745_G_GT11 | 10745 | G | GT11 | 88575 | Combined Cycle | MIS_LMI | Michigan | Midland | 88 | 1990 | 9999 |  |  |  | 0.13363 | NEI 2019
Midland Cogeneration Venture | 10745_G_GT12 | 10745 | G | GT12 | 88576 | Combined Cycle | MIS_LMI | Michigan | Midland | 88 | 1990 | 9999 | 2019 | 24.51 | 646670.87 | 0.13363 | NEI 2019
Midland Cogeneration Venture | 10745_G_GT13 | 10745 | G | GT13 | 88577 | Combined Cycle | MIS_LMI | Michigan | Midland | 88 | 1990 | 9999 |  |  |  | 0.13363 | NEI 2019
Midland Cogeneration Venture | 10745_G_GT14 | 10745 | G | GT14 | 88578 | Combined Cycle | MIS_LMI | Michigan | Midland | 88 | 1990 | 9999 | 2019 | 225.55 | 6454509.01 | 0.13363 | NEI 2019
Midland Cogeneration Venture | 10745_G_GT3 | 10745 | G | GT3 | 88567 | Combined Cycle | MIS_LMI | Michigan | Midland | 88 | 1989 | 9999 |  |  |  | 0.04505 | Default Emission Factor
Midland Cogeneration Venture | 10745_G_GT4 | 10745 | G | GT4 | 88568 | Combined Cycle | MIS_LMI | Michigan | Midland | 88 | 1989 | 9999 |  |  |  | 0.04505 | Default Emission Factor
Midland Cogeneration Venture | 10745_G_GT5 | 10745 | G | GT5 | 88569 | Combined Cycle | MIS_LMI | Michigan | Midland | 88 | 1989 | 9999 |  |  |  | 0.04505 | Default Emission Factor
Midland Cogeneration Venture | 10745_G_GT6 | 10745 | G | GT6 | 88570 | Combined Cycle | MIS_LMI | Michigan | Midland | 88 | 1989 | 9999 |  |  |  | 0.04505 | Default Emission Factor
Midland Cogeneration Venture | 10745_G_GT7 | 10745 | G | GT7 | 88571 | Combined Cycle | MIS_LMI | Michigan | Midland | 88 | 1989 | 9999 |  |  |  | 0.04505 | Default Emission Factor
Midland Cogeneration Venture | 10745_G_GT8 | 10745 | G | GT8 | 88572 | Combined Cycle | MIS_LMI | Michigan | Midland | 88 | 1989 | 9999 |  |  |  | 0.04505 | Default Emission Factor
Midland Cogeneration Venture | 10745_G_GT9 | 10745 | G | GT9 | 88573 | Combined Cycle | MIS_LMI | Michigan | Midland | 88 | 1990 | 9999 |  |  |  | 0.13363 | NEI 2019
Midland Cogeneration Venture | 10745_G_ST1 | 10745 | G | ST1 | 88567 | Combined Cycle | MIS_LMI | Michigan | Midland | 410 | 1990 | 9999 |  |  |  | 0.04505 | Default Emission Factor
Midland Cogeneration Venture | 10745_G_ST2 | 10745 | G | ST2 | 88573 | Combined Cycle | MIS_LMI | Michigan | Midland | 380 | 1990 | 9999 | 2019 | 0.568 | 1716247.2 | 0.13363 | NEI 2019
Marina Landfill Gas | 10748_G_U1C06 | 10748 | G | U1C06 |  | Landfill Gas | WEC_CALN | California | Monterey | 1.6 | 2006 | 9999 |  |  |  | 0.54258 | Default Emission Factor
Marina Landfill Gas | 10748_G_U2J02 | 10748 | G | U2J02 |  | Landfill Gas | WEC_CALN | California | Monterey | 1 | 2002 | 9999 |  |  |  | 0.54258 | Default Emission Factor
Marina Landfill Gas | 10748_G_U4J16 | 10748 | G | U4J16 |  | Landfill Gas | WEC_CALN | California | Monterey | 1.2 | 2016 | 9999 |  |  |  | 0.54258 | Default Emission Factor
Camden Plant Holdings LLC | 10751_G_GEN1 | 10751 | G | GEN1 | 3583 | Combined Cycle | PJM_EMAC | New Jersey | Camden | 79.8 | 1993 | 9999 |  |  |  | 0.03952 | NEI 2019
Camden Plant Holdings LLC | 10751_G_GEN2 | 10751 | G | GEN2 | 3583 | Combined Cycle | PJM_EMAC | New Jersey | Camden | 65.2 | 1993 | 9999 | 2019 | 1.17 | 59215 | 0.03952 | NEI 2019
Rifle Generating Station | 10755_G_GT2 | 10755 | G | GT2 |  | Combined Cycle | WECC_CO | Colorado | Garfield | 13 | 1987 | 9999 |  |  |  | 0.04505 | Default Emission Factor
Rifle Generating Station | 10755_G_GT3 | 10755 | G | GT3 |  | Combined Cycle | WECC_CO | Colorado | Garfield | 13 | 1987 | 9999 |  |  |  | 0.04505 | Default Emission Factor
Rifle Generating Station | 10755_G_GT4 | 10755 | G | GT4 |  | Combined Cycle | WECC_CO | Colorado | Garfield | 13 | 1987 | 9999 |  |  |  | 0.04505 | Default Emission Factor
Rifle Generating Station | 10755_G_ST1 | 10755 | G | ST1 |  | Combined Cycle | WECC_CO | Colorado | Garfield | 34 | 1987 | 9999 |  |  |  | 0.04505 | Default Emission Factor
Las Vegas Generating Station | 10761_G_GEN1 | 10761 | G | GEN1 | 90316 | Combined Cycle | WECC_SNV | Nevada | Clark | 41 | 1994 | 9999 | 2019 | 0.62 | 38196 | 0.03246 | NEI 2019
Las Vegas Generating Station | 10761_G_GEN2 | 10761 | G | GEN2 | 90316 | Combined Cycle | WECC_SNV | Nevada | Clark | 9 | 1994 | 9999 |  |  |  | 0.03246 | NEI 2019
Las Vegas Generating Station | 10761_G_GEN3 | 10761 | G | GEN3 | 3587 | Combined Cycle | WECC_SNV | Nevada | Clark | 45 | 2003 | 9999 | 2019 | 0.99 | 52621 | 0.04687 | NEI 2019
Las Vegas Generating Station | 10761_G_GEN4 | 10761 | G | GEN4 | 3588 | Combined Cycle | WECC_SNV | Nevada | Clark | 45 | 2003 | 9999 | 2019 | 1 | 32291 | 0.04687 | NEI 2019
Las Vegas Generating Station | 10761_G_GEN5 | 10761 | G | GEN5 | 3589 | Combined Cycle | WECC_SNV | Nevada | Clark | 45 | 2003 | 9999 | 2019 | 0.88 | 46551 | 0.04685 | NEI 2019
Las Vegas Generating Station | 10761_G_GEN6 | 10761 | G | GEN6 | 3590 | Combined Cycle | WECC_SNV | Nevada | Clark | 45 | 2003 | 9999 | 2019 | 0.83 | 26445 | 0.04685 | NEI 2019
Las Vegas Generating Station | 10761_G_GEN7 | 10761 | G | GEN7 | 3587 | Combined Cycle | WECC_SNV | Nevada | Clark | 26 | 2003 | 9999 |  |  |  | 0.04687 | NEI 2019
Las Vegas Generating Station | 10761_G_GEN8 | 10761 | G | GEN8 | 3589 | Combined Cycle | WECC_SNV | Nevada | Clark | 26 | 2003 | 9999 |  |  |  | 0.04685 | NEI 2019
E F Oxnard Energy Facility | 10776_G_GTG | 10776 | G | GTG |  | Combustion Turbine | WECC_SCE | California | Ventura | 48.5 | 1990 | 9999 | 2017 | 4.6788 | 163730 | 0.05715 | NEI 2019
Sabine River Works | 10789_G_GEN1 | 10789 | G | GEN1 |  | Combined Cycle | MIS_WOTA | Texas | Orange | 82 | 1987 | 9999 | 2018 | 10.1186 | 253912 | 0.04778 | Texas Emissions Inventory
Sabine River Works | 10789_G_GT1A | 10789 | G | GT1A | 3945 | Combined Cycle | MIS_WOTA | Texas | Orange | 160 | 2001 | 9999 | 2019 | 20.5875 | 1283304 | 0.04778 | NEI 2019
Sabine River Works | 10789_G_GT1B | 10789 | G | GT1B | 3946 | Combined Cycle | MIS_WOTA | Texas | Orange | 160 | 2001 | 9999 | 2019 | 33.2245 | 1161713 | 0.04778 | NEI 2019
Sabine River Works | 10789_G_ST1A | 10789 | G | ST1A | 3945 | Combined Cycle | MIS_WOTA | Texas | Orange | 100 | 2001 | 9999 |  |  |  | 0.04505 | Default Emission Factor
Coralville GT | 1079_G_1 | 1079 | G | 1 |  | Combustion Turbine | MIS_MIDA | Iowa | Johnson | 16.5 | 1970 | 9999 |  |  |  | 0.12736 | Default Emission Factor
Coralville GT | 1079_G_2 | 1079 | G | 2 |  | Combustion Turbine | MIS_MIDA | Iowa | Johnson | 17.2 | 1970 | 9999 |  |  |  | 0.12736 | Default Emission Factor
Coralville GT | 1079_G_3 | 1079 | G | 3 |  | Combustion Turbine | MIS_MIDA | Iowa | Johnson | 16.2 | 1970 | 9999 |  |  |  | 0.12736 | Default Emission Factor
Coralville GT | 1079_G_4 | 1079 | G | 4 |  | Combustion Turbine | MIS_MIDA | Iowa | Johnson | 16.5 | 1970 | 9999 |  |  |  | 0.12736 | Default Emission Factor
Victoria Texas Plant | 10790_G_GEN1 | 10790 | G | GEN1 |  | Combustion Turbine | ERC_REST | Texas | Victoria | 75 | 1987 | 9999 | 2019 | 7.0266 | 505437 | 0.0278 | NEI 2019
Kenilworth Energy Facility | 10805_G_GEN1 | 10805 | G | GEN1 | 3600 | Combined Cycle | PJM_EMAC | New Jersey | Union | 20 | 1989 | 9999 |  |  |  | 0.06882 | NEI 2019
Kenilworth Energy Facility | 10805_G_GEN2 | 10805 | G | GEN2 | 3600 | Combined Cycle | PJM_EMAC | New Jersey | Union | 4.5 | 1989 | 9999 | 2019 | 5.198 | 151060.04 | 0.06882 | NEI 2019
Ada Cogeneration LP | 10819_G_GEN1 | 10819 | G | GEN1 |  | Combined Cycle | MIS_LMI | Michigan | Kent | 22 | 1990 | 9999 | 2019 | 3.6 | 113112 | 0.05834 | NEI 2019
Ada Cogeneration LP | 10819_G_GEN2 | 10819 | G | GEN2 |  | Combined Cycle | MIS_LMI | Michigan | Kent | 8 | 1990 | 9999 | 2019 | 0.4 | 24017 | 0.05834 | NEI 2019
Deer Island Treatment Plant | 10823_G_G101 | 10823 | G | G101 | 3602 | Combustion Turbine | NENGREST | Massachusetts | Suffolk | 22 | 1995 | 9999 | 2019 | 0.59395 | 4016.04 | 0.29579 | NEI 2019
Deer Island Treatment Plant | 10823_G_G201 | 10823 | G | G201 | 3603 | Combustion Turbine | NENGREST | Massachusetts | Suffolk | 22 | 1995 | 9999 | 2019 | 0.59288 | 4016.04 | 0.29525 | NEI 2019
River Hills | 1084_G_1 | 1084 | G | 1 |  | Combustion Turbine | MIS_MIDA | Iowa | Polk | 16 | 1966 | 9999 |  |  |  | 0.12736 | Default Emission Factor
River Hills | 1084_G_2 | 1084 | G | 2 |  | Combustion Turbine | MIS_MIDA | Iowa | Polk | 16 | 1966 | 9999 |  |  |  | 0.12736 | Default Emission Factor
River Hills | 1084_G_3 | 1084 | G | 3 |  | Combustion Turbine | MIS_MIDA | Iowa | Polk | 16 | 1966 | 9999 |  |  |  | 0.12736 | Default Emission Factor
River Hills | 1084_G_4 | 1084 | G | 4 |  | Combustion Turbine | MIS_MIDA | Iowa | Polk | 16 | 1966 | 9999 |  |  |  | 0.12736 | Default Emission Factor
River Hills | 1084_G_5 | 1084 | G | 5 |  | Combustion Turbine | MIS_MIDA | Iowa | Polk | 16 | 1967 | 9999 |  |  |  | 0.12736 | Default Emission Factor
River Hills | 1084_G_6 | 1084 | G | 6 |  | Combustion Turbine | MIS_MIDA | Iowa | Polk | 16 | 1967 | 9999 |  |  |  | 0.12736 | Default Emission Factor
River Hills | 1084_G_7 | 1084 | G | 7 |  | Combustion Turbine | MIS_MIDA | Iowa | Polk | 16 | 1968 | 9999 |  |  |  | 0.12736 | Default Emission Factor
River Hills | 1084_G_8 | 1084 | G | 8 |  | Combustion Turbine | MIS_MIDA | Iowa | Polk | 16 | 1968 | 9999 |  |  |  | 0.12736 | Default Emission Factor
Archer Daniels Midland Cedar Rapids | 10864_G_GEN7 | 10864 | G | GEN7 |  | Combustion Turbine | MIS_IA | Iowa | Linn | 35 | 2016 | 9999 | 2019 | 11.9014 | 269853 | 0.08821 | NEI 2019
Hazelton | 10870_G_GEN1 | 10870 | G | GEN1 | 3605 | Combustion Turbine | PJM_WMAC | Pennsylvania | Luzerne | 58.9 | 1989 | 9999 | 2019 | 0.352 | 5951.489 | 0.11829 | NEI 2019
Hazelton | 10870_G_GEN2 | 10870 | G | GEN2 | 9579 | Combustion Turbine | PJM_WMAC | Pennsylvania | Luzerne | 28.3 | 2002 | 9999 | 2019 | 0.48 | 2859.544 | 0.33572 | NEI 2019
Hazelton | 10870_G_GEN3 | 10870 | G | GEN3 | 9580 | Combustion Turbine | PJM_WMAC | Pennsylvania | Luzerne | 29.3 | 2002 | 9999 | 2019 | 0.36305 | 2960.5879 | 0.24526 | NEI 2019
Hazelton | 10870_G_GEN4 | 10870 | G | GEN4 | 9581 | Combustion Turbine | PJM_WMAC | Pennsylvania | Luzerne | 29.1 | 2002 | 9999 | 2019 | 0.8149 | 2940.3791 | 0.55428 | NEI 2019
Medical Area Total Energy Plant | 10883_G_CT1 | 10883 | G | CT1 |  | Combustion Turbine | NENGREST | Massachusetts | Suffolk | 12.5 | 2003 | 9999 | 2019 | 3.0813 | 87803.8926 | 0.07019 | NEI 2019
Medical Area Total Energy Plant | 10883_G_CT2 | 10883 | G | CT2 |  | Combustion Turbine | NENGREST | Massachusetts | Suffolk | 12.5 | 2003 | 9999 | 2019 | 3.1387 | 87803.8926 | 0.07149 | NEI 2019
Medical Area Total Energy Plant | 10883_G_CT3 | 10883 | G | CT3 |  | Combustion Turbine | NENGREST | Massachusetts | Suffolk | 12.8 | 2017 | 9999 |  |  |  | 0.12736 | Default Emission Factor
Medical Area Total Energy Plant | 10883_G_DEG1 | 10883 | G | DEG1 |  | Combustion Turbine | NENGREST | Massachusetts | Suffolk | 6 | 1985 | 9999 | 2019 | 0.056029 | 540.7967 | 0.20721 | NEI 2019
Medical Area Total Energy Plant | 10883_G_DEG2 | 10883 | G | DEG2 |  | Combustion Turbine | NENGREST | Massachusetts | Suffolk | 6 | 1985 | 9999 | 2019 | 0.0036968 | 540.7967 | 0.01367 | NEI 2019
Medical Area Total Energy Plant | 10883_G_DEG3 | 10883 | G | DEG3 |  | Combustion Turbine | NENGREST | Massachusetts | Suffolk | 6 | 1985 | 9999 | 2019 | 0.0082022 | 540.7967 | 0.03033 | NEI 2019
Medical Area Total Energy Plant | 10883_G_DEG4 | 10883 | G | DEG4 |  | Combustion Turbine | NENGREST | Massachusetts | Suffolk | 6 | 1985 | 9999 | 2019 | 0.033733 | 540.7967 | 0.12475 | NEI 2019
Medical Area Total Energy Plant | 10883_G_DEG5 | 10883 | G | DEG5 |  | Combustion Turbine | NENGREST | Massachusetts | Suffolk | 6 | 1985 | 9999 | 2019 | 0.031654 | 540.7967 | 0.11706 | NEI 2019
Medical Area Total Energy Plant | 10883_G_DEG6 | 10883 | G | DEG6 |  | Combustion Turbine | NENGREST | Massachusetts | Suffolk | 6 | 1986 | 9999 | 2019 | 0.0042744 | 540.7967 | 0.01581 | NEI 2019
Olive View Medical Center | 10884_G_CTC1 | 10884 | G | CTC1 |  | Combustion Turbine | WEC_LADW | California | Los Angeles | 2.7 | 1987 | 9999 |  |  |  | 0.12736 | Default Emission Factor
Olive View Medical Center | 10884_G_CTC2 | 10884 | G | CTC2 |  | Combustion Turbine | WEC_LADW | California | Los Angeles | 2.7 | 1987 | 9999 |  |  |  | 0.12736 | Default Emission Factor
Merl Parr | 1097_G_1 | 1097 | G | 1 |  | Combustion Turbine | MIS_MIDA | Iowa | Floyd | 16.6 | 1969 | 9999 |  |  |  | 0.12736 | Default Emission Factor
Merl Parr | 1097_G_2 | 1097 | G | 2 |  | Combustion Turbine | MIS_MIDA | Iowa | Floyd | 16 | 1969 | 9999 |  |  |  | 0.12736 | Default Emission Factor
Burlington (IA) | 1104_G_GT1 | 1104 | G | GT1 |  | Combustion Turbine | MIS_IA | Iowa | Des Moines | 12.7 | 1994 | 2025 | 2019 | 0.01703 | 172.9362 | 0.19696 | NEI 2019
Burlington (IA) | 1104_G_GT2 | 1104 | G | GT2 |  | Combustion Turbine | MIS_IA | Iowa | Des Moines | 11.9 | 1995 | 2025 | 2019 | 0.01844 | 162.0426 | 0.2276 | NEI 2019
Burlington (IA) | 1104_G_GT3 | 1104 | G | GT3 |  | Combustion Turbine | MIS_IA | Iowa | Des Moines | 13 | 1996 | 2025 | 2019 | 0.017478 | 177.0213 | 0.19747 | NEI 2019
Burlington (IA) | 1104_G_GT4 | 1104 | G | GT4 |  | Combustion Turbine | MIS_IA | Iowa | Des Moines | 9.4 | 1994 | 2025 | 2019 | 0.015782 | 128 | 0.24659 | NEI 2019
Algona | 1120_G_6 | 1120 | G | 6 |  | Combustion Turbine | MIS_MIDA | Iowa | Kossuth | 3.2 | 1965 | 9999 |  |  |  | 0.92213 | Default Emission Factor
Algona | 1120_G_7 | 1120 | G | 7 |  | Combustion Turbine | MIS_MIDA | Iowa | Kossuth | 4.1 | 1970 | 9999 |  |  |  | 0.92213 | Default Emission Factor
Algona | 1120_G_8 | 1120 | G | 8 |  | Combustion Turbine | MIS_MIDA | Iowa | Kossuth | 4.4 | 1994 | 9999 |  |  |  | 0.92213 | Default Emission Factor
Algona | 1120_G_9 | 1120 | G | 9 |  | Combustion Turbine | MIS_MIDA | Iowa | Kossuth | 4.4 | 1994 | 9999 |  |  |  | 0.92213 | Default Emission Factor
Alta Municipal Utilities | 1121_G_2A | 1121 | G | 2A |  | Combustion Turbine | MIS_MIDA | Iowa | Buena Vista | 2 | 2018 | 9999 |  |  |  | 0.92213 | Default Emission Factor
Alta Municipal Utilities | 1121_G_3A | 1121 | G | 3A |  | Combustion Turbine | MIS_MIDA | Iowa | Buena Vista | 2 | 2018 | 9999 |  |  |  | 0.92213 | Default Emission Factor
Anita | 1123_G_2 | 1123 | G | 2 |  | Combustion Turbine | MIS_IL | Iowa | Cass | 0.1 | 1939 | 9999 |  |  |  | 0.92213 | Default Emission Factor
Anita | 1123_G_3 | 1123 | G | 3 |  | Combustion Turbine | MIS_IL | Iowa | Cass | 0.2 | 1951 | 9999 |  |  |  | 0.92213 | Default Emission Factor
Anita | 1123_G_4 | 1123 | G | 4 |  | Combustion Turbine | MIS_IL | Iowa | Cass | 0.2 | 2000 | 9999 |  |  |  | 0.92213 | Default Emission Factor
Anita | 1123_G_5 | 1123 | G | 5 |  | Combustion Turbine | MIS_IL | Iowa | Cass | 0.2 | 2000 | 9999 |  |  |  | 0.92213 | Default Emission Factor
Anita | 1123_G_6 | 1123 | G | 6 |  | Combustion Turbine | MIS_IL | Iowa | Cass | 2 | 2003 | 9999 |  |  |  | 0.92213 | Default Emission Factor
Atlantic | 1124_G_6 | 1124 | G | 6 |  | Combustion Turbine | MIS_MIDA | Iowa | Cass | 9.8 | 1999 | 9999 |  |  |  | 0.12736 | Default Emission Factor
Bancroft | 1125_G_5 | 1125 | G | 5 |  | Combustion Turbine | MIS_MIDA | Iowa | Kossuth | 0.5 | 1954 | 9999 |  |  |  | 0.92213 | Default Emission Factor
Bancroft | 1125_G_6 | 1125 | G | 6 |  | Combustion Turbine | MIS_MIDA | Iowa | Kossuth | 1.8 | 2001 | 9999 |  |  |  | 0.92213 | Default Emission Factor
Bancroft | 1125_G_7 | 1125 | G | 7 |  | Combustion Turbine | MIS_MIDA | Iowa | Kossuth | 1.8 | 2001 | 9999 |  |  |  | 0.92213 | Default Emission Factor
Bellevue | 1126_G_2 | 1126 | G | 2 |  | Combustion Turbine | MIS_IA | Iowa | Jackson | 1.6 | 1992 | 9999 |  |  |  | 0.92213 | Default Emission Factor
Bellevue | 1126_G_3 | 1126 | G | 3 |  | Combustion Turbine | MIS_IA | Iowa | Jackson | 1.7 | 2001 | 9999 |  |  |  | 0.92213 | Default Emission Factor
Bellevue | 1126_G_4 | 1126 | G | 4 |  | Combustion Turbine | MIS_IA | Iowa | Jackson | 0.6 | 1963 | 9999 |  |  |  | 0.92213 | Default Emission Factor
Bellevue | 1126_G_5 | 1126 | G | 5 |  | Combustion Turbine | MIS_IA | Iowa | Jackson | 0.7 | 1953 | 9999 |  |  |  | 0.92213 | Default Emission Factor
Bellevue | 1126_G_6 | 1126 | G | 6 |  | Combustion Turbine | MIS_IA | Iowa | Jackson | 2.4 | 1971 | 9999 |  |  |  | 0.92213 | Default Emission Factor
Bloomfield | 1127_G_1 | 1127 | G | 1 |  | Combustion Turbine | MIS_IA | Iowa | Davis | 2.3 | 1975 | 9999 |  |  |  | 0.92213 | Default Emission Factor
Bloomfield | 1127_G_2 | 1127 | G | 2 |  | Combustion Turbine | MIS_IA | Iowa | Davis | 0.2 | 1945 | 9999 |  |  |  | 0.92213 | Default Emission Factor
Bloomfield | 1127_G_3 | 1127 | G | 3 |  | Combustion Turbine | MIS_IA | Iowa | Davis | 2.2 | 1964 | 9999 |  |  |  | 0.92213 | Default Emission Factor
Bloomfield | 1127_G_4 | 1127 | G | 4 |  | Combustion Turbine | MIS_IA | Iowa | Davis | 0.2 | 1946 | 9999 |  |  |  | 0.92213 | Default Emission Factor
Bloomfield | 1127_G_5 | 1127 | G | 5 |  | Combustion Turbine | MIS_IA | Iowa | Davis | 0.8 | 1951 | 9999 |  |  |  | 0.92213 | Default Emission Factor
Bloomfield | 1127_G_6 | 1127 | G | 6 |  | Combustion Turbine | MIS_IA | Iowa | Davis | 1.2 | 1958 | 9999 |  |  |  | 0.92213 | Default Emission Factor
Brooklyn | 1128_G_7 | 1128 | G | 7 |  | Combustion Turbine | MIS_IA | Iowa | Poweshiek | 2 | 2012 | 9999 |  |  |  | 0.92213 | Default Emission Factor
Cascade | 1129_G_1 | 1129 | G | 1 |  | Combustion Turbine | MIS_IA | Iowa | Dubuque | 0.7 | 1957 | 9999 |  |  |  | 0.92213 | Default Emission Factor
Cascade | 1129_G_2 | 1129 | G | 2 |  | Combustion Turbine | MIS_IA | Iowa | Dubuque | 1.9 | 1971 | 9999 |  |  |  | 0.92213 | Default Emission Factor
Cascade | 1129_G_3A | 1129 | G | 3A |  | Combustion Turbine | MIS_IA | Iowa | Dubuque | 1.8 | 1998 | 9999 |  |  |  | 0.92213 | Default Emission Factor
Cascade | 1129_G_4 | 1129 | G | 4 |  | Combustion Turbine | MIS_IA | Iowa | Dubuque | 0.5 | 1951 | 9999 |  |  |  | 0.92213 | Default Emission Factor
Gas Turbine (IA) | 1130_G_1 | 1130 | G | 1 |  | Combustion Turbine | MIS_MIDA | Iowa | Black Hawk | 19 | 1968 | 9999 |  |  |  | 0.12736 | Default Emission Factor
Gas Turbine (IA) | 1130_G_2 | 1130 | G | 2 |  | Combustion Turbine | MIS_MIDA | Iowa | Black Hawk | 24.4 | 2000 | 9999 |  |  |  | 0.12736 | Default Emission Factor
Coggon | 1132_G_IC5 | 1132 | G | IC5 |  | Combustion Turbine | MIS_IL | Iowa | Linn | 1.8 | 2003 | 9999 |  |  |  | 0.92213 | Default Emission Factor
Corning | 1134_G_5 | 1134 | G | 5 |  | Combustion Turbine | MIS_IA | Iowa | Adams | 2.8 | 1975 | 9999 |  |  |  | 0.92213 | Default Emission Factor
Corning | 1134_G_6 | 1134 | G | 6 |  | Combustion Turbine | MIS_IA | Iowa | Adams | 2 | 2006 | 9999 |  |  |  | 0.92213 | Default Emission Factor
Corning | 1134_G_7 | 1134 | G | 7 |  | Combustion Turbine | MIS_IA | Iowa | Adams | 2 | 2006 | 9999 |  |  |  | 0.92213 | Default Emission Factor
Dayton (IA) | 1135_G_5 | 1135 | G | 5 |  | Combustion Turbine | MIS_IA | Iowa | Webster | 1.8 | 2000 | 9999 |  |  |  | 0.92213 | Default Emission Factor
Estherville | 1137_G_2 | 1137 | G | 2 |  | Combustion Turbine | MIS_IA | Iowa | Emmet | 1.1 | 1946 | 9999 |  |  |  | 0.92213 | Default Emission Factor
Estherville | 1137_G_3 | 1137 | G | 3 |  | Combustion Turbine | MIS_IA | Iowa | Emmet | 2.7 | 1960 | 9999 |  |  |  | 0.92213 | Default Emission Factor
Estherville | 1137_G_4 | 1137 | G | 4 |  | Combustion Turbine | MIS_IA | Iowa | Emmet | 3.6 | 1969 | 9999 |  |  |  | 0.92213 | Default Emission Factor
Estherville | 1137_G_5 | 1137 | G | 5 |  | Combustion Turbine | MIS_IA | Iowa | Emmet | 3.6 | 1969 | 9999 |  |  |  | 0.92213 | Default Emission Factor
Estherville | 1137_G_7 | 1137 | G | 7 |  | Combustion Turbine | MIS_IA | Iowa | Emmet | 2.7 | 1960 | 9999 |  |  |  | 0.92213 | Default Emission Factor
Forest City Light Plant | 1138_G_1 | 1138 | G | 1 |  | Combustion Turbine | MIS_MNWI | Iowa | Winnebago | 1.3 | 1958 | 9999 |  |  |  | 0.92213 | Default Emission Factor
Forest City Light Plant | 1138_G_2 | 1138 | G | 2 |  | Combustion Turbine | MIS_MNWI | Iowa | Winnebago | 2.2 | 1965 | 9999 |  |  |  | 0.92213 | Default Emission Factor
Forest City Light Plant | 1138_G_3 | 1138 | G | 3 |  | Combustion Turbine | MIS_MNWI | Iowa | Winnebago | 3.3 | 1968 | 9999 |  |  |  | 0.92213 | Default Emission Factor
Forest City Light Plant | 1138_G_4 | 1138 | G | 4 |  | Combustion Turbine | MIS_MNWI | Iowa | Winnebago | 6.1 | 1976 | 9999 |  |  |  | 0.92213 | Default Emission Factor
Forest City Light Plant | 1138_G_5 | 1138 | G | 5 |  | Combustion Turbine | MIS_MNWI | Iowa | Winnebago | 0.7 | 1950 | 9999 |  |  |  | 0.92213 | Default Emission Factor
Forest City Light Plant | 1138_G_6 | 1138 | G | 6 |  | Combustion Turbine | MIS_MNWI | Iowa | Winnebago | 7.6 | 2000 | 9999 |  |  |  | 0.92213 | Default Emission Factor
Douglas | 114_G_1 | 114 | G | 1 |  | Combustion Turbine | WECC_AZ | Arizona | Cochise | 15 | 1972 | 9999 |  |  |  | 0.12736 | Default Emission Factor
Gowrie | 1141_G_3 | 1141 | G | 3 |  | Combustion Turbine | MIS_IA | Iowa | Webster | 2.2 | 2013 | 9999 |  |  |  | 0.92213 | Default Emission Factor
Graettinger | 1142_G_4 | 1142 | G | 4 |  | Combustion Turbine | MIS_IA | Iowa | Palo Alto | 0.5 | 1957 | 9999 |  |  |  | 0.92213 | Default Emission Factor
Graettinger | 1142_G_5 | 1142 | G | 5 |  | Combustion Turbine | MIS_IA | Iowa | Palo Alto | 1.1 | 1990 | 9999 |  |  |  | 0.92213 | Default Emission Factor
Graettinger | 1142_G_6 | 1142 | G | 6 |  | Combustion Turbine | MIS_IA | Iowa | Palo Alto | 2 | 2002 | 9999 |  |  |  | 0.92213 | Default Emission Factor
Grand Junction | 1143_G_2 | 1143 | G | 2 |  | Combustion Turbine | MIS_IA | Iowa | Greene | 1.7 | 1994 | 9999 |  |  |  | 0.92213 | Default Emission Factor
Greenfield | 1144_G_1 | 1144 | G | 1 |  | Combustion Turbine | MIS_MIDA | Iowa | Adair | 2.2 | 2020 | 9999 |  |  |  | 0.35769 | Default Emission Factor
Greenfield | 1144_G_2 | 1144 | G | 2 |  | Combustion Turbine | MIS_MIDA | Iowa | Adair | 2.2 | 2020 | 9999 |  |  |  | 0.35769 | Default Emission Factor
Grundy Center City Light Plant | 1145_G_IC1 | 1145 | G | IC1 |  | Combustion Turbine | MIS_IA | Iowa | Grundy | 2.2 | 1963 | 9999 |  |  |  | 0.92213 | Default Emission Factor
Grundy Center City Light Plant | 1145_G_IC2 | 1145 | G | IC2 |  | Combustion Turbine | MIS_IA | Iowa | Grundy | 3.5 | 1972 | 9999 |  |  |  | 0.92213 | Default Emission Factor
Grundy Center City Light Plant | 1145_G_IC3 | 1145 | G | IC3 |  | Combustion Turbine | MIS_IA | Iowa | Grundy | 3 | 1990 | 9999 |  |  |  | 0.92213 | Default Emission Factor
Harlan | 1146_G_HMU1 | 1146 | G | HMU1 |  | Combustion Turbine | MIS_MIDA | Iowa | Shelby | 1.6 | 2001 | 9999 |  |  |  | 0.92213 | Default Emission Factor
Harlan | 1146_G_HMU2 | 1146 | G | HMU2 |  | Combustion Turbine | MIS_MIDA | Iowa | Shelby | 1.6 | 2001 | 9999 |  |  |  | 0.92213 | Default Emission Factor
Indianola | 1150_G_5 | 1150 | G | 5 |  | Combustion Turbine | MIS_MIDA | Iowa | Warren | 4 | 1966 | 9999 |  |  |  | 0.92213 | Default Emission Factor
Indianola | 1150_G_6 | 1150 | G | 6 |  | Combustion Turbine | MIS_MIDA | Iowa | Warren | 5 | 1970 | 9999 |  |  |  | 0.92213 | Default Emission Factor
Indianola | 1150_G_7 | 1150 | G | 7 |  | Combustion Turbine | MIS_MIDA | Iowa | Warren | 19.4 | 1977 | 9999 |  |  |  | 0.12736 | Default Emission Factor
Indianola | 1150_G_8 | 1150 | G | 8 |  | Combustion Turbine | MIS_MIDA | Iowa | Warren | 22.8 | 2000 | 9999 |  |  |  | 0.12736 | Default Emission Factor
Lake Park | 1153_G_3 | 1153 | G | 3 |  | Combustion Turbine | MIS_IA | Iowa | Dickinson | 2 | 2005 | 9999 |  |  |  | 0.92213 | Default Emission Factor
Lake Park | 1153_G_G2 | 1153 | G | G2 |  | Combustion Turbine | MIS_IA | Iowa | Dickinson | 2 | 2005 | 9999 |  |  |  | 0.92213 | Default Emission Factor
Lake Mills | 1154_G_4 | 1154 | G | 4 |  | Combustion Turbine | MIS_IA | Iowa | Winnebago | 1.3 | 1962 | 9999 |  |  |  | 0.92213 | Default Emission Factor
Lake Mills | 1154_G_6 | 1154 | G | 6 |  | Combustion Turbine | MIS_IA | Iowa | Winnebago | 5.7 | 1979 | 9999 |  |  |  | 0.92213 | Default Emission Factor
Lake Mills | 1154_G_7 | 1154 | G | 7 |  | Combustion Turbine | MIS_IA | Iowa | Winnebago | 7.6 | 1999 | 9999 |  |  |  | 0.92213 | Default Emission Factor
Lamoni Municipal Utilities | 1155_G_1 | 1155 | G | 1 |  | Combustion Turbine | MIS_IA | Iowa | Decatur | 2.7 | 1973 | 9999 |  |  |  | 0.92213 | Default Emission Factor
Lamoni Municipal Utilities | 1155_G_2 | 1155 | G | 2 |  | Combustion Turbine | MIS_IA | Iowa | Decatur | 0.2 | 1940 | 9999 |  |  |  | 0.92213 | Default Emission Factor
Lamoni Municipal Utilities | 1155_G_3 | 1155 | G | 3 |  | Combustion Turbine | MIS_IA | Iowa | Decatur | 0.3 | 1941 | 9999 |  |  |  | 0.92213 | Default Emission Factor
Lamoni Municipal Utilities | 1155_G_4 | 1155 | G | 4 |  | Combustion Turbine | MIS_IA | Iowa | Decatur | 0.6 | 1948 | 9999 |  |  |  | 0.92213 | Default Emission Factor
Lamoni Municipal Utilities | 1155_G_5 | 1155 | G | 5 |  | Combustion Turbine | MIS_IA | Iowa | Decatur | 1.1 | 1955 | 9999 |  |  |  | 0.92213 | Default Emission Factor
Lamoni Municipal Utilities | 1155_G_6 | 1155 | G | 6 |  | Combustion Turbine | MIS_IA | Iowa | Decatur | 0.5 | 1993 | 9999 |  |  |  | 0.92213 | Default Emission Factor
Lamoni Municipal Utilities | 1155_G_7 | 1155 | G | 7 |  | Combustion Turbine | MIS_IA | Iowa | Decatur | 2.3 | 2011 | 9999 |  |  |  | 0.92213 | Default Emission Factor
Lamoni Municipal Utilities | 1155_G_8 | 1155 | G | 8 |  | Combustion Turbine | MIS_IA | Iowa | Decatur | 2.3 | 2011 | 9999 |  |  |  | 0.92213 | Default Emission Factor
La Porte | 1156_G_3A | 1156 | G | 3A |  | Combustion Turbine | MIS_IL | Iowa | Black Hawk | 1.8 | 2000 | 9999 |  |  |  | 0.92213 | Default Emission Factor
La Porte | 1156_G_4A | 1156 | G | 4A |  | Combustion Turbine | MIS_IL | Iowa | Black Hawk | 1.8 | 2000 | 9999 |  |  |  | 0.92213 | Default Emission Factor
La Porte | 1156_G_6 | 1156 | G | 6 |  | Combustion Turbine | MIS_IL | Iowa | Black Hawk | 1.8 | 2013 | 9999 |  |  |  | 0.92213 | Default Emission Factor
Laurens | 1157_G_3 | 1157 | G | 3 |  | Combustion Turbine | MIS_MIDA | Iowa | Pocahontas | 0.7 | 1952 | 9999 |  |  |  | 0.92213 | Default Emission Factor
Laurens | 1157_G_4 | 1157 | G | 4 |  | Combustion Turbine | MIS_MIDA | Iowa | Pocahontas | 0.7 | 1951 | 9999 |  |  |  | 0.92213 | Default Emission Factor
Laurens | 1157_G_5 | 1157 | G | 5 |  | Combustion Turbine | MIS_MIDA | Iowa | Pocahontas | 2.3 | 2013 | 9999 |  |  |  | 0.92213 | Default Emission Factor
Laurens | 1157_G_6 | 1157 | G | 6 |  | Combustion Turbine | MIS_MIDA | Iowa | Pocahontas | 2.3 | 2013 | 9999 |  |  |  | 0.92213 | Default Emission Factor
Laurens | 1157_G_7 | 1157 | G | 7 |  | Combustion Turbine | MIS_MIDA | Iowa | Pocahontas | 2.3 | 2013 | 9999 |  |  |  | 0.92213 | Default Emission Factor
Lenox | 1158_G_1 | 1158 | G | 1 |  | Combustion Turbine | MIS_IA | Iowa | Taylor | 0.3 | 1948 | 9999 |  |  |  | 0.92213 | Default Emission Factor
Lenox | 1158_G_2 | 1158 | G | 2 |  | Combustion Turbine | MIS_IA | Iowa | Taylor | 1.1 | 1965 | 9999 |  |  |  | 0.92213 | Default Emission Factor
Lenox | 1158_G_3 | 1158 | G | 3 |  | Combustion Turbine | MIS_IA | Iowa | Taylor | 0.9 | 1966 | 9999 |  |  |  | 0.92213 | Default Emission Factor
Lenox | 1158_G_4 | 1158 | G | 4 |  | Combustion Turbine | MIS_IA | Iowa | Taylor | 1.7 | 2001 | 9999 |  |  |  | 0.92213 | Default Emission Factor
Lenox | 1158_G_5 | 1158 | G | 5 |  | Combustion Turbine | MIS_IA | Iowa | Taylor | 1.8 | 2016 | 9999 |  |  |  | 0.92213 | Default Emission Factor
Ocotillo | 116_G_GT1 | 116 | G | GT1 | 66 | Combustion Turbine | WECC_AZ | Arizona | Maricopa | 50 | 1972 | 9999 |  |  |  | 0.12736 | Default Emission Factor
Ocotillo | 116_G_GT2 | 116 | G | GT2 | 67 | Combustion Turbine | WECC_AZ | Arizona | Maricopa | 50 | 1973 | 9999 | 2017 | 0.73018 | 9913.5 | 0.14731 | NEI 2019
Ocotillo | 116_G_GT3 | 116 | G | GT3 | 91277 | Combustion Turbine | WECC_AZ | Arizona | Maricopa | 104.7 | 2019 | 9999 |  |  |  | 0.06536 | Default Emission Factor
Ocotillo | 116_G_GT4 | 116 | G | GT4 | 91278 | Combustion Turbine | WECC_AZ | Arizona | Maricopa | 104.7 | 2019 | 9999 |  |  |  | 0.06536 | Default Emission Factor
Ocotillo | 116_G_GT5 | 116 | G | GT5 | 91279 | Combustion Turbine | WECC_AZ | Arizona | Maricopa | 104.7 | 2019 | 9999 |  |  |  | 0.06536 | Default Emission Factor
Ocotillo | 116_G_GT6 | 116 | G | GT6 | 91280 | Combustion Turbine | WECC_AZ | Arizona | Maricopa | 104.7 | 2019 | 9999 |  |  |  | 0.06536 | Default Emission Factor
Ocotillo | 116_G_GT7 | 116 | G | GT7 | 91281 | Combustion Turbine | WECC_AZ | Arizona | Maricopa | 104.7 | 2019 | 9999 |  |  |  | 0.06536 | Default Emission Factor
Manning | 1160_G_1 | 1160 | G | 1 |  | Combustion Turbine | MIS_MIDA | Iowa | Carroll | 0.2 | 1928 | 9999 |  |  |  | 0.92213 | Default Emission Factor
Manning | 1160_G_2 | 1160 | G | 2 |  | Combustion Turbine | MIS_MIDA | Iowa | Carroll | 0.2 | 1928 | 9999 |  |  |  | 0.92213 | Default Emission Factor
Manning | 1160_G_4 | 1160 | G | 4 |  | Combustion Turbine | MIS_MIDA | Iowa | Carroll | 0.6 | 1949 | 9999 |  |  |  | 0.92213 | Default Emission Factor
Manning | 1160_G_M1 | 1160 | G | M1 |  | Combustion Turbine | MIS_MIDA | Iowa | Carroll | 2.3 | 2012 | 9999 |  |  |  | 0.92213 | Default Emission Factor
Manning | 1160_G_M2 | 1160 | G | M2 |  | Combustion Turbine | MIS_MIDA | Iowa | Carroll | 2.3 | 2012 | 9999 |  |  |  | 0.92213 | Default Emission Factor
Manning | 1160_G_M3 | 1160 | G | M3 |  | Combustion Turbine | MIS_MIDA | Iowa | Carroll | 2.3 | 2012 | 9999 |  |  |  | 0.92213 | Default Emission Factor
Maquoketa 1 | 1162_G_1A | 1162 | G | 1A |  | Combustion Turbine | MIS_IA | Iowa | Jackson | 2.8 | 2004 | 9999 |  |  |  | 0.92213 | Default Emission Factor
Maquoketa 1 | 1162_G_2A | 1162 | G | 2A |  | Combustion Turbine | MIS_IA | Iowa | Jackson | 2.8 | 2004 | 9999 |  |  |  | 0.92213 | Default Emission Factor
Maquoketa 1 | 1162_G_3 | 1162 | G | 3 |  | Combustion Turbine | MIS_IA | Iowa | Jackson | 1.8 | 1969 | 9999 |  |  |  | 0.92213 | Default Emission Factor
Maquoketa 1 | 1162_G_4A | 1162 | G | 4A |  | Combustion Turbine | MIS_IA | Iowa | Jackson | 1.7 | 1999 | 9999 |  |  |  | 0.92213 | Default Emission Factor
Maquoketa 1 | 1162_G_5 | 1162 | G | 5 |  | Combustion Turbine | MIS_IA | Iowa | Jackson | 1.4 | 1956 | 9999 |  |  |  | 0.92213 | Default Emission Factor
Maquoketa 1 | 1162_G_6 | 1162 | G | 6 |  | Combustion Turbine | MIS_IA | Iowa | Jackson | 2.1 | 1962 | 9999 |  |  |  | 0.92213 | Default Emission Factor
Maquoketa 1 | 1162_G_7 | 1162 | G | 7 |  | Combustion Turbine | MIS_IA | Iowa | Jackson | 6 | 1982 | 9999 |  |  |  | 0.92213 | Default Emission Factor
Maquoketa 1 | 1162_G_8 | 1162 | G | 8 |  | Combustion Turbine | MIS_IA | Iowa | Jackson | 1.7 | 1996 | 9999 |  |  |  | 0.92213 | Default Emission Factor
Maquoketa 1 | 1162_G_9 | 1162 | G | 9 |  | Combustion Turbine | MIS_IA | Iowa | Jackson | 1.7 | 2000 | 9999 |  |  |  | 0.92213 | Default Emission Factor
McGregor | 1163_G_1 | 1163 | G | 1 |  | Combustion Turbine | MIS_IA | Iowa | Clayton | 1.2 | 1977 | 9999 |  |  |  | 0.92213 | Default Emission Factor
McGregor | 1163_G_2 | 1163 | G | 2 |  | Combustion Turbine | MIS_IA | Iowa | Clayton | 0.3 | 1941 | 9999 |  |  |  | 0.92213 | Default Emission Factor
Milford | 1164_G_1 | 1164 | G | 1 |  | Combustion Turbine | MIS_IA | Iowa | Dickinson | 0.6 | 1954 | 9999 |  |  |  | 0.92213 | Default Emission Factor
Milford | 1164_G_4 | 1164 | G | 4 |  | Combustion Turbine | MIS_IA | Iowa | Dickinson | 0.5 | 1949 | 9999 |  |  |  | 0.92213 | Default Emission Factor
Milford | 1164_G_5 | 1164 | G | 5 |  | Combustion Turbine | MIS_IA | Iowa | Dickinson | 1.8 | 1997 | 9999 |  |  |  | 0.92213 | Default Emission Factor
Milford | 1164_G_6 | 1164 | G | 6 |  | Combustion Turbine | MIS_IA | Iowa | Dickinson | 1.8 | 1997 | 9999 |  |  |  | 0.92213 | Default Emission Factor
Milford | 1164_G_7 | 1164 | G | 7 |  | Combustion Turbine | MIS_IA | Iowa | Dickinson | 1.8 | 1997 | 9999 |  |  |  | 0.92213 | Default Emission Factor
Montezuma | 1165_G_1 | 1165 | G | 1 |  | Combustion Turbine | MIS_MIDA | Iowa | Poweshiek | 0.2 | 1940 | 9999 |  |  |  | 0.92213 | Default Emission Factor
Montezuma | 1165_G_10 | 1165 | G | 10 |  | Combustion Turbine | MIS_MIDA | Iowa | Poweshiek | 0.2 | 2003 | 9999 |  |  |  | 0.92213 | Default Emission Factor
Montezuma | 1165_G_4 | 1165 | G | 4 |  | Combustion Turbine | MIS_MIDA | Iowa | Poweshiek | 0.5 | 1947 | 9999 |  |  |  | 0.92213 | Default Emission Factor
Montezuma | 1165_G_5 | 1165 | G | 5 |  | Combustion Turbine | MIS_MIDA | Iowa | Poweshiek | 1 | 1959 | 9999 |  |  |  | 0.92213 | Default Emission Factor
Montezuma | 1165_G_6 | 1165 | G | 6 |  | Combustion Turbine | MIS_MIDA | Iowa | Poweshiek | 1.6 | 1967 | 9999 |  |  |  | 0.92213 | Default Emission Factor
Montezuma | 1165_G_7 | 1165 | G | 7 |  | Combustion Turbine | MIS_MIDA | Iowa | Poweshiek | 2.3 | 1974 | 9999 |  |  |  | 0.92213 | Default Emission Factor
Montezuma | 1165_G_8 | 1165 | G | 8 |  | Combustion Turbine | MIS_MIDA | Iowa | Poweshiek | 1.8 | 1998 | 9999 |  |  |  | 0.92213 | Default Emission Factor
Montezuma | 1165_G_9 | 1165 | G | 9 |  | Combustion Turbine | MIS_MIDA | Iowa | Poweshiek | 1.8 | 2000 | 9999 |  |  |  | 0.92213 | Default Emission Factor
Mt Pleasant | 1166_G_1 | 1166 | G | 1 |  | Combustion Turbine | MIS_IA | Iowa | Henry | 2 | 2002 | 9999 |  |  |  | 0.92213 | Default Emission Factor
Mt Pleasant | 1166_G_10 | 1166 | G | 10 |  | Combustion Turbine | MIS_IA | Iowa | Henry | 2 | 2002 | 9999 |  |  |  | 0.92213 | Default Emission Factor
Mt Pleasant | 1166_G_11 | 1166 | G | 11 |  | Combustion Turbine | MIS_IA | Iowa | Henry | 2 | 2002 | 9999 |  |  |  | 0.92213 | Default Emission Factor
Mt Pleasant | 1166_G_12 | 1166 | G | 12 |  | Combustion Turbine | MIS_IA | Iowa | Henry | 2 | 2002 | 9999 |  |  |  | 0.92213 | Default Emission Factor
Mt Pleasant | 1166_G_2 | 1166 | G | 2 |  | Combustion Turbine | MIS_IA | Iowa | Henry | 2 | 2002 | 9999 |  |  |  | 0.92213 | Default Emission Factor
Mt Pleasant | 1166_G_3 | 1166 | G | 3 |  | Combustion Turbine | MIS_IA | Iowa | Henry | 2 | 2002 | 9999 |  |  |  | 0.92213 | Default Emission Factor
Mt Pleasant | 1166_G_4A | 1166 | G | 4A |  | Combustion Turbine | MIS_IA | Iowa | Henry | 2 | 2002 | 9999 |  |  |  | 0.92213 | Default Emission Factor
Mt Pleasant | 1166_G_5A | 1166 | G | 5A |  | Combustion Turbine | MIS_IA | Iowa | Henry | 2 | 2002 | 9999 |  |  |  | 0.92213 | Default Emission Factor
Mt Pleasant | 1166_G_6 | 1166 | G | 6 |  | Combustion Turbine | MIS_IA | Iowa | Henry | 2 | 2002 | 9999 |  |  |  | 0.92213 | Default Emission Factor
Mt Pleasant | 1166_G_7 | 1166 | G | 7 |  | Combustion Turbine | MIS_IA | Iowa | Henry | 2 | 2002 | 9999 |  |  |  | 0.92213 | Default Emission Factor
Mt Pleasant | 1166_G_8 | 1166 | G | 8 |  | Combustion Turbine | MIS_IA | Iowa | Henry | 2 | 2002 | 9999 |  |  |  | 0.92213 | Default Emission Factor
Mt Pleasant | 1166_G_9 | 1166 | G | 9 |  | Combustion Turbine | MIS_IA | Iowa | Henry | 2 | 2002 | 9999 |  |  |  | 0.92213 | Default Emission Factor
Ogden | 1169_G_4 | 1169 | G | 4 |  | Combustion Turbine | MIS_IA | Iowa | Boone | 0.5 | 1951 | 9999 |  |  |  | 0.92213 | Default Emission Factor
Ogden | 1169_G_5 | 1169 | G | 5 |  | Combustion Turbine | MIS_IA | Iowa | Boone | 1 | 1958 | 9999 |  |  |  | 0.92213 | Default Emission Factor
Ogden | 1169_G_6 | 1169 | G | 6 |  | Combustion Turbine | MIS_IA | Iowa | Boone | 2.5 | 1971 | 9999 |  |  |  | 0.92213 | Default Emission Factor
West Phoenix | 117_G_1B | 117 | G | 1B |  | Combined Cycle | WECC_AZ | Arizona | Maricopa | 85 | 1976 | 9999 | 2019 | 5.129 | 225216 | 0.04555 | NEI 2019
West Phoenix | 117_G_2B | 117 | G | 2B |  | Combined Cycle | WECC_AZ | Arizona | Maricopa | 85 | 1976 | 9999 | 2019 | 6.0431 | 257452 | 0.04695 | NEI 2019
West Phoenix | 117_G_3B | 117 | G | 3B |  | Combined Cycle | WECC_AZ | Arizona | Maricopa | 85 | 1976 | 9999 | 2017 | 2.8846 | 180564 | 0.03195 | NEI 2019
West Phoenix | 117_G_C4-1 | 117 | G | C4-1 | 70 | Combined Cycle | WECC_AZ | Arizona | Maricopa | 68 | 2001 | 9999 |  |  |  | 0.02096 | NEI 2019
West Phoenix | 117_G_C4-2 | 117 | G | C4-2 | 70 | Combined Cycle | WECC_AZ | Arizona | Maricopa | 39 | 2001 | 9999 | 2019 | 2.9162 | 278232 | 0.02096 | NEI 2019
West Phoenix | 117_G_C5-1 | 117 | G | C5-1 | 71 | Combined Cycle | WECC_AZ | Arizona | Maricopa | 155 | 2003 | 9999 | 2019 | 13.9604 | 530741 | 0.0272 | NEI 2019
West Phoenix | 117_G_C5-2 | 117 | G | C5-2 | 88097 | Combined Cycle | WECC_AZ | Arizona | Maricopa | 153 | 2003 | 9999 | 2017 | 11.5496 | 669012 | 0.0272 | NEI 2019
West Phoenix | 117_G_C5-3 | 117 | G | C5-3 | 71 | Combined Cycle | WECC_AZ | Arizona | Maricopa | 150 | 2003 | 9999 | 2019 | 0.006155 | 676143 | 0.0272 | NEI 2019
West Phoenix | 117_G_GT1 | 117 | G | GT1 |  | Combustion Turbine | WECC_AZ | Arizona | Maricopa | 50 | 1972 | 9999 | 2017 | 0.2202 | 8490.5 | 0.05187 | NEI 2019
West Phoenix | 117_G_GT2 | 117 | G | GT2 |  | Combustion Turbine | WECC_AZ | Arizona | Maricopa | 50 | 1973 | 9999 | 2017 | 1.072 | 8490.5 | 0.25252 | NEI 2019
Osage (IA) | 1172_G_5 | 1172 | G | 5 |  | Combustion Turbine | MIS_IA | Iowa | Mitchell | 3.1 | 1963 | 9999 |  |  |  | 0.92213 | Default Emission Factor
Osage (IA) | 1172_G_6 | 1172 | G | 6 |  | Combustion Turbine | MIS_IA | Iowa | Mitchell | 6 | 1973 | 9999 |  |  |  | 0.92213 | Default Emission Factor
Osage (IA) | 1172_G_7 | 1172 | G | 7 |  | Combustion Turbine | MIS_IA | Iowa | Mitchell | 3.6 | 1996 | 9999 |  |  |  | 0.92213 | Default Emission Factor
Osage (IA) | 1172_G_8 | 1172 | G | 8 |  | Combustion Turbine | MIS_IA | Iowa | Mitchell | 3.6 | 1998 | 9999 |  |  |  | 0.92213 | Default Emission Factor
Preston (IA) | 1176_G_4 | 1176 | G | 4 |  | Combustion Turbine | MIS_IA | Iowa | Jackson | 1.8 | 1980 | 9999 |  |  |  | 0.92213 | Default Emission Factor
Primghar | 1177_G_4 | 1177 | G | 4 |  | Combustion Turbine | MIS_MIDA | Iowa | O'Brien | 0.6 | 1972 | 9999 |  |  |  | 0.92213 | Default Emission Factor
Primghar | 1177_G_5 | 1177 | G | 5 |  | Combustion Turbine | MIS_MIDA | Iowa | O'Brien | 0.9 | 1992 | 9999 |  |  |  | 0.92213 | Default Emission Factor
Saguaro | 118_G_GE1 | 118 | G | GE1 | 8250 | Combustion Turbine | WECC_AZ | Arizona | Pinal | 76 | 2002 | 9999 |  |  |  | 0.12736 | Default Emission Factor
Saguaro | 118_G_GT1 | 118 | G | GT1 |  | Combustion Turbine | WECC_AZ | Arizona | Pinal | 50 | 1972 | 9999 |  |  |  | 0.12736 | Default Emission Factor
Saguaro | 118_G_GT2 | 118 | G | GT2 |  | Combustion Turbine | WECC_AZ | Arizona | Pinal | 50 | 1973 | 9999 |  |  |  | 0.12736 | Default Emission Factor
Rockford | 1180_G_1 | 1180 | G | 1 |  | Combustion Turbine | MIS_MIDA | Iowa | Floyd | 0.4 | 1951 | 9999 |  |  |  | 0.92213 | Default Emission Factor
Rockford | 1180_G_5 | 1180 | G | 5 |  | Combustion Turbine | MIS_MIDA | Iowa | Floyd | 0.9 | 1961 | 9999 |  |  |  | 0.92213 | Default Emission Factor
Rockford | 1180_G_6 | 1180 | G | 6 |  | Combustion Turbine | MIS_MIDA | Iowa | Floyd | 1.6 | 1999 | 9999 |  |  |  | 0.92213 | Default Emission Factor
Rock Rapids | 1181_G_1 | 1181 | G | 1 |  | Combustion Turbine | MIS_IA | Iowa | Lyon | 2.5 | 1968 | 9999 |  |  |  | 0.92213 | Default Emission Factor
Sibley One | 1184_G_2 | 1184 | G | 2 |  | Combustion Turbine | MIS_IL | Iowa | Osceola | 1.9 | 1971 | 9999 |  |  |  | 0.92213 | Default Emission Factor
Sibley One | 1184_G_3 | 1184 | G | 3 |  | Combustion Turbine | MIS_IL | Iowa | Osceola | 1.1 | 1987 | 9999 |  |  |  | 0.92213 | Default Emission Factor
Sibley One | 1184_G_5 | 1184 | G | 5 |  | Combustion Turbine | MIS_IL | Iowa | Osceola | 1.8 | 2000 | 9999 |  |  |  | 0.92213 | Default Emission Factor
Spencer Gas Turbine | 1186_G_GT1 | 1186 | G | GT1 |  | Combustion Turbine | SPP_WAUE | Iowa | Clay | 17 | 1970 | 9999 |  |  |  | 0.12736 | Default Emission Factor
State Center | 1187_G_1 | 1187 | G | 1 |  | Combustion Turbine | MIS_IL | Iowa | Marshall | 0.6 | 1995 | 9999 |  |  |  | 0.92213 | Default Emission Factor
State Center | 1187_G_2 | 1187 | G | 2 |  | Combustion Turbine | MIS_IL | Iowa | Marshall | 0.6 | 1995 | 9999 |  |  |  | 0.92213 | Default Emission Factor
State Center | 1187_G_3 | 1187 | G | 3 |  | Combustion Turbine | MIS_IL | Iowa | Marshall | 1.3 | 1995 | 9999 |  |  |  | 0.92213 | Default Emission Factor
State Center | 1187_G_4 | 1187 | G | 4 |  | Combustion Turbine | MIS_IL | Iowa | Marshall | 1.3 | 1995 | 9999 |  |  |  | 0.92213 | Default Emission Factor
State Center | 1187_G_6 | 1187 | G | 6 |  | Combustion Turbine | MIS_IL | Iowa | Marshall | 2.5 | 1972 | 9999 |  |  |  | 0.92213 | Default Emission Factor
Story City | 1188_G_1 | 1188 | G | 1 |  | Combustion Turbine | MIS_IL | Iowa | Story | 1.3 | 1964 | 9999 |  |  |  | 0.92213 | Default Emission Factor
Story City | 1188_G_2 | 1188 | G | 2 |  | Combustion Turbine | MIS_IL | Iowa | Story | 2 | 1972 | 9999 |  |  |  | 0.92213 | Default Emission Factor
Story City | 1188_G_4A | 1188 | G | 4A |  | Combustion Turbine | MIS_IL | Iowa | Story | 3.1 | 2003 | 9999 |  |  |  | 0.92213 | Default Emission Factor
Story City | 1188_G_5A | 1188 | G | 5A |  | Combustion Turbine | MIS_IL | Iowa | Story | 3.1 | 1993 | 9999 |  |  |  | 0.92213 | Default Emission Factor
Story City | 1188_G_6 | 1188 | G | 6 |  | Combustion Turbine | MIS_IL | Iowa | Story | 2 | 1978 | 9999 |  |  |  | 0.92213 | Default Emission Factor
Story City | 1188_G_7 | 1188 | G | 7 |  | Combustion Turbine | MIS_IL | Iowa | Story | 2 | 1978 | 9999 |  |  |  | 0.92213 | Default Emission Factor
Stuart (IA) | 1190_G_1 | 1190 | G | 1 |  | Combustion Turbine | MIS_IA | Iowa | Guthrie | 0.6 | 1956 | 9999 |  |  |  | 0.92213 | Default Emission Factor
Stuart (IA) | 1190_G_2 | 1190 | G | 2 |  | Combustion Turbine | MIS_IA | Iowa | Guthrie | 1.1 | 1968 | 9999 |  |  |  | 0.92213 | Default Emission Factor
Stuart (IA) | 1190_G_4 | 1190 | G | 4 |  | Combustion Turbine | MIS_IA | Iowa | Guthrie | 1 | 1964 | 9999 |  |  |  | 0.92213 | Default Emission Factor
Traer Main | 1192_G_3 | 1192 | G | 3 |  | Combustion Turbine | MIS_IL | Iowa | Tama | 1 | 1963 | 9999 |  |  |  | 0.92213 | Default Emission Factor
Traer Main | 1192_G_4 | 1192 | G | 4 |  | Combustion Turbine | MIS_IL | Iowa | Tama | 1 | 1963 | 9999 |  |  |  | 0.92213 | Default Emission Factor
Traer Main | 1192_G_6 | 1192 | G | 6 |  | Combustion Turbine | MIS_IL | Iowa | Tama | 1.2 | 1970 | 9999 |  |  |  | 0.92213 | Default Emission Factor
Villisca Municipal Power Plant | 1193_G_5 | 1193 | G | 5 |  | Combustion Turbine | MIS_IA | Iowa | Montgomery | 2 | 2003 | 9999 |  |  |  | 0.92213 | Default Emission Factor
Villisca Municipal Power Plant | 1193_G_6 | 1193 | G | 6 |  | Combustion Turbine | MIS_IA | Iowa | Montgomery | 2 | 2003 | 9999 |  |  |  | 0.92213 | Default Emission Factor
Vinton | 1194_G_1 | 1194 | G | 1 |  | Combustion Turbine | MIS_IL | Iowa | Benton | 1.2 | 1955 | 9999 |  |  |  | 0.92213 | Default Emission Factor
Vinton | 1194_G_10 | 1194 | G | 10 |  | Combustion Turbine | MIS_IL | Iowa | Benton | 0.6 | 2009 | 9999 |  |  |  | 0.92213 | Default Emission Factor
Vinton | 1194_G_6 | 1194 | G | 6 |  | Combustion Turbine | MIS_IL | Iowa | Benton | 2.5 | 1961 | 9999 |  |  |  | 0.92213 | Default Emission Factor
Vinton | 1194_G_7 | 1194 | G | 7 |  | Combustion Turbine | MIS_IL | Iowa | Benton | 3.7 | 1967 | 9999 |  |  |  | 0.92213 | Default Emission Factor
Vinton | 1194_G_8 | 1194 | G | 8 |  | Combustion Turbine | MIS_IL | Iowa | Benton | 5.6 | 1973 | 9999 |  |  |  | 0.92213 | Default Emission Factor
Vinton | 1194_G_9 | 1194 | G | 9 |  | Combustion Turbine | MIS_IL | Iowa | Benton | 3 | 1992 | 9999 |  |  |  | 0.92213 | Default Emission Factor
Webster City | 1198_G_6 | 1198 | G | 6 |  | Combustion Turbine | MIS_MIDA | Iowa | Hamilton | 20.7 | 1972 | 9999 |  |  |  | 0.12736 | Default Emission Factor
West Bend | 1199_G_1 | 1199 | G | 1 |  | Combustion Turbine | MIS_IA | Iowa | Palo Alto | 1 | 1959 | 9999 |  |  |  | 0.92213 | Default Emission Factor
West Bend | 1199_G_3 | 1199 | G | 3 |  | Combustion Turbine | MIS_IA | Iowa | Palo Alto | 0.9 | 1954 | 9999 |  |  |  | 0.92213 | Default Emission Factor
West Bend | 1199_G_4 | 1199 | G | 4 |  | Combustion Turbine | MIS_IA | Iowa | Palo Alto | 2 | 1973 | 9999 |  |  |  | 0.92213 | Default Emission Factor
West Bend | 1199_G_5 | 1199 | G | 5 |  | Combustion Turbine | MIS_IA | Iowa | Palo Alto | 2.5 | 2013 | 9999 |  |  |  | 0.92213 | Default Emission Factor
Yucca | 120_G_GT1 | 120 | G | GT1 |  | Combustion Turbine | WECC_AZ | Arizona | Yuma | 18 | 1971 | 9999 | 2019 | 0.27814 | 10562.7985 | 0.05266 | NEI 2019
Yucca | 120_G_GT2 | 120 | G | GT2 |  | Combustion Turbine | WECC_AZ | Arizona | Yuma | 18 | 1971 | 9999 | 2019 | 0.055948 | 10562.7985 | 0.01059 | NEI 2019
Yucca | 120_G_GT21 | 120 | G | GT21 |  | Combustion Turbine | WECC_AZ | Arizona | Yuma | 20 | 1978 | 9999 |  |  |  | 0.12736 | Default Emission Factor
Yucca | 120_G_GT3 | 120 | G | GT3 |  | Combustion Turbine | WECC_AZ | Arizona | Yuma | 52 | 1973 | 9999 | 2019 | 2.2839 | 30514.7512 | 0.14969 | NEI 2019
Yucca | 120_G_GT4 | 120 | G | GT4 |  | Combustion Turbine | WECC_AZ | Arizona | Yuma | 51 | 1974 | 9999 | 2019 | 0.20607 | 29927.9291 | 0.01377 | NEI 2019
Yucca | 120_G_GT5 | 120 | G | GT5 | 89724 | Combustion Turbine | WECC_AZ | Arizona | Yuma | 47 | 2008 | 9999 | 2019 | 1.4368 | 27580.6405 | 0.10419 | NEI 2019
Yucca | 120_G_GT6 | 120 | G | GT6 | 89725 | Combustion Turbine | WECC_AZ | Arizona | Yuma | 47 | 2008 | 9999 | 2019 | 0.8838 | 27580.6405 | 0.06409 | NEI 2019
West Liberty | 1200_G_2 | 1200 | G | 2 |  | Combustion Turbine | MIS_IL | Iowa | Muscatine | 2.1 | 1974 | 9999 |  |  |  | 0.92213 | Default Emission Factor
West Liberty | 1200_G_3 | 1200 | G | 3 |  | Combustion Turbine | MIS_IL | Iowa | Muscatine | 2.7 | 1982 | 9999 |  |  |  | 0.92213 | Default Emission Factor
West Liberty | 1200_G_5 | 1200 | G | 5 |  | Combustion Turbine | MIS_IL | Iowa | Muscatine | 5 | 2004 | 9999 |  |  |  | 0.12736 | Default Emission Factor
West Liberty | 1200_G_6 | 1200 | G | 6 |  | Combustion Turbine | MIS_IL | Iowa | Muscatine | 5 | 2004 | 9999 |  |  |  | 0.12736 | Default Emission Factor
Wilton | 1202_G_5 | 1202 | G | 5 |  | Combustion Turbine | MIS_MIDA | Iowa | Muscatine | 1.6 | 1992 | 9999 |  |  |  | 0.92213 | Default Emission Factor
Wilton | 1202_G_6 | 1202 | G | 6 |  | Combustion Turbine | MIS_MIDA | Iowa | Muscatine | 1.6 | 1992 | 9999 |  |  |  | 0.92213 | Default Emission Factor
Wilton | 1202_G_7 | 1202 | G | 7 |  | Combustion Turbine | MIS_MIDA | Iowa | Muscatine | 1.6 | 1992 | 9999 |  |  |  | 0.92213 | Default Emission Factor
Wilton | 1202_G_8 | 1202 | G | 8 |  | Combustion Turbine | MIS_MIDA | Iowa | Muscatine | 2.2 | 2002 | 9999 |  |  |  | 0.92213 | Default Emission Factor
Wilton | 1202_G_9 | 1202 | G | 9 |  | Combustion Turbine | MIS_MIDA | Iowa | Muscatine | 2.2 | 2002 | 9999 |  |  |  | 0.92213 | Default Emission Factor
Winterset | 1203_G_2 | 1203 | G | 2 |  | Combustion Turbine | MIS_IA | Iowa | Madison | 1.5 | 1956 | 9999 |  |  |  | 0.92213 | Default Emission Factor
Winterset | 1203_G_3 | 1203 | G | 3 |  | Combustion Turbine | MIS_IA | Iowa | Madison | 1.7 | 1966 | 9999 |  |  |  | 0.92213 | Default Emission Factor
Winterset | 1203_G_4 | 1203 | G | 4 |  | Combustion Turbine | MIS_IA | Iowa | Madison | 4.4 | 1972 | 9999 |  |  |  | 0.92213 | Default Emission Factor
Winterset | 1203_G_5 | 1203 | G | 5 |  | Combustion Turbine | MIS_IA | Iowa | Madison | 2 | 2002 | 9999 |  |  |  | 0.92213 | Default Emission Factor
Winterset | 1203_G_6 | 1203 | G | 6 |  | Combustion Turbine | MIS_IA | Iowa | Madison | 2 | 2002 | 9999 |  |  |  | 0.92213 | Default Emission Factor
Winterset | 1203_G_7 | 1203 | G | 7 |  | Combustion Turbine | MIS_IA | Iowa | Madison | 2 | 2002 | 9999 |  |  |  | 0.92213 | Default Emission Factor
Summit Lake | 1206_G_GT1 | 1206 | G | GT1 | 89919 | Combustion Turbine | MIS_IA | Iowa | Union | 27.5 | 1973 | 9999 |  |  |  | 0.12736 | Default Emission Factor
Summit Lake | 1206_G_GT2 | 1206 | G | GT2 | 90041 | Combustion Turbine | MIS_IA | Iowa | Union | 27.9 | 1975 | 9999 |  |  |  | 0.12736 | Default Emission Factor
Earl F Wisdom | 1217_G_2 | 1217 | G | 2 | 89384 | Combustion Turbine | MIS_MIDA | Iowa | Clay | 76 | 2004 | 9999 | 2019 | 5.0369 | 16900 | 0.59608 | NEI 2019
Bird City | 1224_G_1 | 1224 | G | 1 |  | Combustion Turbine | SPP_WEST | Kansas | Cheyenne | 2 | 1965 | 9999 |  |  |  | 0.92213 | Default Emission Factor
Colby | 1225_G_GT1 | 1225 | G | GT1 |  | Combustion Turbine | SPP_WEST | Kansas | Thomas | 13 | 1970 | 9999 | 2019 | 0.0051741 | 79 | 0.13099 | NEI 2019
Cimarron River | 1230_G_2 | 1230 | G | 2 |  | Combustion Turbine | SPP_N | Kansas | Seward | 13.7 | 1968 | 9999 |  |  |  | 0.12736 | Default Emission Factor
Riverton | 1239_G_10 | 1239 | G | 10 |  | Combustion Turbine | SPP_N | Kansas | Cherokee | 13 | 1988 | 9999 |  |  |  | 0.12736 | Default Emission Factor
Riverton | 1239_G_11 | 1239 | G | 11 |  | Combustion Turbine | SPP_N | Kansas | Cherokee | 15 | 1988 | 9999 | 2019 | 0.053654 | 926.25 | 0.11585 | NEI 2019
Riverton | 1239_G_12 | 1239 | G | 12 | 89715 | Combined Cycle | SPP_N | Kansas | Cherokee | 149 | 2007 | 9999 | 2019 | 19 | 1171900 | 0.03243 | NEI 2019
Riverton | 1239_G_12-2 | 1239 | G | 12-2 | 89715 | Combined Cycle | SPP_N | Kansas | Cherokee | 117 | 2016 | 9999 |  |  |  | 0.03243 | NEI 2019
Demoss Petrie | 124_G_GT2 | 124 | G | GT2 | 76 | Combustion Turbine | WECC_AZ | Arizona | Pima | 75 | 2001 | 9999 |  |  |  | 0.12736 | Default Emission Factor
Gordon Evans Energy Center | 1240_G_5 | 1240 | G | 5 |  | Combustion Turbine | SPP_N | Kansas | Sedgwick | 3 | 1969 | 9999 |  |  |  | 0.92213 | Default Emission Factor
Gordon Evans Energy Center | 1240_G_GT1 | 1240 | G | GT1 | 816 | Combustion Turbine | SPP_N | Kansas | Sedgwick | 73 | 2000 | 9999 | 2019 | 1.5659 | 75312.6604 | 0.04159 | NEI 2019
Gordon Evans Energy Center | 1240_G_GT2 | 1240 | G | GT2 | 817 | Combustion Turbine | SPP_N | Kansas | Sedgwick | 72 | 2000 | 9999 | 2019 | 1.2042 | 74280.9801 | 0.03242 | NEI 2019
Gordon Evans Energy Center | 1240_G_GT3 | 1240 | G | GT3 | 818 | Combustion Turbine | SPP_N | Kansas | Sedgwick | 149 | 2001 | 9999 | 2019 | 8.3398 | 153720.3616 | 0.10851 | NEI 2019
Hutchinson Energy Center | 1248_G_H1DG | 1248 | G | H1DG |  | Combustion Turbine | SPP_N | Kansas | Reno | 3 | 1983 | 9999 |  |  |  | 0.92213 | Default Emission Factor
Anthony | 1258_G_IC1 | 1258 | G | IC1 |  | Combustion Turbine | SPP_N | Kansas | Harper | 4.1 | 1972 | 9999 | 2019 | 0.00556 | 18.0991 | 0.6144 | NEI 2019
Anthony | 1258_G_IC2 | 1258 | G | IC2 |  | Combustion Turbine | SPP_N | Kansas | Harper | 3 | 1976 | 9999 | 2019 | 0.0022518 | 13.2432 | 0.34007 | NEI 2019
Anthony | 1258_G_IC3 | 1258 | G | IC3 |  | Combustion Turbine | SPP_N | Kansas | Harper | 4 | 1981 | 9999 | 2019 | 0.0074782 | 17.6577 | 0.84702 | NEI 2019
Ashland | 1259_G_4B | 1259 | G | 4B |  | Combustion Turbine | SPP_N | Kansas | Clark | 1.8 | 2014 | 9999 |  |  |  | 0.92213 | Default Emission Factor
H Wilson Sundt Generating Station | 126_G_GT1 | 126 | G | GT1 |  | Combustion Turbine | WECC_AZ | Arizona | Pima | 24 | 1972 | 9999 | 2019 | 3.3918 | 260753 | 0.02602 | NEI 2019
H Wilson Sundt Generating Station | 126_G_GT2 | 126 | G | GT2 |  | Combustion Turbine | WECC_AZ | Arizona | Pima | 24 | 1972 | 9999 | 2019 | 3.0328 | 297230 | 0.02041 | NEI 2019
H Wilson Sundt Generating Station | 126_G_RIC1 | 126 | G | RIC1 |  | Combustion Turbine | WECC_AZ | Arizona | Pima | 18.2 | 2020 | 9999 |  |  |  | 0.35769 | Default Emission Factor
H Wilson Sundt Generating Station | 126_G_RIC10 | 126 | G | RIC10 |  | Combustion Turbine | WECC_AZ | Arizona | Pima | 18.2 | 2020 | 9999 |  |  |  | 0.35769 | Default Emission Factor
H Wilson Sundt Generating Station | 126_G_RIC2 | 126 | G | RIC2 |  | Combustion Turbine | WECC_AZ | Arizona | Pima | 18.2 | 2020 | 9999 |  |  |  | 0.35769 | Default Emission Factor
H Wilson Sundt Generating Station | 126_G_RIC3 | 126 | G | RIC3 |  | Combustion Turbine | WECC_AZ | Arizona | Pima | 18.2 | 2020 | 9999 |  |  |  | 0.35769 | Default Emission Factor
H Wilson Sundt Generating Station | 126_G_RIC4 | 126 | G | RIC4 |  | Combustion Turbine | WECC_AZ | Arizona | Pima | 18.2 | 2020 | 9999 |  |  |  | 0.35769 | Default Emission Factor
H Wilson Sundt Generating Station | 126_G_RIC5 | 126 | G | RIC5 |  | Combustion Turbine | WECC_AZ | Arizona | Pima | 18.2 | 2020 | 9999 |  |  |  | 0.35769 | Default Emission Factor
H Wilson Sundt Generating Station | 126_G_RIC6 | 126 | G | RIC6 |  | Combustion Turbine | WECC_AZ | Arizona | Pima | 18.2 | 2020 | 9999 |  |  |  | 0.35769 | Default Emission Factor
H Wilson Sundt Generating Station | 126_G_RIC7 | 126 | G | RIC7 |  | Combustion Turbine | WECC_AZ | Arizona | Pima | 18.2 | 2020 | 9999 |  |  |  | 0.35769 | Default Emission Factor
H Wilson Sundt Generating Station | 126_G_RIC8 | 126 | G | RIC8 |  | Combustion Turbine | WECC_AZ | Arizona | Pima | 18.2 | 2020 | 9999 |  |  |  | 0.35769 | Default Emission Factor
H Wilson Sundt Generating Station | 126_G_RIC9 | 126 | G | RIC9 |  | Combustion Turbine | WECC_AZ | Arizona | Pima | 18.2 | 2020 | 9999 |  |  |  | 0.35769 | Default Emission Factor
Augusta Electric Plant No 1 | 1261_G_1 | 1261 | G | 1 |  | Combustion Turbine | SPP_N | Kansas | Butler | 1.1 | 1954 | 9999 |  |  |  | 0.92213 | Default Emission Factor
Augusta Electric Plant No 1 | 1261_G_2 | 1261 | G | 2 |  | Combustion Turbine | SPP_N | Kansas | Butler | 0.3 | 1929 | 9999 |  |  |  | 0.92213 | Default Emission Factor
Augusta Electric Plant No 1 | 1261_G_3 | 1261 | G | 3 |  | Combustion Turbine | SPP_N | Kansas | Butler | 1 | 1949 | 9999 |  |  |  | 0.92213 | Default Emission Factor
Augusta Electric Plant No 1 | 1261_G_4 | 1261 | G | 4 |  | Combustion Turbine | SPP_N | Kansas | Butler | 0.7 | 1939 | 9999 |  |  |  | 0.92213 | Default Emission Factor
Augusta Electric Plant No 1 | 1261_G_5 | 1261 | G | 5 |  | Combustion Turbine | SPP_N | Kansas | Butler | 2.2 | 1956 | 9999 |  |  |  | 0.92213 | Default Emission Factor
Augusta Electric Plant No 1 | 1261_G_6 | 1261 | G | 6 |  | Combustion Turbine | SPP_N | Kansas | Butler | 2.2 | 1956 | 9999 |  |  |  | 0.92213 | Default Emission Factor
Augusta Electric Plant No 1 | 1261_G_7 | 1261 | G | 7 |  | Combustion Turbine | SPP_N | Kansas | Butler | 2 | 1964 | 9999 |  |  |  | 0.92213 | Default Emission Factor
Augusta Electric Plant No 1 | 1261_G_8 | 1261 | G | 8 |  | Combustion Turbine | SPP_N | Kansas | Butler | 2 | 2016 | 9999 |  |  |  | 0.92213 | Default Emission Factor
Baldwin City Plant No 1 | 1262_G_4 | 1262 | G | 4 |  | Combustion Turbine | SPP_N | Kansas | Douglas | 1.5 | 1970 | 9999 |  |  |  | 0.92213 | Default Emission Factor
Baldwin City Plant No 1 | 1262_G_5 | 1262 | G | 5 |  | Combustion Turbine | SPP_N | Kansas | Douglas | 0.7 | 1964 | 9999 |  |  |  | 0.92213 | Default Emission Factor
Baldwin City Plant No 1 | 1262_G_6 | 1262 | G | 6 |  | Combustion Turbine | SPP_N | Kansas | Douglas | 0.7 | 1964 | 9999 |  |  |  | 0.92213 | Default Emission Factor
Belleville | 1263_G_4 | 1263 | G | 4 |  | Combustion Turbine | SPP_NEBR | Kansas | Republic | 1 | 1955 | 9999 |  |  |  | 0.92213 | Default Emission Factor
Belleville | 1263_G_5 | 1263 | G | 5 |  | Combustion Turbine | SPP_NEBR | Kansas | Republic | 1.7 | 1961 | 9999 |  |  |  | 0.92213 | Default Emission Factor
Belleville | 1263_G_6 | 1263 | G | 6 |  | Combustion Turbine | SPP_NEBR | Kansas | Republic | 3.7 | 1966 | 9999 |  |  |  | 0.92213 | Default Emission Factor
Belleville | 1263_G_7 | 1263 | G | 7 |  | Combustion Turbine | SPP_NEBR | Kansas | Republic | 5.1 | 1971 | 9999 |  |  |  | 0.92213 | Default Emission Factor
Belleville | 1263_G_8 | 1263 | G | 8 |  | Combustion Turbine | SPP_NEBR | Kansas | Republic | 2.8 | 2007 | 9999 |  |  |  | 0.92213 | Default Emission Factor
Beloit | 1264_G_1 | 1264 | G | 1 |  | Combustion Turbine | SPP_N | Kansas | Mitchell | 1.1 | 1951 | 9999 | 2019 | 0.0052659 | 7.9226 | 1.3293 | NEI 2019
Beloit | 1264_G_2 | 1264 | G | 2 |  | Combustion Turbine | SPP_N | Kansas | Mitchell | 1.1 | 1951 | 9999 | 2019 | 0.0023112 | 7.9226 | 0.58343 | NEI 2019
Beloit | 1264_G_3 | 1264 | G | 3 |  | Combustion Turbine | SPP_N | Kansas | Mitchell | 2 | 1961 | 9999 | 2019 | 0.0048782 | 14.4048 | 0.67731 | NEI 2019
Beloit | 1264_G_4 | 1264 | G | 4 |  | Combustion Turbine | SPP_N | Kansas | Mitchell | 3 | 1964 | 9999 | 2019 | 0.010053 | 21.6071 | 0.93051 | NEI 2019
Beloit | 1264_G_5 | 1264 | G | 5 |  | Combustion Turbine | SPP_N | Kansas | Mitchell | 0.6 | 1950 | 9999 |  |  |  | 0.92213 | Default Emission Factor
Beloit | 1264_G_6 | 1264 | G | 6 |  | Combustion Turbine | SPP_N | Kansas | Mitchell | 3.5 | 1971 | 9999 | 2019 | 0.0051446 | 25.2083 | 0.40817 | NEI 2019
Beloit | 1264_G_7 | 1264 | G | 7 |  | Combustion Turbine | SPP_N | Kansas | Mitchell | 5.5 | 1980 | 9999 | 2019 | 0.0095064 | 39.6131 | 0.47996 | NEI 2019
Burlingame | 1265_G_1 | 1265 | G | 1 |  | Combustion Turbine | SPP_N | Kansas | Osage | 1 | 1973 | 9999 |  |  |  | 0.92213 | Default Emission Factor
Burlingame | 1265_G_3 | 1265 | G | 3 |  | Combustion Turbine | SPP_N | Kansas | Osage | 0.8 | 1963 | 9999 |  |  |  | 0.92213 | Default Emission Factor
Burlingame | 1265_G_4 | 1265 | G | 4 |  | Combustion Turbine | SPP_N | Kansas | Osage | 1 | 1969 | 9999 |  |  |  | 0.92213 | Default Emission Factor
Burlingame | 1265_G_5 | 1265 | G | 5 |  | Combustion Turbine | SPP_N | Kansas | Osage | 0.8 | 1980 | 9999 |  |  |  | 0.92213 | Default Emission Factor
Burlington (KS) | 1266_G_1A | 1266 | G | 1A |  | Combustion Turbine | SPP_N | Kansas | Coffey | 2 | 2003 | 9999 |  |  |  | 0.92213 | Default Emission Factor
Burlington (KS) | 1266_G_2 | 1266 | G | 2 |  | Combustion Turbine | SPP_N | Kansas | Coffey | 1.3 | 1962 | 9999 |  |  |  | 0.92213 | Default Emission Factor
Burlington (KS) | 1266_G_4A | 1266 | G | 4A |  | Combustion Turbine | SPP_N | Kansas | Coffey | 2.3 | 2005 | 9999 |  |  |  | 0.92213 | Default Emission Factor
Burlington (KS) | 1266_G_5 | 1266 | G | 5 |  | Combustion Turbine | SPP_N | Kansas | Coffey | 1 | 1955 | 9999 |  |  |  | 0.92213 | Default Emission Factor
Burlington (KS) | 1266_G_IC6 | 1266 | G | IC6 |  | Combustion Turbine | SPP_N | Kansas | Coffey | 4.8 | 1983 | 9999 |  |  |  | 0.92213 | Default Emission Factor
Chanute 2 | 1268_G_14 | 1268 | G | 14 | 2247 | Combustion Turbine | SPP_N | Kansas | Neosho | 42 | 2002 | 9999 | 2019 | 7.6701 | 174782 | 0.08777 | NEI 2019
Chanute 2 | 1268_G_7 | 1268 | G | 7 |  | Combustion Turbine | SPP_N | Kansas | Neosho | 2 | 1965 | 9999 | 2019 | 0.0032265 | 9 | 0.71699 | NEI 2019
Chanute 2 | 1268_G_8 | 1268 | G | 8 |  | Combustion Turbine | SPP_N | Kansas | Neosho | 2 | 1965 | 9999 | 2019 | 0.0025092 | 9 | 0.55761 | NEI 2019
Clay Center | 1270_G_5 | 1270 | G | 5 |  | O/G Steam | SPP_N | Kansas | Clay | 3 | 1948 | 9999 |  |  |  | 0.14445 | Default Emission Factor
Clay Center | 1270_G_6 | 1270 | G | 6 |  | O/G Steam | SPP_N | Kansas | Clay | 5 | 1961 | 9999 |  |  |  | 0.14445 | Default Emission Factor
Clay Center | 1270_G_IC1 | 1270 | G | IC1 |  | Combustion Turbine | SPP_N | Kansas | Clay | 0.9 | 1958 | 9999 |  |  |  | 0.92213 | Default Emission Factor
Clay Center | 1270_G_IC2 | 1270 | G | IC2 |  | Combustion Turbine | SPP_N | Kansas | Clay | 2 | 1966 | 9999 |  |  |  | 0.92213 | Default Emission Factor
Clay Center | 1270_G_IC3 | 1270 | G | IC3 |  | Combustion Turbine | SPP_N | Kansas | Clay | 5 | 1972 | 9999 |  |  |  | 0.92213 | Default Emission Factor
Clay Center | 1270_G_IC4 | 1270 | G | IC4 |  | Combustion Turbine | SPP_N | Kansas | Clay | 3.5 | 1996 | 9999 |  |  |  | 0.92213 | Default Emission Factor
Clay Center | 1270_G_IC5 | 1270 | G | IC5 |  | Combustion Turbine | SPP_N | Kansas | Clay | 3.5 | 1996 | 9999 |  |  |  | 0.92213 | Default Emission Factor
Clay Center | 1270_G_IC6 | 1270 | G | IC6 |  | Combustion Turbine | SPP_N | Kansas | Clay | 6.8 | 2005 | 9999 |  |  |  | 0.92213 | Default Emission Factor
Coffeyville | 1271_G_1 | 1271 | G | 1 |  | Combustion Turbine | SPP_N | Kansas | Montgomery | 2 | 2007 | 9999 |  |  |  | 0.92213 | Default Emission Factor
Coffeyville | 1271_G_2 | 1271 | G | 2 |  | Combustion Turbine | SPP_N | Kansas | Montgomery | 2 | 2007 | 9999 |  |  |  | 0.92213 | Default Emission Factor
Colby City of | 1272_G_4 | 1272 | G | 4 |  | Combustion Turbine | SPP_WEST | Kansas | Thomas | 1.2 | 1958 | 9999 |  |  |  | 0.92213 | Default Emission Factor
Colby City of | 1272_G_5 | 1272 | G | 5 |  | Combustion Turbine | SPP_WEST | Kansas | Thomas | 1 | 1958 | 9999 |  |  |  | 0.92213 | Default Emission Factor
Colby City of | 1272_G_6 | 1272 | G | 6 |  | Combustion Turbine | SPP_WEST | Kansas | Thomas | 3.5 | 1971 | 9999 |  |  |  | 0.92213 | Default Emission Factor
Colby City of | 1272_G_7 | 1272 | G | 7 |  | Combustion Turbine | SPP_WEST | Kansas | Thomas | 3.5 | 1971 | 9999 |  |  |  | 0.92213 | Default Emission Factor
Colby City of | 1272_G_8 | 1272 | G | 8 |  | Combustion Turbine | SPP_WEST | Kansas | Thomas | 2.5 | 1965 | 9999 |  |  |  | 0.92213 | Default Emission Factor
Colby City of | 1272_G_9 | 1272 | G | 9 |  | Combustion Turbine | SPP_WEST | Kansas | Thomas | 3 | 2019 | 9999 |  |  |  | 0.35769 | Default Emission Factor
Ellinwood | 1274_G_1 | 1274 | G | 1 |  | Combustion Turbine | SPP_N | Kansas | Barton | 1.8 | 1965 | 9999 |  |  |  | 0.92213 | Default Emission Factor
Ellinwood | 1274_G_2 | 1274 | G | 2 |  | Combustion Turbine | SPP_N | Kansas | Barton | 1.3 | 1957 | 9999 |  |  |  | 0.92213 | Default Emission Factor
Ellinwood | 1274_G_3 | 1274 | G | 3 |  | Combustion Turbine | SPP_N | Kansas | Barton | 0.3 | 1948 | 9999 |  |  |  | 0.92213 | Default Emission Factor
Ellinwood | 1274_G_4 | 1274 | G | 4 |  | Combustion Turbine | SPP_N | Kansas | Barton | 1 | 1953 | 9999 |  |  |  | 0.92213 | Default Emission Factor
Ellinwood | 1274_G_5 | 1274 | G | 5 |  | Combustion Turbine | SPP_N | Kansas | Barton | 2.5 | 1971 | 9999 |  |  |  | 0.92213 | Default Emission Factor
Erie | 1276_G_3 | 1276 | G | 3 |  | Combustion Turbine | SPP_N | Kansas | Neosho | 0.9 | 1958 | 9999 |  |  |  | 0.92213 | Default Emission Factor
Erie | 1276_G_6 | 1276 | G | 6 |  | Combustion Turbine | SPP_N | Kansas | Neosho | 1 | 2005 | 9999 |  |  |  | 0.92213 | Default Emission Factor
Erie | 1276_G_7 | 1276 | G | 7 |  | Combustion Turbine | SPP_N | Kansas | Neosho | 1 | 2005 | 9999 |  |  |  | 0.92213 | Default Emission Factor
Erie | 1276_G_8 | 1276 | G | 8 |  | Combustion Turbine | SPP_N | Kansas | Neosho | 1 | 2005 | 9999 |  |  |  | 0.92213 | Default Emission Factor
Garnett Municipal | 1278_G_1 | 1278 | G | 1 |  | Combustion Turbine | SPP_N | Kansas | Anderson | 1.3 | 1961 | 9999 |  |  |  | 0.92213 | Default Emission Factor
Garnett Municipal | 1278_G_2 | 1278 | G | 2 |  | Combustion Turbine | SPP_N | Kansas | Anderson | 0.3 | 1930 | 9999 |  |  |  | 0.92213 | Default Emission Factor
Garnett Municipal | 1278_G_3 | 1278 | G | 3 |  | Combustion Turbine | SPP_N | Kansas | Anderson | 1.3 | 1955 | 9999 |  |  |  | 0.92213 | Default Emission Factor
Garnett Municipal | 1278_G_4 | 1278 | G | 4 |  | Combustion Turbine | SPP_N | Kansas | Anderson | 0.8 | 1948 | 9999 |  |  |  | 0.92213 | Default Emission Factor
Garnett Municipal | 1278_G_7 | 1278 | G | 7 |  | Combustion Turbine | SPP_N | Kansas | Anderson | 2.2 | 2000 | 9999 |  |  |  | 0.92213 | Default Emission Factor
Garnett Municipal | 1278_G_IC5 | 1278 | G | IC5 |  | Combustion Turbine | SPP_N | Kansas | Anderson | 2.1 | 1981 | 9999 |  |  |  | 0.92213 | Default Emission Factor
Garnett Municipal | 1278_G_IC6 | 1278 | G | IC6 |  | Combustion Turbine | SPP_N | Kansas | Anderson | 2.2 | 1978 | 9999 |  |  |  | 0.92213 | Default Emission Factor
Girard | 1279_G_1 | 1279 | G | 1 |  | Combustion Turbine | SPP_N | Kansas | Crawford | 1.1 | 1955 | 9999 |  |  |  | 0.92213 | Default Emission Factor
Girard | 1279_G_4 | 1279 | G | 4 |  | Combustion Turbine | SPP_N | Kansas | Crawford | 1.8 | 1962 | 9999 |  |  |  | 0.92213 | Default Emission Factor
Girard | 1279_G_6 | 1279 | G | 6 |  | Combustion Turbine | SPP_N | Kansas | Crawford | 3.2 | 1997 | 9999 |  |  |  | 0.92213 | Default Emission Factor
Girard | 1279_G_7 | 1279 | G | 7 |  | Combustion Turbine | SPP_N | Kansas | Crawford | 3.4 | 1997 | 9999 |  |  |  | 0.92213 | Default Emission Factor
Goodland | 1280_G_10 | 1280 | G | 10 |  | Combustion Turbine | SPP_N | Kansas | Sherman | 1.8 | 1971 | 9999 |  |  |  | 0.92213 | Default Emission Factor
Goodland | 1280_G_11 | 1280 | G | 11 |  | Combustion Turbine | SPP_N | Kansas | Sherman | 3.5 | 1978 | 9999 |  |  |  | 0.92213 | Default Emission Factor
Goodland | 1280_G_12 | 1280 | G | 12 |  | Combustion Turbine | SPP_N | Kansas | Sherman | 0.8 | 1995 | 9999 |  |  |  | 0.92213 | Default Emission Factor
Goodland | 1280_G_13 | 1280 | G | 13 |  | Combustion Turbine | SPP_N | Kansas | Sherman | 1.1 | 1999 | 9999 |  |  |  | 0.92213 | Default Emission Factor
Goodland | 1280_G_3 | 1280 | G | 3 |  | Combustion Turbine | SPP_N | Kansas | Sherman | 0.7 | 1939 | 9999 |  |  |  | 0.92213 | Default Emission Factor
Goodland | 1280_G_6 | 1280 | G | 6 |  | Combustion Turbine | SPP_N | Kansas | Sherman | 1.8 | 1962 | 9999 |  |  |  | 0.92213 | Default Emission Factor
Goodland | 1280_G_7 | 1280 | G | 7 |  | Combustion Turbine | SPP_N | Kansas | Sherman | 1.8 | 1966 | 9999 |  |  |  | 0.92213 | Default Emission Factor
Goodland | 1280_G_8 | 1280 | G | 8 |  | Combustion Turbine | SPP_N | Kansas | Sherman | 4.6 | 1975 | 9999 |  |  |  | 0.92213 | Default Emission Factor
Herington | 1283_G_4B | 1283 | G | 4B |  | Combustion Turbine | SPP_N | Kansas | Dickinson | 1.5 | 2001 | 9999 |  |  |  | 0.92213 | Default Emission Factor
Hoisington | 1286_G_2A | 1286 | G | 2A |  | Combustion Turbine | SPP_N | Kansas | Barton | 1.1 | 1996 | 9999 |  |  |  | 0.92213 | Default Emission Factor
Hoisington | 1286_G_6 | 1286 | G | 6 |  | Combustion Turbine | SPP_N | Kansas | Barton | 2 | 1961 | 9999 |  |  |  | 0.92213 | Default Emission Factor
Hoisington | 1286_G_7 | 1286 | G | 7 |  | Combustion Turbine | SPP_N | Kansas | Barton | 4 | 1966 | 9999 |  |  |  | 0.92213 | Default Emission Factor
Hoisington | 1286_G_8 | 1286 | G | 8 |  | Combustion Turbine | SPP_N | Kansas | Barton | 7 | 1981 | 9999 |  |  |  | 0.92213 | Default Emission Factor
Holton | 1287_G_10 | 1287 | G | 10 |  | Combustion Turbine | SPP_N | Kansas | Jackson | 1.8 | 1970 | 9999 |  |  |  | 0.92213 | Default Emission Factor
Holton | 1287_G_11 | 1287 | G | 11 |  | Combustion Turbine | SPP_N | Kansas | Jackson | 2.2 | 1994 | 9999 |  |  |  | 0.92213 | Default Emission Factor
Holton | 1287_G_12 | 1287 | G | 12 |  | Combustion Turbine | SPP_N | Kansas | Jackson | 3 | 2001 | 9999 |  |  |  | 0.92213 | Default Emission Factor
Holton | 1287_G_13 | 1287 | G | 13 |  | Combustion Turbine | SPP_N | Kansas | Jackson | 3 | 2001 | 9999 |  |  |  | 0.92213 | Default Emission Factor
Holton | 1287_G_6 | 1287 | G | 6 |  | Combustion Turbine | SPP_N | Kansas | Jackson | 1.4 | 1958 | 9999 |  |  |  | 0.92213 | Default Emission Factor
Holton | 1287_G_7 | 1287 | G | 7 |  | Combustion Turbine | SPP_N | Kansas | Jackson | 2.4 | 1963 | 9999 |  |  |  | 0.92213 | Default Emission Factor
Holton | 1287_G_8 | 1287 | G | 8 |  | Combustion Turbine | SPP_N | Kansas | Jackson | 3.8 | 1969 | 9999 |  |  |  | 0.92213 | Default Emission Factor
Holton | 1287_G_9 | 1287 | G | 9 |  | Combustion Turbine | SPP_N | Kansas | Jackson | 1.8 | 1970 | 9999 |  |  |  | 0.92213 | Default Emission Factor
Iola | 1291_G_1 | 1291 | G | 1 |  | Combustion Turbine | SPP_N | Kansas | Allen | 5 | 1998 | 9999 |  |  |  | 0.92213 | Default Emission Factor
Iola | 1291_G_10 | 1291 | G | 10 |  | Combustion Turbine | SPP_N | Kansas | Allen | 2.9 | 1981 | 9999 |  |  |  | 0.92213 | Default Emission Factor
Iola | 1291_G_2 | 1291 | G | 2 |  | Combustion Turbine | SPP_N | Kansas | Allen | 5 | 2000 | 9999 |  |  |  | 0.92213 | Default Emission Factor
Iola | 1291_G_6 | 1291 | G | 6 |  | Combustion Turbine | SPP_N | Kansas | Allen | 2.9 | 1969 | 9999 |  |  |  | 0.92213 | Default Emission Factor
Iola | 1291_G_7 | 1291 | G | 7 |  | Combustion Turbine | SPP_N | Kansas | Allen | 2.9 | 1971 | 9999 |  |  |  | 0.92213 | Default Emission Factor
Iola | 1291_G_8 | 1291 | G | 8 |  | Combustion Turbine | SPP_N | Kansas | Allen | 2.9 | 1976 | 9999 |  |  |  | 0.92213 | Default Emission Factor
Iola | 1291_G_9 | 1291 | G | 9 |  | Combustion Turbine | SPP_N | Kansas | Allen | 2.9 | 1977 | 9999 |  |  |  | 0.92213 | Default Emission Factor
Jetmore | 1292_G_8 | 1292 | G | 8 |  | Combustion Turbine | SPP_N | Kansas | Hodgeman | 2.5 | 2015 | 9999 |  |  |  | 0.92213 | Default Emission Factor
Quindaro | 1295_G_GT2 | 1295 | G | GT2 | 90731 | Combustion Turbine | SPP_N | Kansas | Wyandotte | 56 | 1974 | 9999 | 2019 | 0.5138 | 3147.5294 | 0.32648 | NEI 2019
Quindaro | 1295_G_GT3 | 1295 | G | GT3 | 90732 | Combustion Turbine | SPP_N | Kansas | Wyandotte | 46 | 1977 | 9999 | 2019 | 0.4665 | 2585.4706 | 0.36086 | NEI 2019
Kingman Municipal Power and Light Plant | 1296_G_2 | 1296 | G | 2 |  | Combustion Turbine | SPP_N | Kansas | Kingman | 1.9 | 1962 | 9999 |  |  |  | 0.92213 | Default Emission Factor
Kingman Municipal Power and Light Plant | 1296_G_4 | 1296 | G | 4 |  | Combustion Turbine | SPP_N | Kansas | Kingman | 1.9 | 1977 | 9999 | 2019 | 0.0031039 | 497.2722 | 0.01248 | NEI 2019
Kingman Municipal Power and Light Plant | 1296_G_6 | 1296 | G | 6 |  | Combustion Turbine | SPP_N | Kansas | Kingman | 3.4 | 1969 | 9999 | 2019 | 0.61995 | 889.8556 | 1.3934 | NEI 2019
Kingman Municipal Power and Light Plant | 1296_G_7 | 1296 | G | 7 |  | Combustion Turbine | SPP_N | Kansas | Kingman | 2.1 | 1979 | 9999 | 2019 | 0.046933 | 549.6167 | 0.17079 | NEI 2019
Kingman Municipal Power and Light Plant | 1296_G_8 | 1296 | G | 8 |  | Combustion Turbine | SPP_N | Kansas | Kingman | 2.4 | 1984 | 9999 | 2019 | 0.21704 | 628.1333 | 0.69108 | NEI 2019
Kingman Municipal Power and Light Plant | 1296_G_9 | 1296 | G | 9 |  | Combustion Turbine | SPP_N | Kansas | Kingman | 6.3 | 1993 | 9999 |  |  |  | 0.92213 | Default Emission Factor
La Crosse | 1297_G_6 | 1297 | G | 6 |  | Combustion Turbine | SPP_WEST | Kansas | Rush | 1.5 | 1975 | 9999 |  |  |  | 0.92213 | Default Emission Factor
Larned | 1299_G_CAT | 1299 | G | CAT |  | Combustion Turbine | SPP_N | Kansas | Pawnee | 2 | 2004 | 9999 |  |  |  | 0.92213 | Default Emission Factor
Larned | 1299_G_CAT1 | 1299 | G | CAT1 |  | Combustion Turbine | SPP_N | Kansas | Pawnee | 2 | 2004 | 9999 |  |  |  | 0.92213 | Default Emission Factor
Larned | 1299_G_CAT2 | 1299 | G | CAT2 |  | Combustion Turbine | SPP_N | Kansas | Pawnee | 2 | 2004 | 9999 |  |  |  | 0.92213 | Default Emission Factor
Larned | 1299_G_CAT3 | 1299 | G | CAT3 |  | Combustion Turbine | SPP_N | Kansas | Pawnee | 2 | 2004 | 9999 |  |  |  | 0.92213 | Default Emission Factor
Larned | 1299_G_CAT4 | 1299 | G | CAT4 |  | Combustion Turbine | SPP_N | Kansas | Pawnee | 2 | 2004 | 9999 |  |  |  | 0.92213 | Default Emission Factor
Larned | 1299_G_IC5 | 1299 | G | IC5 |  | Combustion Turbine | SPP_N | Kansas | Pawnee | 6 | 1976 | 9999 |  |  |  | 0.92213 | Default Emission Factor
Lincoln | 1300_G_1 | 1300 | G | 1 |  | Combustion Turbine | SPP_N | Kansas | Lincoln | 1.1 | 1964 | 9999 |  |  |  | 0.92213 | Default Emission Factor
Lincoln | 1300_G_2 | 1300 | G | 2 |  | Combustion Turbine | SPP_N | Kansas | Lincoln | 1.1 | 1964 | 9999 |  |  |  | 0.92213 | Default Emission Factor
Lincoln | 1300_G_4 | 1300 | G | 4 |  | Combustion Turbine | SPP_N | Kansas | Lincoln | 0.6 | 1958 | 9999 |  |  |  | 0.92213 | Default Emission Factor
Lincoln | 1300_G_7 | 1300 | G | 7 |  | Combustion Turbine | SPP_N | Kansas | Lincoln | 3 | 1974 | 9999 |  |  |  | 0.92213 | Default Emission Factor
Lincoln | 1300_G_8 | 1300 | G | 8 |  | Combustion Turbine | SPP_N | Kansas | Lincoln | 1.8 | 2017 | 9999 |  |  |  | 0.92213 | Default Emission Factor
McPherson 2 | 1305_G_GT2 | 1305 | G | GT2 | 90705 | Combustion Turbine | SPP_N | Kansas | McPherson | 52 | 1976 | 2024 | 2019 | 0.36334 | 7294.5384 | 0.09962 | NEI 2019
McPherson 2 | 1305_G_GT3 | 1305 | G | GT3 | 90706 | Combustion Turbine | SPP_N | Kansas | McPherson | 51.9 | 1979 | 9999 | 2019 | 0.49833 | 7280.5104 | 0.13689 | NEI 2019
Meade | 1306_G_2 | 1306 | G | 2 |  | Combustion Turbine | SPP_N | Kansas | Meade | 0.8 | 1951 | 9999 |  |  |  | 0.92213 | Default Emission Factor
Meade | 1306_G_3 | 1306 | G | 3 |  | Combustion Turbine | SPP_N | Kansas | Meade | 1.1 | 1957 | 9999 |  |  |  | 0.92213 | Default Emission Factor
Meade | 1306_G_4 | 1306 | G | 4 |  | Combustion Turbine | SPP_N | Kansas | Meade | 1.3 | 1961 | 9999 |  |  |  | 0.92213 | Default Emission Factor
Meade | 1306_G_5 | 1306 | G | 5 |  | Combustion Turbine | SPP_N | Kansas | Meade | 1.7 | 1965 | 9999 |  |  |  | 0.92213 | Default Emission Factor
Meade | 1306_G_6 | 1306 | G | 6 |  | Combustion Turbine | SPP_N | Kansas | Meade | 1.9 | 1972 | 9999 |  |  |  | 0.92213 | Default Emission Factor
Minneapolis City of | 1307_G_3 | 1307 | G | 3 |  | Combustion Turbine | SPP_N | Kansas | Ottawa | 1.2 | 1961 | 9999 |  |  |  | 0.92213 | Default Emission Factor
Minneapolis City of | 1307_G_4 | 1307 | G | 4 |  | Combustion Turbine | SPP_N | Kansas | Ottawa | 0.5 | 1955 | 9999 |  |  |  | 0.92213 | Default Emission Factor
Minneapolis City of | 1307_G_5 | 1307 | G | 5 |  | Combustion Turbine | SPP_N | Kansas | Ottawa | 1.8 | 1966 | 9999 |  |  |  | 0.92213 | Default Emission Factor
Minneapolis City of | 1307_G_6 | 1307 | G | 6 |  | Combustion Turbine | SPP_N | Kansas | Ottawa | 2.7 | 1972 | 9999 |  |  |  | 0.92213 | Default Emission Factor
Minneapolis City of | 1307_G_7 | 1307 | G | 7 |  | Combustion Turbine | SPP_N | Kansas | Ottawa | 1.8 | 1989 | 9999 |  |  |  | 0.92213 | Default Emission Factor
Oberlin (KS) | 1312_G_1 | 1312 | G | 1 |  | Combustion Turbine | SPP_N | Kansas | Decatur | 0.9 | 1956 | 9999 |  |  |  | 0.92213 | Default Emission Factor
Osage City | 1313_G_1 | 1313 | G | 1 |  | Combustion Turbine | SPP_N | Kansas | Osage | 0.9 | 1955 | 9999 |  |  |  | 0.92213 | Default Emission Factor
Osage City | 1313_G_2 | 1313 | G | 2 |  | Combustion Turbine | SPP_N | Kansas | Osage | 1.1 | 1960 | 9999 |  |  |  | 0.92213 | Default Emission Factor
Osage City | 1313_G_4 | 1313 | G | 4 |  | Combustion Turbine | SPP_N | Kansas | Osage | 1.9 | 1967 | 9999 |  |  |  | 0.92213 | Default Emission Factor
Osage City | 1313_G_5 | 1313 | G | 5 |  | Combustion Turbine | SPP_N | Kansas | Osage | 1.9 | 1970 | 9999 |  |  |  | 0.92213 | Default Emission Factor
Osage City | 1313_G_7 | 1313 | G | 7 |  | Combustion Turbine | SPP_N | Kansas | Osage | 1.5 | 1984 | 9999 |  |  |  | 0.92213 | Default Emission Factor
Osage City | 1313_G_IC3 | 1313 | G | IC3 |  | Combustion Turbine | SPP_N | Kansas | Osage | 1.9 | 2011 | 9999 |  |  |  | 0.92213 | Default Emission Factor
Osage City | 1313_G_IC6 | 1313 | G | IC6 |  | Combustion Turbine | SPP_N | Kansas | Osage | 0.9 | 1983 | 9999 |  |  |  | 0.92213 | Default Emission Factor
Osawatomie City of | 1314_G_2 | 1314 | G | 2 |  | Combustion Turbine | SPP_N | Kansas | Miami | 1.8 | 1957 | 9999 |  |  |  | 0.92213 | Default Emission Factor
Osawatomie City of | 1314_G_4 | 1314 | G | 4 |  | Combustion Turbine | SPP_N | Kansas | Miami | 1 | 1950 | 9999 |  |  |  | 0.92213 | Default Emission Factor
Osawatomie City of | 1314_G_5 | 1314 | G | 5 |  | Combustion Turbine | SPP_N | Kansas | Miami | 2.8 | 1966 | 9999 |  |  |  | 0.92213 | Default Emission Factor
Osborne | 1315_G_1 | 1315 | G | 1 |  | Combustion Turbine | SPP_N | Kansas | Osborne | 1.4 | 1967 | 9999 |  |  |  | 0.92213 | Default Emission Factor
Osborne | 1315_G_2 | 1315 | G | 2 |  | Combustion Turbine | SPP_N | Kansas | Osborne | 1.2 | 1963 | 9999 |  |  |  | 0.92213 | Default Emission Factor
Osborne | 1315_G_3 | 1315 | G | 3 |  | Combustion Turbine | SPP_N | Kansas | Osborne | 0.6 | 1957 | 9999 |  |  |  | 0.92213 | Default Emission Factor
Osborne | 1315_G_6 | 1315 | G | 6 |  | Combustion Turbine | SPP_N | Kansas | Osborne | 0.4 | 1992 | 9999 |  |  |  | 0.92213 | Default Emission Factor
Osborne | 1315_G_7 | 1315 | G | 7 |  | Combustion Turbine | SPP_N | Kansas | Osborne | 0.4 | 1992 | 9999 |  |  |  | 0.92213 | Default Emission Factor
Osborne | 1315_G_8 | 1315 | G | 8 |  | Combustion Turbine | SPP_N | Kansas | Osborne | 0.6 | 1994 | 9999 |  |  |  | 0.92213 | Default Emission Factor
Ottawa | 1316_G_IC3 | 1316 | G | IC3 |  | Combustion Turbine | SPP_N | Kansas | Franklin | 3.2 | 1962 | 9999 | 2019 | 0.08178 | 144.5333 | 1.1316 | NEI 2019
Ottawa | 1316_G_IC4 | 1316 | G | IC4 |  | Combustion Turbine | SPP_N | Kansas | Franklin | 3 | 1958 | 9999 | 2019 | 0.064255 | 135.5 | 0.94842 | NEI 2019
Ottawa | 1316_G_IC6 | 1316 | G | IC6 |  | Combustion Turbine | SPP_N | Kansas | Franklin | 5.9 | 1981 | 9999 | 2019 | 0.23133 | 266.4833 | 1.7362 | NEI 2019
Ottawa | 1316_G_IC7 | 1316 | G | IC7 |  | Combustion Turbine | SPP_N | Kansas | Franklin | 5.9 | 1981 | 9999 | 2019 | 0.20243 | 266.4833 | 1.5192 | NEI 2019
Pratt | 1317_G_IC1 | 1317 | G | IC1 |  | Combustion Turbine | SPP_N | Kansas | Pratt | 1.5 | 1958 | 9999 | 2019 | 0.035681 | 4 | 17.8407 | NEI 2019
Russell Downtown | 1319_G_11 | 1319 | G | 11 |  | Combustion Turbine | SPP_N | Kansas | Russell | 3.2 | 1994 | 9999 | 2019 | 0.012098 | 25.7778 | 0.93864 | NEI 2019
Russell Downtown | 1319_G_12 | 1319 | G | 12 |  | Combustion Turbine | SPP_N | Kansas | Russell | 3.2 | 1994 | 9999 |  |  |  | 0.92213 | Default Emission Factor
Russell Downtown | 1319_G_7 | 1319 | G | 7 |  | Combustion Turbine | SPP_N | Kansas | Russell | 3 | 1971 | 9999 | 2019 | 0.0010841 | 24.1667 | 0.08971 | NEI 2019
Russell Downtown | 1319_G_8 | 1319 | G | 8 |  | Combustion Turbine | SPP_N | Kansas | Russell | 2.5 | 1978 | 9999 |  |  |  | 0.92213 | Default Emission Factor
Russell Downtown | 1319_G_9 | 1319 | G | 9 |  | Combustion Turbine | SPP_N | Kansas | Russell | 2.5 | 1981 | 9999 |  |  |  | 0.92213 | Default Emission Factor
Sabetha Power Plant | 1320_G_11 | 1320 | G | 11 |  | Combustion Turbine | SPP_N | Kansas | Nemaha | 2.7 | 1992 | 9999 |  |  |  | 0.92213 | Default Emission Factor
Sabetha Power Plant | 1320_G_12 | 1320 | G | 12 |  | Combustion Turbine | SPP_N | Kansas | Nemaha | 4.1 | 2001 | 9999 |  |  |  | 0.92213 | Default Emission Factor
Sabetha Power Plant | 1320_G_2 | 1320 | G | 2 |  | Combustion Turbine | SPP_N | Kansas | Nemaha | 1.2 | 1957 | 9999 |  |  |  | 0.92213 | Default Emission Factor
Sabetha Power Plant | 1320_G_3 | 1320 | G | 3 |  | Combustion Turbine | SPP_N | Kansas | Nemaha | 0.6 | 1947 | 9999 |  |  |  | 0.92213 | Default Emission Factor
Sabetha Power Plant | 1320_G_4 | 1320 | G | 4 |  | Combustion Turbine | SPP_N | Kansas | Nemaha | 0.7 | 1950 | 9999 |  |  |  | 0.92213 | Default Emission Factor
Sabetha Power Plant | 1320_G_5 | 1320 | G | 5 |  | Combustion Turbine | SPP_N | Kansas | Nemaha | 1.2 | 1961 | 9999 |  |  |  | 0.92213 | Default Emission Factor
Sabetha Power Plant | 1320_G_6 | 1320 | G | 6 |  | Combustion Turbine | SPP_N | Kansas | Nemaha | 1.2 | 1967 | 9999 |  |  |  | 0.92213 | Default Emission Factor
Sabetha Power Plant | 1320_G_7 | 1320 | G | 7 |  | Combustion Turbine | SPP_N | Kansas | Nemaha | 1.8 | 1970 | 9999 |  |  |  | 0.92213 | Default Emission Factor
Sabetha Power Plant | 1320_G_8 | 1320 | G | 8 |  | Combustion Turbine | SPP_N | Kansas | Nemaha | 2.1 | 1978 | 9999 |  |  |  | 0.92213 | Default Emission Factor
Sabetha Power Plant | 1320_G_IC10 | 1320 | G | IC10 |  | Combustion Turbine | SPP_N | Kansas | Nemaha | 2.1 | 1990 | 9999 |  |  |  | 0.92213 | Default Emission Factor
Sabetha Power Plant | 1320_G_IC9 | 1320 | G | IC9 |  | Combustion Turbine | SPP_N | Kansas | Nemaha | 1 | 1985 | 9999 |  |  |  | 0.92213 | Default Emission Factor
St Francis | 1321_G_2 | 1321 | G | 2 |  | Combustion Turbine | SPP_N | Kansas | Cheyenne | 1.5 | 1964 | 9999 |  |  |  | 0.92213 | Default Emission Factor
St Francis | 1321_G_4 | 1321 | G | 4 |  | Combustion Turbine | SPP_N | Kansas | Cheyenne | 2.7 | 1972 | 9999 |  |  |  | 0.92213 | Default Emission Factor
St Francis | 1321_G_5 | 1321 | G | 5 |  | Combustion Turbine | SPP_N | Kansas | Cheyenne | 0.9 | 1953 | 9999 |  |  |  | 0.92213 | Default Emission Factor
St John | 1322_G_2 | 1322 | G | 2 |  | Combustion Turbine | SPP_WEST | Kansas | Stafford | 1.3 | 2002 | 9999 |  |  |  | 0.92213 | Default Emission Factor
St John | 1322_G_4 | 1322 | G | 4 |  | Combustion Turbine | SPP_WEST | Kansas | Stafford | 1.7 | 1965 | 9999 |  |  |  | 0.92213 | Default Emission Factor
St John | 1322_G_5 | 1322 | G | 5 |  | Combustion Turbine | SPP_WEST | Kansas | Stafford | 2 | 1982 | 9999 |  |  |  | 0.92213 | Default Emission Factor
Sharon Spring | 1324_G_1 | 1324 | G | 1 |  | Combustion Turbine | SPP_N | Kansas | Wallace | 0.9 | 1970 | 9999 |  |  |  | 0.92213 | Default Emission Factor
Sharon Spring | 1324_G_2 | 1324 | G | 2 |  | Combustion Turbine | SPP_N | Kansas | Wallace | 1 | 1964 | 9999 |  |  |  | 0.92213 | Default Emission Factor
Sharon Spring | 1324_G_3 | 1324 | G | 3 |  | Combustion Turbine | SPP_N | Kansas | Wallace | 0.4 | 1958 | 9999 |  |  |  | 0.92213 | Default Emission Factor
Sharon Spring | 1324_G_4 | 1324 | G | 4 |  | Combustion Turbine | SPP_N | Kansas | Wallace | 0.6 | 1951 | 9999 |  |  |  | 0.92213 | Default Emission Factor
Stafford | 1325_G_4 | 1325 | G | 4 |  | Combustion Turbine | SPP_WEST | Kansas | Stafford | 1.4 | 1973 | 9999 |  |  |  | 0.92213 | Default Emission Factor
Stafford | 1325_G_5 | 1325 | G | 5 |  | Combustion Turbine | SPP_WEST | Kansas | Stafford | 1.1 | 1983 | 9999 |  |  |  | 0.92213 | Default Emission Factor
Sterling | 1326_G_1 | 1326 | G | 1 |  | Combustion Turbine | SPP_N | Kansas | Rice | 1.3 | 1962 | 9999 |  |  |  | 0.92213 | Default Emission Factor
Sterling | 1326_G_2 | 1326 | G | 2 |  | Combustion Turbine | SPP_N | Kansas | Rice | 0.4 | 1950 | 9999 |  |  |  | 0.92213 | Default Emission Factor
Sterling | 1326_G_3 | 1326 | G | 3 |  | Combustion Turbine | SPP_N | Kansas | Rice | 2.2 | 1972 | 9999 |  |  |  | 0.92213 | Default Emission Factor
Sterling | 1326_G_4 | 1326 | G | 4 |  | Combustion Turbine | SPP_N | Kansas | Rice | 0.8 | 1955 | 9999 |  |  |  | 0.92213 | Default Emission Factor
Sterling | 1326_G_5 | 1326 | G | 5 |  | Combustion Turbine | SPP_N | Kansas | Rice | 1.2 | 2002 | 9999 |  |  |  | 0.92213 | Default Emission Factor
Sterling | 1326_G_6 | 1326 | G | 6 |  | Combustion Turbine | SPP_N | Kansas | Rice | 1.2 | 2002 | 9999 |  |  |  | 0.92213 | Default Emission Factor
Sterling | 1326_G_7 | 1326 | G | 7 |  | Combustion Turbine | SPP_N | Kansas | Rice | 1.2 | 2002 | 9999 |  |  |  | 0.92213 | Default Emission Factor
Stockton | 1327_G_1 | 1327 | G | 1 |  | Combustion Turbine | SPP_N | Kansas | Rooks | 0.9 | 1967 | 9999 |  |  |  | 0.92213 | Default Emission Factor
Stockton | 1327_G_2 | 1327 | G | 2 |  | Combustion Turbine | SPP_N | Kansas | Rooks | 0.9 | 1962 | 9999 |  |  |  | 0.92213 | Default Emission Factor
Stockton | 1327_G_3 | 1327 | G | 3 |  | Combustion Turbine | SPP_N | Kansas | Rooks | 1.7 | 1971 | 9999 |  |  |  | 0.92213 | Default Emission Factor
Stockton | 1327_G_5 | 1327 | G | 5 |  | Combustion Turbine | SPP_N | Kansas | Rooks | 1 | 1955 | 9999 |  |  |  | 0.92213 | Default Emission Factor
Wamego | 1328_G_1 | 1328 | G | 1 |  | Combustion Turbine | SPP_N | Kansas | Pottawatomie | 1.3 | 1963 | 9999 |  |  |  | 0.92213 | Default Emission Factor
Wamego | 1328_G_10 | 1328 | G | 10 |  | Combustion Turbine | SPP_N | Kansas | Pottawatomie | 2.9 | 2016 | 9999 |  |  |  | 0.92213 | Default Emission Factor
Wamego | 1328_G_3 | 1328 | G | 3 |  | Combustion Turbine | SPP_N | Kansas | Pottawatomie | 1.3 | 1972 | 9999 |  |  |  | 0.92213 | Default Emission Factor
Wamego | 1328_G_4 | 1328 | G | 4 |  | Combustion Turbine | SPP_N | Kansas | Pottawatomie | 1.1 | 1956 | 9999 |  |  |  | 0.92213 | Default Emission Factor
Wamego | 1328_G_5 | 1328 | G | 5 |  | Combustion Turbine | SPP_N | Kansas | Pottawatomie | 1.8 | 1967 | 9999 |  |  |  | 0.92213 | Default Emission Factor
Wamego | 1328_G_6 | 1328 | G | 6 |  | Combustion Turbine | SPP_N | Kansas | Pottawatomie | 2.2 | 1979 | 9999 |  |  |  | 0.92213 | Default Emission Factor
Wamego | 1328_G_7 | 1328 | G | 7 |  | Combustion Turbine | SPP_N | Kansas | Pottawatomie | 1.3 | 1996 | 9999 |  |  |  | 0.92213 | Default Emission Factor
Wamego | 1328_G_8 | 1328 | G | 8 |  | Combustion Turbine | SPP_N | Kansas | Pottawatomie | 1.3 | 1996 | 9999 |  |  |  | 0.92213 | Default Emission Factor
Wamego | 1328_G_9 | 1328 | G | 9 |  | Combustion Turbine | SPP_N | Kansas | Pottawatomie | 1.3 | 1996 | 9999 |  |  |  | 0.92213 | Default Emission Factor
Washington | 1329_G_1 | 1329 | G | 1 |  | Combustion Turbine | SPP_N | Kansas | Washington | 1 | 1963 | 9999 |  |  |  | 0.92213 | Default Emission Factor
Washington | 1329_G_2 | 1329 | G | 2 |  | Combustion Turbine | SPP_N | Kansas | Washington | 0.8 | 1958 | 9999 |  |  |  | 0.92213 | Default Emission Factor
Washington | 1329_G_3 | 1329 | G | 3 |  | Combustion Turbine | SPP_N | Kansas | Washington | 0.7 | 1978 | 9999 |  |  |  | 0.92213 | Default Emission Factor
Washington | 1329_G_5 | 1329 | G | 5 |  | Combustion Turbine | SPP_N | Kansas | Washington | 0.4 | 1953 | 9999 |  |  |  | 0.92213 | Default Emission Factor
Washington | 1329_G_6 | 1329 | G | 6 |  | Combustion Turbine | SPP_N | Kansas | Washington | 1.3 | 1967 | 9999 |  |  |  | 0.92213 | Default Emission Factor
Washington | 1329_G_7 | 1329 | G | 7 |  | Combustion Turbine | SPP_N | Kansas | Washington | 0.9 | 1976 | 9999 |  |  |  | 0.92213 | Default Emission Factor
Washington | 1329_G_IC4 | 1329 | G | IC4 |  | Combustion Turbine | SPP_N | Kansas | Washington | 2.3 | 1986 | 9999 |  |  |  | 0.92213 | Default Emission Factor
Wellington 1 | 1330_G_7 | 1330 | G | 7 |  | Combustion Turbine | SPP_N | Kansas | Sumner | 2 | 2004 | 9999 |  |  |  | 0.92213 | Default Emission Factor
Wellington 1 | 1330_G_8 | 1330 | G | 8 |  | Combustion Turbine | SPP_N | Kansas | Sumner | 2 | 2004 | 9999 |  |  |  | 0.92213 | Default Emission Factor
West 14th Street | 1332_G_GT1 | 1332 | G | GT1 |  | Combustion Turbine | SPP_N | Kansas | Cowley | 11.1 | 1962 | 9999 |  |  |  | 0.12736 | Default Emission Factor
Garden City | 1336_G_S3 | 1336 | G | S3 |  | Combustion Turbine | SPP_N | Kansas | Finney | 12.8 | 1968 | 9999 |  |  |  | 0.12736 | Default Emission Factor
Garden City | 1336_G_S4 | 1336 | G | S4 | 90745 | Combustion Turbine | SPP_N | Kansas | Finney | 49.4 | 1976 | 2024 | 2019 | 0.68347 | 10722.8373 | 0.12748 | NEI 2019
Garden City | 1336_G_S5 | 1336 | G | S5 | 90746 | Combustion Turbine | SPP_N | Kansas | Finney | 48.4 | 1979 | 9999 | 2019 | 0.64268 | 10505.7758 | 0.12235 | NEI 2019
E W Brown | 1355_G_10 | 1355 | G | 10 | 875 | Combustion Turbine | S_C_KY | Kentucky | Mercer | 121 | 1995 | 9999 | 2019 | 1.1783 | 60995.2188 | 0.03864 | NEI 2019
E W Brown | 1355_G_11 | 1355 | G | 11 | 876 | Combustion Turbine | S_C_KY | Kentucky | Mercer | 121 | 1996 | 9999 | 2019 | 0.76335 | 60995.2188 | 0.02503 | NEI 2019
E W Brown | 1355_G_5 | 1355 | G | 5 | 879 | Combustion Turbine | S_C_KY | Kentucky | Mercer | 130 | 2001 | 9999 | 2019 | 3.2436 | 65532.0533 | 0.09899 | NEI 2019
E W Brown | 1355_G_6 | 1355 | G | 6 | 880 | Combustion Turbine | S_C_KY | Kentucky | Mercer | 146 | 1999 | 9999 | 2019 | 5.632 | 73597.5367 | 0.15305 | NEI 2019
E W Brown | 1355_G_7 | 1355 | G | 7 | 881 | Combustion Turbine | S_C_KY | Kentucky | Mercer | 146 | 1999 | 9999 | 2019 | 2.3099 | 73597.5367 | 0.06277 | NEI 2019
E W Brown | 1355_G_8 | 1355 | G | 8 | 882 | Combustion Turbine | S_C_KY | Kentucky | Mercer | 121 | 1995 | 9999 | 2019 | 0.44189 | 60995.2188 | 0.01449 | NEI 2019
E W Brown | 1355_G_9 | 1355 | G | 9 | 883 | Combustion Turbine | S_C_KY | Kentucky | Mercer | 121 | 1994 | 9999 | 2019 | 1.7143 | 60995.2188 | 0.05621 | NEI 2019
Haefling | 1358_G_1 | 1358 | G | 1 |  | Combustion Turbine | S_C_KY | Kentucky | Fayette | 12 | 1970 | 9999 |  |  |  | 0.12736 | Default Emission Factor
Haefling | 1358_G_2 | 1358 | G | 2 |  | Combustion Turbine | S_C_KY | Kentucky | Fayette | 12 | 1970 | 9999 |  |  |  | 0.12736 | Default Emission Factor
Cane Run | 1363_G_7A | 1363 | G | 7A | 90928 | Combined Cycle | S_C_KY | Kentucky | Jefferson | 213 | 2015 | 9999 | 2019 | 7.4654 | 5163403 | 0.00289 | NEI 2019
Cane Run | 1363_G_7B | 1363 | G | 7B | 90929 | Combined Cycle | S_C_KY | Kentucky | Jefferson | 213 | 2015 | 9999 |  |  |  | 0.00289 | NEI 2019
Cane Run | 1363_G_7S | 1363 | G | 7S | 90928 | Combined Cycle | S_C_KY | Kentucky | Jefferson | 237 | 2015 | 9999 |  |  |  | 0.00289 | NEI 2019
Paddys Run | 1366_G_12 | 1366 | G | 12 | 10010 | Combustion Turbine | S_C_KY | Kentucky | Jefferson | 23 | 1968 | 9999 |  |  |  | 0.12736 | Default Emission Factor
Paddys Run | 1366_G_13 | 1366 | G | 13 | 909 | Combustion Turbine | S_C_KY | Kentucky | Jefferson | 147 | 2001 | 9999 | 2019 | 0.25366 | 48451.8462 | 0.01047 | NEI 2019
Paris (KY) | 1376_G_1 | 1376 | G | 1 |  | Combustion Turbine | S_C_KY | Kentucky | Bourbon | 1.4 | 1952 | 9999 |  |  |  | 0.92213 | Default Emission Factor
Paris (KY) | 1376_G_2 | 1376 | G | 2 |  | Combustion Turbine | S_C_KY | Kentucky | Bourbon | 1.4 | 1954 | 9999 |  |  |  | 0.92213 | Default Emission Factor
Paris (KY) | 1376_G_3 | 1376 | G | 3 |  | Combustion Turbine | S_C_KY | Kentucky | Bourbon | 0.8 | 1934 | 9999 |  |  |  | 0.92213 | Default Emission Factor
Paris (KY) | 1376_G_4 | 1376 | G | 4 |  | Combustion Turbine | S_C_KY | Kentucky | Bourbon | 1.1 | 1947 | 9999 |  |  |  | 0.92213 | Default Emission Factor
Paris (KY) | 1376_G_5 | 1376 | G | 5 |  | Combustion Turbine | S_C_KY | Kentucky | Bourbon | 1.2 | 1949 | 9999 |  |  |  | 0.92213 | Default Emission Factor
Paris (KY) | 1376_G_6 | 1376 | G | 6 |  | Combustion Turbine | S_C_KY | Kentucky | Bourbon | 3 | 1974 | 9999 |  |  |  | 0.92213 | Default Emission Factor
Paris (KY) | 1376_G_7 | 1376 | G | 7 |  | Combustion Turbine | S_C_KY | Kentucky | Bourbon | 3 | 1974 | 9999 |  |  |  | 0.92213 | Default Emission Factor
Paradise | 1378_G_CTG1 | 1378 | G | CTG1 | 91045 | Combined Cycle | S_C_TVA | Kentucky | Muhlenberg | 211 | 2017 | 9999 | 2019 | 61.9649 | 1333250 | 0.05834 | NEI 2019
Paradise | 1378_G_CTG2 | 1378 | G | CTG2 | 91046 | Combined Cycle | S_C_TVA | Kentucky | Muhlenberg | 211 | 2017 | 9999 | 2019 | 61.9203 | 1373913 | 0.05834 | NEI 2019
Paradise | 1378_G_CTG3 | 1378 | G | CTG3 | 91047 | Combined Cycle | S_C_TVA | Kentucky | Muhlenberg | 211 | 2017 | 9999 | 2019 | 64.1997 | 1398708 | 0.05834 | NEI 2019
Paradise | 1378_G_STG1 | 1378 | G | STG1 | 91048 | Combined Cycle | S_C_TVA | Kentucky | Muhlenberg | 467 | 2017 | 9999 |  |  |  | 0.05834 | NEI 2019
Robert A Reid | 1383_G_GEN2 | 1383 | G | GEN2 | 88132 | Combustion Turbine | MIS_INKY | Kentucky | Webster | 58 | 1976 | 9999 | 2019 | 0.15448 | 4087 | 0.0756 | NEI 2019
Louisiana 1 | 1391_G_4A | 1391 | G | 4A | 939 | Fossil Waste | MIS_LA | Louisiana | East Baton Rouge | 100 | 1987 | 9999 |  |  |  | 0.66403 | Default Emission Factor
Louisiana 1 | 1391_G_5A | 1391 | G | 5A | 940 | Fossil Waste | MIS_LA | Louisiana | East Baton Rouge | 154.4 | 1999 | 9999 |  |  |  | 0.66403 | Default Emission Factor
Coughlin Power Station | 1396_G_6 | 1396 | G | 6 | 957 | Combined Cycle | MIS_LA | Louisiana | Evangeline | 98.5 | 1961 | 9999 |  |  |  | 0.01075 | NEI 2019
Coughlin Power Station | 1396_G_7 | 1396 | G | 7 | 959 | Combined Cycle | MIS_LA | Louisiana | Evangeline | 180.5 | 1966 | 9999 |  |  |  | 0.01009 | NEI 2019
Coughlin Power Station | 1396_G_U6CT | 1396 | G | U6CT | 957 | Combined Cycle | MIS_LA | Louisiana | Evangeline | 147.3 | 2000 | 9999 | 2019 | 7.23 | 892452 | 0.01075 | NEI 2019
Coughlin Power Station | 1396_G_U72 | 1396 | G | U72 | 960 | Combined Cycle | MIS_LA | Louisiana | Evangeline | 153 | 2000 | 9999 | 2019 | 5.07 | 800751 | 0.01009 | NEI 2019
Coughlin Power Station | 1396_G_U7CT | 1396 | G | U7CT | 959 | Combined Cycle | MIS_LA | Louisiana | Evangeline | 150.2 | 2000 | 9999 | 2019 | 6.93 | 778044 | 0.01009 | NEI 2019
Teche | 1400_G_4 | 1400 | G | 4 | 90666 | Combustion Turbine | MIS_LA | Louisiana | St Mary | 34.3 | 2011 | 9999 | 2019 | 0.16 | 1138 | 0.2812 | NEI 2019
Nine Mile Point | 1403_G_6A | 1403 | G | 6A | 90866 | Combined Cycle | MIS_AMSO | Louisiana | Jefferson | 167.9 | 2014 | 9999 | 2019 | 103.1062 | 3992204 | 0.05165 | NEI 2019
Nine Mile Point | 1403_G_6B | 1403 | G | 6B | 90867 | Combined Cycle | MIS_AMSO | Louisiana | Jefferson | 167.9 | 2014 | 9999 |  |  |  | 0.05165 | NEI 2019
Nine Mile Point | 1403_G_6C | 1403 | G | 6C | 90866 | Combined Cycle | MIS_AMSO | Louisiana | Jefferson | 224.3 | 2014 | 9999 |  |  |  | 0.05165 | NEI 2019
Agua Fria | 141_G_AF4 | 141 | G | AF4 |  | Combustion Turbine | WECC_AZ | Arizona | Maricopa | 73 | 1975 | 9999 | 2019 | 0.05048 | 2958.3333 | 0.03413 | NEI 2019
Agua Fria | 141_G_AF5 | 141 | G | AF5 |  | Combustion Turbine | WECC_AZ | Arizona | Maricopa | 73 | 1974 | 9999 | 2017 | 0.050985 | 744.3333 | 0.137 | NEI 2019
Agua Fria | 141_G_AF6 | 141 | G | AF6 |  | Combustion Turbine | WECC_AZ | Arizona | Maricopa | 73 | 1974 | 9999 | 2017 | 0.097965 | 744.3333 | 0.26323 | NEI 2019
New Roads | 1453_G_1 | 1453 | G | 1 |  | Combustion Turbine | MIS_LA | Louisiana | Pointe Coupee | 1.8 | 1965 | 9999 |  |  |  | 0.92213 | Default Emission Factor
New Roads | 1453_G_2 | 1453 | G | 2 |  | Combustion Turbine | MIS_LA | Louisiana | Pointe Coupee | 0.6 | 1953 | 9999 |  |  |  | 0.92213 | Default Emission Factor
New Roads | 1453_G_3 | 1453 | G | 3 |  | Combustion Turbine | MIS_LA | Louisiana | Pointe Coupee | 0.7 | 1957 | 9999 |  |  |  | 0.92213 | Default Emission Factor
New Roads | 1453_G_4 | 1453 | G | 4 |  | Combustion Turbine | MIS_LA | Louisiana | Pointe Coupee | 1.2 | 1957 | 9999 |  |  |  | 0.92213 | Default Emission Factor
New Roads | 1453_G_5 | 1453 | G | 5 |  | Combustion Turbine | MIS_LA | Louisiana | Pointe Coupee | 1.2 | 1951 | 9999 |  |  |  | 0.92213 | Default Emission Factor
New Roads | 1453_G_6 | 1453 | G | 6 |  | Combustion Turbine | MIS_LA | Louisiana | Pointe Coupee | 1.5 | 1971 | 9999 |  |  |  | 0.92213 | Default Emission Factor
Rayne | 1456_G_9 | 1456 | G | 9 |  | Combustion Turbine | MIS_WOTA | Louisiana | Acadia | 3.6 | 1969 | 9999 |  |  |  | 0.92213 | Default Emission Factor
Big Cajun 1 | 1464_G_3 | 1464 | G | 3 | 8306 | Combustion Turbine | MIS_LA | Louisiana | Pointe Coupee | 105 | 2001 | 9999 | 2019 | 0.071488 | 24626.5 | 0.00581 | NEI 2019
Big Cajun 1 | 1464_G_4 | 1464 | G | 4 | 8308 | Combustion Turbine | MIS_LA | Louisiana | Pointe Coupee | 105 | 2001 | 9999 | 2019 | 0.076728 | 24626.5 | 0.00623 | NEI 2019
Kyrene | 147_G_KY4 | 147 | G | KY4 |  | Combustion Turbine | WECC_AZ | Arizona | Maricopa | 59 | 1971 | 9999 |  |  |  | 0.12736 | Default Emission Factor
Kyrene | 147_G_KY5 | 147 | G | KY5 |  | Combustion Turbine | WECC_AZ | Arizona | Maricopa | 53 | 1973 | 9999 |  |  |  | 0.12736 | Default Emission Factor
Kyrene | 147_G_KY6 | 147 | G | KY6 |  | Combustion Turbine | WECC_AZ | Arizona | Maricopa | 53 | 1973 | 9999 |  |  |  | 0.12736 | Default Emission Factor
Kyrene | 147_G_KY7 | 147 | G | KY7 | 91 | Combined Cycle | WECC_AZ | Arizona | Maricopa | 148 | 2002 | 9999 | 2017 | 23.514 | 1008305 | 0.04664 | NEI 2019
Kyrene | 147_G_KY7A | 147 | G | KY7A | 91 | Combined Cycle | WECC_AZ | Arizona | Maricopa | 106 | 2002 | 9999 |  |  |  | 0.04664 | NEI 2019
Cape Gas Turbine | 1484_G_GT4 | 1484 | G | GT4 |  | Combustion Turbine | NENG_ME | Maine | Cumberland | 16 | 1970 | 9999 | 2019 | 0.35082 | 728 | 0.96378 | NEI 2019
Cape Gas Turbine | 1484_G_GT5 | 1484 | G | GT5 |  | Combustion Turbine | NENG_ME | Maine | Cumberland | 16 | 1970 | 9999 | 2019 | 0.36233 | 728 | 0.99541 | NEI 2019
McClure | 151_G_1 | 151 | G | 1 |  | Combustion Turbine | WEC_BANC | California | Stanislaus | 53.5 | 1980 | 9999 | 2019 | 0.049942 | 1329.5 | 0.07513 | NEI 2019
McClure | 151_G_2 | 151 | G | 2 |  | Combustion Turbine | WEC_BANC | California | Stanislaus | 53.5 | 1981 | 9999 | 2017 | 0.02741 | 2138.5 | 0.02564 | NEI 2019
Herbert A Wagner | 1554_G_GT1 | 1554 | G | GT1 |  | Combustion Turbine | PJM_SMAC | Maryland | Anne Arundel | 12.9 | 1967 | 9999 | 2019 | 0.013 | 108 | 0.24074 | NEI 2019
Perryman | 1556_G_GT1 | 1556 | G | GT1 | 1023 | Combustion Turbine | PJM_SMAC | Maryland | Harford | 52 | 1972 | 9999 | 2019 | 0.1494 | 26154.789 | 0.01142 | NEI 2019
Perryman | 1556_G_GT3 | 1556 | G | GT3 | 1025 | Combustion Turbine | PJM_SMAC | Maryland | Harford | 51 | 1972 | 9999 | 2019 | 0.13805 | 25651.8123 | 0.01076 | NEI 2019
Perryman | 1556_G_GT4 | 1556 | G | GT4 | 1026 | Combustion Turbine | PJM_SMAC | Maryland | Harford | 52 | 1972 | 9999 | 2019 | 0.135 | 26154.789 | 0.01032 | NEI 2019
Perryman | 1556_G_GT5 | 1556 | G | GT5 | 1019 | Combustion Turbine | PJM_SMAC | Maryland | Harford | 139 | 1995 | 9999 | 2019 | 2.926 | 69913.7629 | 0.0837 | NEI 2019
Perryman | 1556_G_GT6 | 1556 | G | GT6 | 90366 | Combustion Turbine | PJM_SMAC | Maryland | Harford | 109.8 | 2015 | 9999 | 2019 | 4.2845 | 55226.8429 | 0.15516 | NEI 2019
Philadelphia | 1557_G_GT1 | 1557 | G | GT1 |  | Combustion Turbine | PJM_SMAC | Maryland | Baltimore City | 15.3 | 1970 | 9999 | 2019 | 0.05225 | 453.2217 | 0.23057 | NEI 2019
Philadelphia | 1557_G_GT2 | 1557 | G | GT2 |  | Combustion Turbine | PJM_SMAC | Maryland | Baltimore City | 16 | 1970 | 9999 | 2019 | 0.04505 | 473.9573 | 0.1901 | NEI 2019
Philadelphia | 1557_G_GT3 | 1557 | G | GT3 |  | Combustion Turbine | PJM_SMAC | Maryland | Baltimore City | 14.8 | 1970 | 9999 | 2019 | 0.04845 | 438.4105 | 0.22103 | NEI 2019
Philadelphia | 1557_G_GT4 | 1557 | G | GT4 |  | Combustion Turbine | PJM_SMAC | Maryland | Baltimore City | 14.8 | 1970 | 9999 | 2019 | 0.03575 | 438.4105 | 0.16309 | NEI 2019
Crisfield | 1563_G_CRIS | 1563 | G | CRIS |  | Combustion Turbine | PJM_EMAC | Maryland | Somerset | 2.6 | 1968 | 9999 | 2019 | 0.0946 | 164.25 | 1.1519 | NEI 2019
Crisfield | 1563_G_CRS2 | 1563 | G | CRS2 |  | Combustion Turbine | PJM_EMAC | Maryland | Somerset | 2.6 | 1968 | 9999 | 2019 | 0.0946 | 164.25 | 1.1519 | NEI 2019
Crisfield | 1563_G_CRS3 | 1563 | G | CRS3 |  | Combustion Turbine | PJM_EMAC | Maryland | Somerset | 2.6 | 1968 | 9999 | 2019 | 0.0946 | 164.25 | 1.1519 | NEI 2019
Crisfield | 1563_G_CRS4 | 1563 | G | CRS4 |  | Combustion Turbine | PJM_EMAC | Maryland | Somerset | 2.6 | 1968 | 9999 | 2019 | 0.087 | 164.25 | 1.0594 | NEI 2019
Vienna Operations | 1564_G_10 | 1564 | G | 10 |  | Combustion Turbine | PJM_EMAC | Maryland | Dorchester | 14.3 | 1968 | 9999 |  |  |  | 0.12736 | Default Emission Factor
Chalk Point LLC | 1571_G_GT1 | 1571 | G | GT1 |  | Combustion Turbine | PJM_SMAC | Maryland | Prince Georges | 16 | 1967 | 9999 | 2019 | 0.0176 | 85.5029 | 0.41168 | NEI 2019
Chalk Point LLC | 1571_G_GT2 | 1571 | G | GT2 | 1055 | Combustion Turbine | PJM_SMAC | Maryland | Prince Georges | 22 | 1974 | 9999 | 2019 | 0.0093 | 117.5665 | 0.15821 | NEI 2019
Chalk Point LLC | 1571_G_GT3 | 1571 | G | GT3 | 1046 | Combustion Turbine | PJM_SMAC | Maryland | Prince Georges | 73 | 1991 | 9999 | 2019 | 0.10395 | 390.1069 | 0.53293 | NEI 2019
Chalk Point LLC | 1571_G_GT4 | 1571 | G | GT4 | 1047 | Combustion Turbine | PJM_SMAC | Maryland | Prince Georges | 73 | 1991 | 9999 | 2019 | 0.0984 | 390.1069 | 0.50448 | NEI 2019
Chalk Point LLC | 1571_G_GT5 | 1571 | G | GT5 | 1048 | Combustion Turbine | PJM_SMAC | Maryland | Prince Georges | 81 | 1991 | 9999 | 2019 | 0.14525 | 432.8584 | 0.67112 | NEI 2019
Chalk Point LLC | 1571_G_GT6 | 1571 | G | GT6 | 1049 | Combustion Turbine | PJM_SMAC | Maryland | Prince Georges | 81 | 1991 | 9999 | 2019 | 0.1575 | 432.8584 | 0.72772 | NEI 2019
Dickerson | 1572_G_GT1 | 1572 | G | GT1 |  | Combustion Turbine | PJM_SMAC | Maryland | Montgomery | 18 | 1967 | 9999 | 2019 | 0.03278 | 6131.1924 | 0.01069 | NEI 2019
Dickerson | 1572_G_GT2 | 1572 | G | GT2 | 1061 | Combustion Turbine | PJM_SMAC | Maryland | Montgomery | 147 | 1992 | 9999 | 2019 | 2.3937 | 50071.4048 | 0.09561 | NEI 2019
Dickerson | 1572_G_GT3 | 1572 | G | GT3 | 1062 | Combustion Turbine | PJM_SMAC | Maryland | Montgomery | 147 | 1992 | 9999 | 2019 | 1.9872 | 50071.4048 | 0.07938 | NEI 2019
Morgantown Generating Plant | 1573_G_3 | 1573 | G | 3 | 1069 | Combustion Turbine | PJM_SMAC | Maryland | Charles | 48 | 1973 | 9999 | 2019 | 0.0507 | 117.3578 | 0.86402 | NEI 2019
Morgantown Generating Plant | 1573_G_4 | 1573 | G | 4 | 1070 | Combustion Turbine | PJM_SMAC | Maryland | Charles | 48 | 1973 | 9999 | 2019 | 0.06 | 117.3578 | 1.0225 | NEI 2019
Morgantown Generating Plant | 1573_G_5 | 1573 | G | 5 | 1071 | Combustion Turbine | PJM_SMAC | Maryland | Charles | 48 | 1973 | 9999 | 2019 | 0.041 | 117.3578 | 0.69872 | NEI 2019
Morgantown Generating Plant | 1573_G_6 | 1573 | G | 6 | 1072 | Combustion Turbine | PJM_SMAC | Maryland | Charles | 48 | 1973 | 9999 | 2019 | 0.0155 | 117.3578 | 0.26415 | NEI 2019
Easton | 1580_G_10 | 1580 | G | 10 |  | Combustion Turbine | PJM_EMAC | Maryland | Talbot | 3.5 | 1966 | 9999 |  |  |  | 0.92213 | Default Emission Factor
Easton | 1580_G_101 | 1580 | G | 101 |  | Combustion Turbine | PJM_EMAC | Maryland | Talbot | 1.5 | 1995 | 9999 |  |  |  | 0.92213 | Default Emission Factor
Easton | 1580_G_102 | 1580 | G | 102 |  | Combustion Turbine | PJM_EMAC | Maryland | Talbot | 1.5 | 1995 | 9999 |  |  |  | 0.92213 | Default Emission Factor
Easton | 1580_G_11 | 1580 | G | 11 |  | Combustion Turbine | PJM_EMAC | Maryland | Talbot | 3.6 | 1968 | 9999 |  |  |  | 0.92213 | Default Emission Factor
Easton | 1580_G_12 | 1580 | G | 12 |  | Combustion Turbine | PJM_EMAC | Maryland | Talbot | 4.1 | 1970 | 9999 |  |  |  | 0.92213 | Default Emission Factor
Easton | 1580_G_13 | 1580 | G | 13 |  | Combustion Turbine | PJM_EMAC | Maryland | Talbot | 5.6 | 1973 | 9999 |  |  |  | 0.92213 | Default Emission Factor
Easton | 1580_G_14 | 1580 | G | 14 |  | Combustion Turbine | PJM_EMAC | Maryland | Talbot | 5.6 | 1973 | 9999 |  |  |  | 0.92213 | Default Emission Factor
Easton | 1580_G_7 | 1580 | G | 7 |  | Combustion Turbine | PJM_EMAC | Maryland | Talbot | 2 | 1954 | 9999 |  |  |  | 0.92213 | Default Emission Factor
Easton | 1580_G_8 | 1580 | G | 8 |  | Combustion Turbine | PJM_EMAC | Maryland | Talbot | 2 | 1957 | 9999 |  |  |  | 0.92213 | Default Emission Factor
Easton | 1580_G_9 | 1580 | G | 9 |  | Combustion Turbine | PJM_EMAC | Maryland | Talbot | 2.5 | 1961 | 9999 |  |  |  | 0.92213 | Default Emission Factor
Exelon Framingham LLC | 1586_G_GT1 | 1586 | G | GT1 | 1077 | Combustion Turbine | NENGREST | Massachusetts | Norfolk | 10.1 | 1970 | 9999 | 2019 | 0.004304 | 129.3057 | 0.06657 | NEI 2019
Exelon Framingham LLC | 1586_G_GT2 | 1586 | G | GT2 | 1078 | Combustion Turbine | NENGREST | Massachusetts | Norfolk | 10.3 | 1969 | 9999 | 2019 | 0.0052724 | 131.8662 | 0.07997 | NEI 2019
Exelon Framingham LLC | 1586_G_GT3 | 1586 | G | GT3 | 1079 | Combustion Turbine | NENGREST | Massachusetts | Norfolk | 11 | 1969 | 9999 | 2019 | 0.0040888 | 140.828 | 0.05807 | NEI 2019
Mystic Generating Station | 1588_G_GT81 | 1588 | G | GT81 | 10011 | Combined Cycle | NENGREST | Massachusetts | Middlesex | 228.8 | 2003 | 2024 | 2019 | 5.096 | 811464 | 0.01967 | NEI 2019
Mystic Generating Station | 1588_G_GT82 | 1588 | G | GT82 | 10012 | Combined Cycle | NENGREST | Massachusetts | Middlesex | 230 | 2003 | 2024 | 2019 | 6.734 | 391492 | 0.01967 | NEI 2019
Mystic Generating Station | 1588_G_GT93 | 1588 | G | GT93 | 10013 | Combined Cycle | NENGREST | Massachusetts | Middlesex | 232.4 | 2003 | 2024 | 2019 | 4.55 | 639558 | 0.02124 | NEI 2019
Mystic Generating Station | 1588_G_GT94 | 1588 | G | GT94 | 10014 | Combined Cycle | NENGREST | Massachusetts | Middlesex | 233.5 | 2003 | 2024 | 2019 | 5.642 | 320151 | 0.02124 | NEI 2019
Mystic Generating Station | 1588_G_ST85 | 1588 | G | ST85 | 10011 | Combined Cycle | NENGREST | Massachusetts | Middlesex | 244.6 | 2003 | 2024 |  |  |  | 0.01967 | NEI 2019
Mystic Generating Station | 1588_G_ST96 | 1588 | G | ST96 | 10013 | Combined Cycle | NENGREST | Massachusetts | Middlesex | 248.1 | 2003 | 2024 |  |  |  | 0.02124 | NEI 2019
Exelon Medway LLC | 1592_G_GT1 | 1592 | G | GT1 | 1088 | Combustion Turbine | NENGREST | Massachusetts | Norfolk | 42 | 1970 | 9999 | 2019 | 0.010222 | 429.4992 | 0.0476 | NEI 2019
Exelon Medway LLC | 1592_G_GT2 | 1592 | G | GT2 | 1090 | Combustion Turbine | NENGREST | Massachusetts | Norfolk | 39.8 | 1971 | 9999 | 2019 | 0.0068864 | 407.0016 | 0.03384 | NEI 2019
Exelon Medway LLC | 1592_G_GT3 | 1592 | G | GT3 | 1092 | Combustion Turbine | NENGREST | Massachusetts | Norfolk | 42 | 1970 | 9999 | 2019 | 0.0089308 | 429.4992 | 0.04159 | NEI 2019
Kendall Square Station | 1595_G_3 | 1595 | G | 3 | 1098 | Combined Cycle | NENGREST | Massachusetts | Middlesex | 20.4 | 1958 | 9999 | 2019 | 0.21684 | 165865 | 0.03316 | NEI 2019
Kendall Square Station | 1595_G_GEN4 | 1595 | G | GEN4 | 1099 | Combined Cycle | NENGREST | Massachusetts | Middlesex | 171 | 2002 | 9999 | 2019 | 23.7646 | 1280762 | 0.03316 | NEI 2019
Kendall Square Station | 1595_G_JET1 | 1595 | G | JET1 | 1100 | Combustion Turbine | NENGREST | Massachusetts | Middlesex | 18 | 1970 | 9999 | 2019 | 0.0076776 | 147 | 0.10446 | NEI 2019
Oak Bluffs Diesel Generating Facility | 1597_G_UN1 | 1597 | G | UN1 |  | Combustion Turbine | NENGREST | Massachusetts | Dukes | 2.8 | 1969 | 9999 | 2019 | 0.36946 | 262 | 2.8203 | NEI 2019
Oak Bluffs Diesel Generating Facility | 1597_G_UN2 | 1597 | G | UN2 |  | Combustion Turbine | NENGREST | Massachusetts | Dukes | 2.8 | 1969 | 9999 | 2019 | 0.10229 | 262 | 0.78083 | NEI 2019
Oak Bluffs Diesel Generating Facility | 1597_G_UN3 | 1597 | G | UN3 |  | Combustion Turbine | NENGREST | Massachusetts | Dukes | 2.8 | 1972 | 9999 | 2019 | 0.019038 | 262 | 0.14533 | NEI 2019
Canal | 1599_G_3 | 1599 | G | 3 | 88425 | Combustion Turbine | NENGREST | Massachusetts | Barnstable | 330 | 2019 | 9999 |  |  |  | 0.06536 | Default Emission Factor
Apache Station | 160_G_GT1 | 160 | G | GT1 |  | Combustion Turbine | WECC_AZ | Arizona | Cochise | 10 | 1963 | 9999 |  |  |  | 0.12573 | NEI 2019
Apache Station | 160_G_GT2 | 160 | G | GT2 |  | Combustion Turbine | WECC_AZ | Arizona | Cochise | 18.5 | 1972 | 9999 |  |  |  | 0.12573 | NEI 2019
Apache Station | 160_G_GT3 | 160 | G | GT3 |  | Combustion Turbine | WECC_AZ | Arizona | Cochise | 60 | 1975 | 9999 |  |  |  | 0.12573 | NEI 2019
Apache Station | 160_G_GT4 | 160 | G | GT4 | 88320 | Combustion Turbine | WECC_AZ | Arizona | Cochise | 38 | 2002 | 9999 | 2019 | 3.961 | 63006 | 0.12573 | NEI 2019
Nantucket | 1615_G_18 | 1615 | G | 18 |  | Combustion Turbine | NENGREST | Massachusetts | Nantucket | 13.5 | 2019 | 9999 |  |  |  | 0.06536 | Default Emission Factor
Nantucket | 1615_G_19 | 1615 | G | 19 |  | Combustion Turbine | NENGREST | Massachusetts | Nantucket | 1 | 2019 | 9999 |  |  |  | 0.35769 | Default Emission Factor
Doreen | 1631_G_DORE | 1631 | G | DORE | 1130 | Combustion Turbine | NENGREST | Massachusetts | Berkshire | 15.8 | 1969 | 9999 | 2019 | 0.0012 | 139 | 0.01727 | NEI 2019
Essential Power Massachusetts LLC | 1642_G_GT-1 | 1642 | G | GT-1 | 8310 | Combustion Turbine | NENGREST | Massachusetts | Hampden | 38.1 | 2002 | 2025 | 2019 | 0.26532 | 1141.3701 | 0.46492 | NEI 2019
Essential Power Massachusetts LLC | 1642_G_GT-2 | 1642 | G | GT-2 | 8312 | Combustion Turbine | NENGREST | Massachusetts | Hampden | 38.8 | 2002 | 2025 | 2019 | 0.30438 | 1162.3401 | 0.52374 | NEI 2019
Essential Power Massachusetts LLC | 1642_G_WS10 | 1642 | G | WS10 | 1136 | Combustion Turbine | NENGREST | Massachusetts | Hampden | 16.6 | 1968 | 9999 |  |  |  | 0.12736 | Default Emission Factor
Woodland Road | 1643_G_WOOD | 1643 | G | WOOD | 1139 | Combustion Turbine | NENGREST | Massachusetts | Berkshire | 15.8 | 1969 | 9999 | 2019 | 0.01 | 121 | 0.16529 | NEI 2019
GREC | 165_G_3CT | 165 | G | 3CT | 91186 | Combined Cycle | SPP_WEST | Oklahoma | Mayes | 307 | 2017 | 9999 | 2019 | 107.59 | 1410774 | 0.10027 | NEI 2019
GREC | 165_G_3ST | 165 | G | 3ST | 91186 | Combined Cycle | SPP_WEST | Oklahoma | Mayes | 160.5 | 2017 | 9999 |  |  |  | 0.10027 | NEI 2019
Potter Station 2 | 1660_G_CC2 | 1660 | G | CC2 | 1140 | Combined Cycle | NENGREST | Massachusetts | Norfolk | 62.6 | 1977 | 2025 |  |  |  | 0.08706 | NEI 2019
Potter Station 2 | 1660_G_CC3 | 1660 | G | CC3 | 1140 | Combined Cycle | NENGREST | Massachusetts | Norfolk | 15.5 | 1977 | 2025 | 2019 | 0.1719 | 3949 | 0.08706 | NEI 2019
Potter Station 2 | 1660_G_WAT1 | 1660 | G | WAT1 | 90442 | Combustion Turbine | NENGREST | Massachusetts | Norfolk | 52.6 | 2009 | 9999 | 2019 | 0.10852 | 5489.5 | 0.03954 | NEI 2019
Potter Station 2 | 1660_G_WAT2 | 1660 | G | WAT2 | 90443 | Combustion Turbine | NENGREST | Massachusetts | Norfolk | 52.6 | 2009 | 9999 | 2019 | 0.1426 | 5489.5 | 0.05195 | NEI 2019
High Street Station | 1670_G_1 | 1670 | G | 1 |  | Combustion Turbine | NENGREST | Massachusetts | Essex | 1.2 | 1986 | 9999 |  |  |  | 0.92213 | Default Emission Factor
High Street Station | 1670_G_10 | 1670 | G | 10 |  | Combustion Turbine | NENGREST | Massachusetts | Essex | 1.2 | 1984 | 9999 |  |  |  | 0.92213 | Default Emission Factor
High Street Station | 1670_G_11 | 1670 | G | 11 |  | Combustion Turbine | NENGREST | Massachusetts | Essex | 1.2 | 1982 | 9999 |  |  |  | 0.92213 | Default Emission Factor
High Street Station | 1670_G_12 | 1670 | G | 12 |  | Combustion Turbine | NENGREST | Massachusetts | Essex | 1.2 | 1983 | 9999 |  |  |  | 0.92213 | Default Emission Factor
High Street Station | 1670_G_2 | 1670 | G | 2 |  | Combustion Turbine | NENGREST | Massachusetts | Essex | 1.3 | 1954 | 9999 |  |  |  | 0.92213 | Default Emission Factor
High Street Station | 1670_G_6 | 1670 | G | 6 |  | Combustion Turbine | NENGREST | Massachusetts | Essex | 1.2 | 1951 | 9999 |  |  |  | 0.92213 | Default Emission Factor
High Street Station | 1670_G_7 | 1670 | G | 7 |  | Combustion Turbine | NENGREST | Massachusetts | Essex | 1.3 | 1956 | 9999 |  |  |  | 0.92213 | Default Emission Factor
High Street Station | 1670_G_8 | 1670 | G | 8 |  | Combustion Turbine | NENGREST | Massachusetts | Essex | 1.1 | 1960 | 9999 |  |  |  | 0.92213 | Default Emission Factor
High Street Station | 1670_G_9 | 1670 | G | 9 |  | Combustion Turbine | NENGREST | Massachusetts | Essex | 1.3 | 1961 | 9999 |  |  |  | 0.92213 | Default Emission Factor
Waters River | 1678_G_1 | 1678 | G | 1 | 89524 | Combustion Turbine | NENGREST | Massachusetts | Essex | 16.1 | 1971 | 9999 | 2019 | 0.024571 | 750.7575 | 0.06546 | NEI 2019
Waters River | 1678_G_2 | 1678 | G | 2 | 1141 | Combustion Turbine | NENGREST | Massachusetts | Essex | 30.5 | 1990 | 9999 | 2019 | 0.02692 | 1422.2425 | 0.03786 | NEI 2019
Cleary Flood Hybrid | 1682_G_9A | 1682 | G | 9A | 1143 | Combined Cycle | NENGREST | Massachusetts | Bristol | 18 | 1976 | 9999 | 2019 | 0.26182 | 8317 | 0.04994 | NEI 2019
Cleary Flood Hybrid | 1682_G_CA9 | 1682 | G | CA9 | 1143 | Combined Cycle | NENGREST | Massachusetts | Bristol | 87 | 1975 | 9999 | 2019 | 0.57093 | 25036 | 0.04994 | NEI 2019
Osceola (AR) | 172_G_9 | 172 | G | 9 |  | Combustion Turbine | MIS_AR | Arkansas | Mississippi | 1.6 | 1992 | 9999 |  |  |  | 0.92213 | Default Emission Factor
Colfax | 1725_G_1 | 1725 | G | 1 |  | Combustion Turbine | MIS_LMI | Michigan | Livingston | 2 | 1969 | 9999 |  |  |  | 0.92213 | Default Emission Factor
Colfax | 1725_G_2 | 1725 | G | 2 |  | Combustion Turbine | MIS_LMI | Michigan | Livingston | 3 | 1969 | 9999 |  |  |  | 0.92213 | Default Emission Factor
Colfax | 1725_G_3 | 1725 | G | 3 |  | Combustion Turbine | MIS_LMI | Michigan | Livingston | 3 | 1969 | 9999 |  |  |  | 0.92213 | Default Emission Factor
Colfax | 1725_G_4 | 1725 | G | 4 |  | Combustion Turbine | MIS_LMI | Michigan | Livingston | 3 | 1969 | 9999 |  |  |  | 0.92213 | Default Emission Factor
Colfax | 1725_G_5 | 1725 | G | 5 |  | Combustion Turbine | MIS_LMI | Michigan | Livingston | 3 | 1969 | 9999 |  |  |  | 0.92213 | Default Emission Factor
Delray | 1728_G_11-1 | 1728 | G | 11-1 | 1175 | Combustion Turbine | MIS_LMI | Michigan | Wayne | 64 | 2000 | 9999 | 2019 | 0.3065 | 5403.2126 | 0.11345 | NEI 2019
Delray | 1728_G_12-1 | 1728 | G | 12-1 | 1176 | Combustion Turbine | MIS_LMI | Michigan | Wayne | 63 | 2000 | 9999 | 2019 | 0.15985 | 5318.7874 | 0.06011 | NEI 2019
Fermi | 1729_G_3 | 1729 | G | 3 |  | Combustion Turbine | MIS_LMI | Michigan | Monroe | 13 | 1966 | 9999 |  |  |  | 0.12736 | Default Emission Factor
Fermi | 1729_G_4 | 1729 | G | 4 |  | Combustion Turbine | MIS_LMI | Michigan | Monroe | 12 | 1966 | 9999 |  |  |  | 0.12736 | Default Emission Factor
Fermi | 1729_G_GT1 | 1729 | G | GT1 |  | Combustion Turbine | MIS_LMI | Michigan | Monroe | 13 | 1966 | 9999 |  |  |  | 0.12736 | Default Emission Factor
Fermi | 1729_G_GT2 | 1729 | G | GT2 |  | Combustion Turbine | MIS_LMI | Michigan | Monroe | 13 | 1966 | 9999 |  |  |  | 0.12736 | Default Emission Factor
Hancock | 1730_G_1 | 1730 | G | 1 |  | Combustion Turbine | MIS_LMI | Michigan | Oakland | 11 | 1967 | 9999 |  |  |  | 0.12736 | Default Emission Factor
Hancock | 1730_G_3 | 1730 | G | 3 |  | Combustion Turbine | MIS_LMI | Michigan | Oakland | 17 | 1967 | 9999 | 2019 | 0.1105 | 973.7527 | 0.22696 | NEI 2019
Hancock | 1730_G_5 | 1730 | G | 5 | 88435 | Combustion Turbine | MIS_LMI | Michigan | Oakland | 32 | 1970 | 9999 | 2019 | 0.11345 | 3723.172 | 0.06094 | NEI 2019
Hancock | 1730_G_6 | 1730 | G | 6 | 88436 | Combustion Turbine | MIS_LMI | Michigan | Oakland | 33 | 1966 | 9999 |  |  |  | 0.06094 | NEI 2019
Monroe (MI) | 1733_G_IC1 | 1733 | G | IC1 |  | Combustion Turbine | MIS_LMI | Michigan | Monroe | 2 | 1969 | 9999 |  |  |  | 0.92213 | Default Emission Factor
Monroe (MI) | 1733_G_IC2 | 1733 | G | IC2 |  | Combustion Turbine | MIS_LMI | Michigan | Monroe | 3 | 1969 | 9999 |  |  |  | 0.92213 | Default Emission Factor
Monroe (MI) | 1733_G_IC3 | 1733 | G | IC3 |  | Combustion Turbine | MIS_LMI | Michigan | Monroe | 3 | 1969 | 9999 |  |  |  | 0.92213 | Default Emission Factor
Monroe (MI) | 1733_G_IC4 | 1733 | G | IC4 |  | Combustion Turbine | MIS_LMI | Michigan | Monroe | 3 | 1969 | 9999 |  |  |  | 0.92213 | Default Emission Factor
Monroe (MI) | 1733_G_IC5 | 1733 | G | IC5 |  | Combustion Turbine | MIS_LMI | Michigan | Monroe | 3 | 1969 | 9999 |  |  |  | 0.92213 | Default Emission Factor
Northeast (MI) | 1734_G_1 | 1734 | G | 1 |  | Combustion Turbine | MIS_LMI | Michigan | Macomb | 15 | 1967 | 9999 |  |  |  | 0.12736 | Default Emission Factor
Northeast (MI) | 1734_G_2 | 1734 | G | 2 |  | Combustion Turbine | MIS_LMI | Michigan | Macomb | 15 | 1966 | 9999 |  |  |  | 0.12736 | Default Emission Factor
Northeast (MI) | 1734_G_3 | 1734 | G | 3 |  | Combustion Turbine | MIS_LMI | Michigan | Macomb | 14 | 1966 | 9999 |  |  |  | 0.12736 | Default Emission Factor
Northeast (MI) | 1734_G_4 | 1734 | G | 4 |  | Combustion Turbine | MIS_LMI | Michigan | Macomb | 15 | 1966 | 9999 |  |  |  | 0.12736 | Default Emission Factor
Northeast (MI) | 1734_G_5 | 1734 | G | 5 |  | Combustion Turbine | MIS_LMI | Michigan | Macomb | 18 | 1971 | 9999 | 2019 | 0.01258 | 169.1379 | 0.14875 | NEI 2019
Northeast (MI) | 1734_G_6 | 1734 | G | 6 |  | Combustion Turbine | MIS_LMI | Michigan | Macomb | 19 | 1971 | 9999 |  |  |  | 0.12736 | Default Emission Factor
Northeast (MI) | 1734_G_7 | 1734 | G | 7 |  | Combustion Turbine | MIS_LMI | Michigan | Macomb | 20 | 1971 | 9999 |  |  |  | 0.12736 | Default Emission Factor
Oliver | 1735_G_1 | 1735 | G | 1 |  | Combustion Turbine | MIS_LMI | Michigan | Huron | 2 | 1970 | 9999 |  |  |  | 0.92213 | Default Emission Factor
Oliver | 1735_G_2 | 1735 | G | 2 |  | Combustion Turbine | MIS_LMI | Michigan | Huron | 3 | 1970 | 9999 |  |  |  | 0.92213 | Default Emission Factor
Oliver | 1735_G_3 | 1735 | G | 3 |  | Combustion Turbine | MIS_LMI | Michigan | Huron | 3 | 1970 | 9999 |  |  |  | 0.92213 | Default Emission Factor
Oliver | 1735_G_4 | 1735 | G | 4 |  | Combustion Turbine | MIS_LMI | Michigan | Huron | 3 | 1970 | 9999 |  |  |  | 0.92213 | Default Emission Factor
Oliver | 1735_G_5 | 1735 | G | 5 |  | Combustion Turbine | MIS_LMI | Michigan | Huron | 3 | 1970 | 9999 |  |  |  | 0.92213 | Default Emission Factor
Placid 12 | 1737_G_1 | 1737 | G | 1 |  | Combustion Turbine | MIS_LMI | Michigan | Oakland | 2 | 1970 | 9999 |  |  |  | 0.92213 | Default Emission Factor
Placid 12 | 1737_G_2 | 1737 | G | 2 |  | Combustion Turbine | MIS_LMI | Michigan | Oakland | 3 | 1970 | 9999 |  |  |  | 0.92213 | Default Emission Factor
Placid 12 | 1737_G_3 | 1737 | G | 3 |  | Combustion Turbine | MIS_LMI | Michigan | Oakland | 3 | 1970 | 9999 |  |  |  | 0.92213 | Default Emission Factor
Placid 12 | 1737_G_4 | 1737 | G | 4 |  | Combustion Turbine | MIS_LMI | Michigan | Oakland | 3 | 1970 | 9999 |  |  |  | 0.92213 | Default Emission Factor
Placid 12 | 1737_G_5 | 1737 | G | 5 |  | Combustion Turbine | MIS_LMI | Michigan | Oakland | 3 | 1970 | 9999 |  |  |  | 0.92213 | Default Emission Factor
Putnam (MI) | 1739_G_1 | 1739 | G | 1 |  | Combustion Turbine | MIS_LMI | Michigan | Oakland | 2 | 1971 | 9999 |  |  |  | 0.92213 | Default Emission Factor
Putnam (MI) | 1739_G_2 | 1739 | G | 2 |  | Combustion Turbine | MIS_LMI | Michigan | Oakland | 3 | 1971 | 9999 |  |  |  | 0.92213 | Default Emission Factor
Putnam (MI) | 1739_G_3 | 1739 | G | 3 |  | Combustion Turbine | MIS_LMI | Michigan | Oakland | 3 | 1971 | 9999 |  |  |  | 0.92213 | Default Emission Factor
Putnam (MI) | 1739_G_4 | 1739 | G | 4 |  | Combustion Turbine | MIS_LMI | Michigan | Oakland | 3 | 1971 | 9999 |  |  |  | 0.92213 | Default Emission Factor
Putnam (MI) | 1739_G_5 | 1739 | G | 5 |  | Combustion Turbine | MIS_LMI | Michigan | Oakland | 3 | 1971 | 9999 |  |  |  | 0.92213 | Default Emission Factor
Slocum | 1741_G_1 | 1741 | G | 1 |  | Combustion Turbine | MIS_LMI | Michigan | Wayne | 2 | 1968 | 9999 |  |  |  | 0.92213 | Default Emission Factor
Slocum | 1741_G_2 | 1741 | G | 2 |  | Combustion Turbine | MIS_LMI | Michigan | Wayne | 3 | 1968 | 9999 |  |  |  | 0.92213 | Default Emission Factor
Slocum | 1741_G_3 | 1741 | G | 3 |  | Combustion Turbine | MIS_LMI | Michigan | Wayne | 3 | 1968 | 9999 |  |  |  | 0.92213 | Default Emission Factor
Slocum | 1741_G_4 | 1741 | G | 4 |  | Combustion Turbine | MIS_LMI | Michigan | Wayne | 3 | 1968 | 9999 |  |  |  | 0.92213 | Default Emission Factor
Slocum | 1741_G_5 | 1741 | G | 5 |  | Combustion Turbine | MIS_LMI | Michigan | Wayne | 3 | 1968 | 9999 |  |  |  | 0.92213 | Default Emission Factor
St Clair | 1743_G_11 | 1743 | G | 11 |  | Combustion Turbine | MIS_LMI | Michigan | St Clair | 19 | 1968 | 9999 | 2019 | 0.04295 | 765 | 0.11229 | NEI 2019
St Clair | 1743_G_12A | 1743 | G | 12A |  | Combustion Turbine | MIS_LMI | Michigan | St Clair | 2 | 1970 | 9999 |  |  |  | 0.92213 | Default Emission Factor
St Clair | 1743_G_12B | 1743 | G | 12B |  | Combustion Turbine | MIS_LMI | Michigan | St Clair | 3 | 1970 | 9999 |  |  |  | 0.92213 | Default Emission Factor
Superior | 1744_G_1 | 1744 | G | 1 |  | Combustion Turbine | MIS_LMI | Michigan | Washtenaw | 13 | 1966 | 9999 |  |  |  | 0.12736 | Default Emission Factor
Superior | 1744_G_2 | 1744 | G | 2 |  | Combustion Turbine | MIS_LMI | Michigan | Washtenaw | 13 | 1966 | 9999 |  |  |  | 0.12736 | Default Emission Factor
Superior | 1744_G_3 | 1744 | G | 3 |  | Combustion Turbine | MIS_LMI | Michigan | Washtenaw | 12 | 1966 | 9999 |  |  |  | 0.12736 | Default Emission Factor
Superior | 1744_G_4 | 1744 | G | 4 |  | Combustion Turbine | MIS_LMI | Michigan | Washtenaw | 14 | 1966 | 9999 |  |  |  | 0.12736 | Default Emission Factor
Wilmot | 1746_G_1 | 1746 | G | 1 |  | Combustion Turbine | MIS_LMI | Michigan | Tuscola | 2 | 1968 | 9999 |  |  |  | 0.92213 | Default Emission Factor
Wilmot | 1746_G_2 | 1746 | G | 2 |  | Combustion Turbine | MIS_LMI | Michigan | Tuscola | 3 | 1968 | 9999 |  |  |  | 0.92213 | Default Emission Factor
Wilmot | 1746_G_3 | 1746 | G | 3 |  | Combustion Turbine | MIS_LMI | Michigan | Tuscola | 3 | 1968 | 9999 |  |  |  | 0.92213 | Default Emission Factor
Wilmot | 1746_G_4 | 1746 | G | 4 |  | Combustion Turbine | MIS_LMI | Michigan | Tuscola | 3 | 1968 | 9999 |  |  |  | 0.92213 | Default Emission Factor
Wilmot | 1746_G_5 | 1746 | G | 5 |  | Combustion Turbine | MIS_LMI | Michigan | Tuscola | 3 | 1968 | 9999 |  |  |  | 0.92213 | Default Emission Factor
Manistique | 1750_G_1 | 1750 | G | 1 |  | Combustion Turbine | MIS_WUMS | Michigan | Schoolcraft | 2 | 1960 | 9999 |  |  |  | 0.92213 | Default Emission Factor
Manistique | 1750_G_2 | 1750 | G | 2 |  | Combustion Turbine | MIS_WUMS | Michigan | Schoolcraft | 2.8 | 1972 | 9999 |  |  |  | 0.92213 | Default Emission Factor
Hart | 1827_G_4 | 1827 | G | 4 |  | Combustion Turbine | MIS_LMI | Michigan | Oceana | 1.4 | 1964 | 9999 |  |  |  | 0.92213 | Default Emission Factor
Hart | 1827_G_IC1 | 1827 | G | IC1 |  | Combustion Turbine | MIS_LMI | Michigan | Oceana | 1.7 | 1985 | 9999 |  |  |  | 0.92213 | Default Emission Factor
Hart | 1827_G_IC3 | 1827 | G | IC3 |  | Combustion Turbine | MIS_LMI | Michigan | Oceana | 2 | 1985 | 9999 |  |  |  | 0.92213 | Default Emission Factor
Hillsdale | 1829_G_5 | 1829 | G | 5 |  | Combustion Turbine | MIS_LMI | Michigan | Hillsdale | 5.6 | 1973 | 9999 | 2019 | 0.086754 | 149.6552 | 1.1594 | NEI 2019
Hillsdale | 1829_G_6 | 1829 | G | 6 |  | Combustion Turbine | MIS_LMI | Michigan | Hillsdale | 6 | 1976 | 9999 |  |  |  | 0.92213 | Default Emission Factor
Plant Four | 1840_G_CT1 | 1840 | G | CT1 |  | Combustion Turbine | MIS_WUMS | Michigan | Marquette | 20 | 1979 | 9999 |  |  |  | 0.12736 | Default Emission Factor
Marshall (MI) | 1844_G_IC3 | 1844 | G | IC3 |  | Combustion Turbine | MIS_LMI | Michigan | Calhoun | 1.9 | 1973 | 9999 |  |  |  | 0.92213 | Default Emission Factor
Marshall (MI) | 1844_G_IC5 | 1844 | G | IC5 |  | Combustion Turbine | MIS_LMI | Michigan | Calhoun | 1.4 | 1948 | 9999 |  |  |  | 0.92213 | Default Emission Factor
Marshall (MI) | 1844_G_IC6 | 1844 | G | IC6 |  | Combustion Turbine | MIS_LMI | Michigan | Calhoun | 5.6 | 1978 | 9999 |  |  |  | 0.92213 | Default Emission Factor
Newberry | 1846_G_1 | 1846 | G | 1 |  | Combustion Turbine | MIS_WUMS | Michigan | Luce | 2.5 | 1974 | 9999 |  |  |  | 0.92213 | Default Emission Factor
Newberry | 1846_G_2 | 1846 | G | 2 |  | Combustion Turbine | MIS_WUMS | Michigan | Luce | 0.5 | 1948 | 9999 |  |  |  | 0.92213 | Default Emission Factor
Newberry | 1846_G_4 | 1846 | G | 4 |  | Combustion Turbine | MIS_WUMS | Michigan | Luce | 1.5 | 1988 | 9999 |  |  |  | 0.92213 | Default Emission Factor
Frank Jenkins | 1851_G_4 | 1851 | G | 4 |  | Combustion Turbine | MIS_LMI | Michigan | Ionia | 0.8 | 1950 | 9999 |  |  |  | 0.92213 | Default Emission Factor
Frank Jenkins | 1851_G_5 | 1851 | G | 5 |  | Combustion Turbine | MIS_LMI | Michigan | Ionia | 1.7 | 1995 | 9999 |  |  |  | 0.92213 | Default Emission Factor
Frank Jenkins | 1851_G_6 | 1851 | G | 6 |  | Combustion Turbine | MIS_LMI | Michigan | Ionia | 1 | 2002 | 9999 |  |  |  | 0.92213 | Default Emission Factor
St Louis | 1852_G_1 | 1852 | G | 1 |  | Combustion Turbine | MIS_LMI | Michigan | Gratiot | 1.3 | 1958 | 9999 |  |  |  | 0.92213 | Default Emission Factor
St Louis | 1852_G_2 | 1852 | G | 2 |  | Combustion Turbine | MIS_LMI | Michigan | Gratiot | 0.6 | 1945 | 9999 |  |  |  | 0.92213 | Default Emission Factor
St Louis | 1852_G_3 | 1852 | G | 3 |  | Combustion Turbine | MIS_LMI | Michigan | Gratiot | 0.9 | 1951 | 9999 |  |  |  | 0.92213 | Default Emission Factor
St Louis | 1852_G_7 | 1852 | G | 7 |  | Combustion Turbine | MIS_LMI | Michigan | Gratiot | 1.1 | 1996 | 9999 |  |  |  | 0.92213 | Default Emission Factor
St Louis | 1852_G_8 | 1852 | G | 8 |  | Combustion Turbine | MIS_LMI | Michigan | Gratiot | 1.5 | 2003 | 9999 |  |  |  | 0.92213 | Default Emission Factor
St Louis | 1852_G_9 | 1852 | G | 9 |  | Combustion Turbine | MIS_LMI | Michigan | Gratiot | 1.1 | 2003 | 9999 |  |  |  | 0.92213 | Default Emission Factor
Main Street (MI) | 1853_G_1 | 1853 | G | 1 |  | Combustion Turbine | MIS_LMI | Michigan | Huron | 0.9 | 1961 | 9999 |  |  |  | 0.92213 | Default Emission Factor
Main Street (MI) | 1853_G_2 | 1853 | G | 2 |  | Combustion Turbine | MIS_LMI | Michigan | Huron | 0.8 | 1947 | 9999 |  |  |  | 0.92213 | Default Emission Factor
Main Street (MI) | 1853_G_3 | 1853 | G | 3 |  | Combustion Turbine | MIS_LMI | Michigan | Huron | 1.1 | 1966 | 9999 |  |  |  | 0.92213 | Default Emission Factor
Main Street (MI) | 1853_G_4 | 1853 | G | 4 |  | Combustion Turbine | MIS_LMI | Michigan | Huron | 1.2 | 1966 | 9999 |  |  |  | 0.92213 | Default Emission Factor
Main Street (MI) | 1853_G_5 | 1853 | G | 5 |  | Combustion Turbine | MIS_LMI | Michigan | Huron | 1 | 1979 | 9999 |  |  |  | 0.92213 | Default Emission Factor
Main Street (MI) | 1853_G_6 | 1853 | G | 6 |  | Combustion Turbine | MIS_LMI | Michigan | Huron | 0.6 | 1967 | 9999 |  |  |  | 0.92213 | Default Emission Factor
Sturgis City Diesel Plant | 1855_G_6 | 1855 | G | 6 |  | Combustion Turbine | PJM_West | Michigan | St Joseph | 6 | 1981 | 9999 |  |  |  | 0.92213 | Default Emission Factor
Wyandotte | 1866_G_DG1 | 1866 | G | DG1 |  | Combustion Turbine | MIS_LMI | Michigan | Wayne | 1.8 | 2007 | 9999 |  |  |  | 0.92213 | Default Emission Factor
Wyandotte | 1866_G_DG2 | 1866 | G | DG2 |  | Combustion Turbine | MIS_LMI | Michigan | Wayne | 1.8 | 2007 | 9999 |  |  |  | 0.92213 | Default Emission Factor
Wyandotte | 1866_G_DG3 | 1866 | G | DG3 |  | Combustion Turbine | MIS_LMI | Michigan | Wayne | 1.8 | 2007 | 9999 |  |  |  | 0.92213 | Default Emission Factor
Zeeland | 1867_G_1 | 1867 | G | 1 |  | Combustion Turbine | MIS_LMI | Michigan | Ottawa | 1.5 | 1966 | 9999 |  |  |  | 0.92213 | Default Emission Factor
Zeeland | 1867_G_10 | 1867 | G | 10 |  | Combustion Turbine | MIS_LMI | Michigan | Ottawa | 6 | 1974 | 9999 | 2019 | 0.1 | 68.3898 | 2.9244 | NEI 2019
Zeeland | 1867_G_11 | 1867 | G | 11 |  | Combustion Turbine | MIS_LMI | Michigan | Ottawa | 6.4 | 1980 | 9999 |  |  |  | 0.92213 | Default Emission Factor
Zeeland | 1867_G_2 | 1867 | G | 2 |  | Combustion Turbine | MIS_LMI | Michigan | Ottawa | 1.2 | 1967 | 9999 |  |  |  | 0.92213 | Default Emission Factor
Zeeland | 1867_G_7 | 1867 | G | 7 |  | Combustion Turbine | MIS_LMI | Michigan | Ottawa | 2 | 1957 | 9999 |  |  |  | 0.92213 | Default Emission Factor
Zeeland | 1867_G_8 | 1867 | G | 8 |  | Combustion Turbine | MIS_LMI | Michigan | Ottawa | 1.5 | 1963 | 9999 |  |  |  | 0.92213 | Default Emission Factor
Zeeland | 1867_G_9 | 1867 | G | 9 |  | Combustion Turbine | MIS_LMI | Michigan | Ottawa | 5 | 1971 | 9999 |  |  |  | 0.92213 | Default Emission Factor
Dafter | 1868_G_1 | 1868 | G | 1 |  | Combustion Turbine | MIS_WUMS | Michigan | Chippewa | 0.9 | 1955 | 9999 |  |  |  | 0.92213 | Default Emission Factor
Dafter | 1868_G_3 | 1868 | G | 3 |  | Combustion Turbine | MIS_WUMS | Michigan | Chippewa | 0.9 | 1955 | 9999 |  |  |  | 0.92213 | Default Emission Factor
Dafter | 1868_G_4 | 1868 | G | 4 |  | Combustion Turbine | MIS_WUMS | Michigan | Chippewa | 2.5 | 1960 | 9999 |  |  |  | 0.92213 | Default Emission Factor
Dafter | 1868_G_5 | 1868 | G | 5 |  | Combustion Turbine | MIS_WUMS | Michigan | Chippewa | 2.5 | 1960 | 9999 |  |  |  | 0.92213 | Default Emission Factor
Tower | 1873_G_GT4 | 1873 | G | GT4 |  | Combustion Turbine | MIS_LMI | Michigan | Cheboygan | 19.3 | 1971 | 9999 | 2019 | 0.001125 | 56 | 0.04018 | NEI 2019
Caro | 1874_G_1 | 1874 | G | 1 |  | Combustion Turbine | MIS_LMI | Michigan | Tuscola | 1 | 1949 | 9999 |  |  |  | 0.92213 | Default Emission Factor
Caro | 1874_G_2 | 1874 | G | 2 |  | Combustion Turbine | MIS_LMI | Michigan | Tuscola | 1 | 1949 | 9999 |  |  |  | 0.92213 | Default Emission Factor
Caro | 1874_G_3 | 1874 | G | 3 |  | Combustion Turbine | MIS_LMI | Michigan | Tuscola | 1 | 1952 | 9999 |  |  |  | 0.92213 | Default Emission Factor
Caro | 1874_G_4 | 1874 | G | 4 |  | Combustion Turbine | MIS_LMI | Michigan | Tuscola | 1.5 | 1984 | 9999 |  |  |  | 0.92213 | Default Emission Factor
Caro | 1874_G_5 | 1874 | G | 5 |  | Combustion Turbine | MIS_LMI | Michigan | Tuscola | 2 | 1999 | 9999 |  |  |  | 0.92213 | Default Emission Factor
Caro | 1874_G_6 | 1874 | G | 6 |  | Combustion Turbine | MIS_LMI | Michigan | Tuscola | 2 | 2000 | 9999 |  |  |  | 0.92213 | Default Emission Factor
Ubly | 1875_G_1 | 1875 | G | 1 |  | Combustion Turbine | MIS_LMI | Michigan | Huron | 0.6 | 1938 | 9999 |  |  |  | 0.92213 | Default Emission Factor
Ubly | 1875_G_2 | 1875 | G | 2 |  | Combustion Turbine | MIS_LMI | Michigan | Huron | 0.6 | 1938 | 9999 |  |  |  | 0.92213 | Default Emission Factor
Ubly | 1875_G_3 | 1875 | G | 3 |  | Combustion Turbine | MIS_LMI | Michigan | Huron | 0.7 | 1938 | 9999 |  |  |  | 0.92213 | Default Emission Factor
Ubly | 1875_G_4 | 1875 | G | 4 |  | Combustion Turbine | MIS_LMI | Michigan | Huron | 0.9 | 1947 | 9999 |  |  |  | 0.92213 | Default Emission Factor
Ubly | 1875_G_5 | 1875 | G | 5 |  | Combustion Turbine | MIS_LMI | Michigan | Huron | 1.5 | 1987 | 9999 |  |  |  | 0.92213 | Default Emission Factor
Ubly | 1875_G_6 | 1875 | G | 6 |  | Combustion Turbine | MIS_LMI | Michigan | Huron | 1.5 | 1993 | 9999 |  |  |  | 0.92213 | Default Emission Factor
Ubly | 1875_G_7 | 1875 | G | 7 |  | Combustion Turbine | MIS_LMI | Michigan | Huron | 2.5 | 2000 | 9999 |  |  |  | 0.92213 | Default Emission Factor
Ubly | 1875_G_8 | 1875 | G | 8 |  | Combustion Turbine | MIS_LMI | Michigan | Huron | 2.5 | 2001 | 9999 |  |  |  | 0.92213 | Default Emission Factor
Ubly | 1875_G_9 | 1875 | G | 9 |  | Combustion Turbine | MIS_LMI | Michigan | Huron | 1.5 | 2002 | 9999 |  |  |  | 0.92213 | Default Emission Factor
George Johnson | 1877_G_10 | 1877 | G | 10 |  | Combustion Turbine | MIS_LMI | Michigan | Osceola | 24.3 | 2000 | 9999 | 2019 | 0.4609 | 13040.1684 | 0.07069 | NEI 2019
George Johnson | 1877_G_11 | 1877 | G | 11 |  | Combustion Turbine | MIS_LMI | Michigan | Osceola | 1 | 1993 | 9999 |  |  |  | 0.92213 | Default Emission Factor
George Johnson | 1877_G_9 | 1877 | G | 9 |  | Combustion Turbine | MIS_LMI | Michigan | Osceola | 24.4 | 2000 | 9999 |  |  |  | 0.12736 | Default Emission Factor
Claude Vandyke | 1880_G_8 | 1880 | G | 8 |  | Combustion Turbine | MIS_LMI | Michigan | Allegan | 20.2 | 2001 | 9999 | 2019 | 0.1034 | 2439 | 0.08479 | NEI 2019
Vestaburg | 1881_G_8 | 1881 | G | 8 |  | Combustion Turbine | MIS_LMI | Michigan | Montcalm | 18.5 | 1972 | 9999 | 2019 | 0.06495 | 1177 | 0.11037 | NEI 2019
Clay Boswell | 1893_G_D4 | 1893 | G | D4 |  | Combustion Turbine | MIS_MNWI | Minnesota | Itasca | 0.8 | 1980 | 9999 |  |  |  | 0.92213 | Default Emission Factor
Black Dog | 1904_G_2 | 1904 | G | 2 |  | Combined Cycle | MIS_MNWI | Minnesota | Dakota | 117 | 1954 | 9999 |  |  |  | 0.01188 | NEI 2019
Black Dog | 1904_G_5 | 1904 | G | 5 | 1241 | Combined Cycle | MIS_MNWI | Minnesota | Dakota | 165 | 2002 | 9999 | 2019 | 8.834 | 1487337 | 0.01188 | NEI 2019
Black Dog | 1904_G_6-1 | 1904 | G | 6-1 | 91235 | Combustion Turbine | MIS_MNWI | Minnesota | Dakota | 212 | 2018 | 9999 | 2019 | 1.9109 | 292891 | 0.01305 | NEI 2019
High Bridge | 1912_G_7 | 1912 | G | 7 | 89581 | Combined Cycle | MIS_MNWI | Minnesota | Ramsey | 152 | 2008 | 9999 | 2019 | 2.3213 | 2449021 | 0.00251 | NEI 2019
High Bridge | 1912_G_8 | 1912 | G | 8 | 89582 | Combined Cycle | MIS_MNWI | Minnesota | Ramsey | 152 | 2008 | 9999 | 2019 | 2.06 | 1048005 | 0.00251 | NEI 2019
High Bridge | 1912_G_9 | 1912 | G | 9 | 89581 | Combined Cycle | MIS_MNWI | Minnesota | Ramsey | 226 | 2008 | 9999 |  |  |  | 0.00251 | NEI 2019
Inver Hills | 1913_G_1 | 1913 | G | 1 | 90102 | Combustion Turbine | MIS_MNWI | Minnesota | Dakota | 47 | 1972 | 2025 | 2019 | 0.027347 | 815.0945 | 0.0671 | NEI 2019
Inver Hills | 1913_G_2 | 1913 | G | 2 | 90103 | Combustion Turbine | MIS_MNWI | Minnesota | Dakota | 47 | 1972 | 2025 | 2017 | 0.024611 | 747.1289 | 0.06588 | NEI 2019
Inver Hills | 1913_G_3 | 1913 | G | 3 | 90104 | Combustion Turbine | MIS_MNWI | Minnesota | Dakota | 47 | 1972 | 2025 | 2017 | 0.018602 | 747.1289 | 0.0498 | NEI 2019
Inver Hills | 1913_G_4 | 1913 | G | 4 | 90105 | Combustion Turbine | MIS_MNWI | Minnesota | Dakota | 47 | 1972 | 2025 | 2019 | 0.018376 | 815.0945 | 0.04509 | NEI 2019
Inver Hills | 1913_G_5 | 1913 | G | 5 | 90106 | Combustion Turbine | MIS_MNWI | Minnesota | Dakota | 47 | 1972 | 2025 | 2017 | 0.025886 | 747.1289 | 0.0693 | NEI 2019
Inver Hills | 1913_G_6 | 1913 | G | 6 | 90107 | Combustion Turbine | MIS_MNWI | Minnesota | Dakota | 47 | 1972 | 2025 | 2017 | 0.024761 | 747.1289 | 0.06628 | NEI 2019
Inver Hills | 1913_G_7 | 1913 | G | 7 |  | Combustion Turbine | MIS_MNWI | Minnesota | Dakota | 1.8 | 1997 | 2025 |  |  |  | 0.12736 | Default Emission Factor
Inver Hills | 1913_G_8 | 1913 | G | 8 |  | Combustion Turbine | MIS_MNWI | Minnesota | Dakota | 1.8 | 1997 | 2025 |  |  |  | 0.12736 | Default Emission Factor
Riverside (MN) | 1927_G_10 | 1927 | G | 10 | 89647 | Combined Cycle | MIS_MNWI | Minnesota | Hennepin | 147 | 2009 | 9999 | 2017 | 0.9904 | 515158 | 0.00252 | NEI 2019
Riverside (MN) | 1927_G_9 | 1927 | G | 9 | 89646 | Combined Cycle | MIS_MNWI | Minnesota | Hennepin | 147 | 2009 | 9999 | 2017 | 1.026 | 1084865 | 0.00252 | NEI 2019
Riverside (MN) | 1927_G_ST7 | 1927 | G | ST7 | 89646 | Combined Cycle | MIS_MNWI | Minnesota | Hennepin | 160 | 1987 | 9999 |  |  |  | 0.00252 | NEI 2019
St James | 1929_G_1 | 1929 | G | 1 |  | Combustion Turbine | MIS_MNWI | Minnesota | Watonwan | 2 | 2002 | 9999 | 2017 | 0.0021674 | 8.8333 | 0.49073 | NEI 2019
St James | 1929_G_2 | 1929 | G | 2 |  | Combustion Turbine | MIS_MNWI | Minnesota | Watonwan | 2 | 2002 | 9999 | 2017 | 0.0020954 | 8.8333 | 0.47443 | NEI 2019
St James | 1929_G_3 | 1929 | G | 3 |  | Combustion Turbine | MIS_MNWI | Minnesota | Watonwan | 2 | 2002 | 9999 | 2017 | 0.0021593 | 8.8333 | 0.4889 | NEI 2019
St James | 1929_G_4 | 1929 | G | 4 |  | Combustion Turbine | MIS_MNWI | Minnesota | Watonwan | 2 | 2002 | 9999 | 2017 | 0.0022615 | 8.8333 | 0.51204 | NEI 2019
St James | 1929_G_5 | 1929 | G | 5 |  | Combustion Turbine | MIS_MNWI | Minnesota | Watonwan | 2 | 2002 | 9999 | 2017 | 0.0022429 | 8.8333 | 0.50783 | NEI 2019
St James | 1929_G_6 | 1929 | G | 6 |  | Combustion Turbine | MIS_MNWI | Minnesota | Watonwan | 2 | 2002 | 9999 | 2017 | 0.0022731 | 8.8333 | 0.51466 | NEI 2019
Municipal Light | 193_G_1 | 193 | G | 1 |  | Combustion Turbine | SPP_WEST | Arkansas | Clay | 2 | 1963 | 9999 |  |  |  | 0.92213 | Default Emission Factor
Municipal Light | 193_G_2 | 193 | G | 2 |  | Combustion Turbine | SPP_WEST | Arkansas | Clay | 0.6 | 1952 | 9999 |  |  |  | 0.92213 | Default Emission Factor
Municipal Light | 193_G_4 | 193 | G | 4 |  | Combustion Turbine | SPP_WEST | Arkansas | Clay | 2.2 | 1976 | 9999 |  |  |  | 0.92213 | Default Emission Factor
Municipal Light | 193_G_6 | 193 | G | 6 |  | Combustion Turbine | SPP_WEST | Arkansas | Clay | 1.3 | 1959 | 9999 |  |  |  | 0.92213 | Default Emission Factor
Municipal Light | 193_G_7 | 193 | G | 7 |  | Combustion Turbine | SPP_WEST | Arkansas | Clay | 1.1 | 1955 | 9999 |  |  |  | 0.92213 | Default Emission Factor
Adrian | 1956_G_5 | 1956 | G | 5 |  | Combustion Turbine | MIS_LMI | Minnesota | Nobles | 2 | 2005 | 9999 |  |  |  | 0.92213 | Default Emission Factor
Alexandria | 1958_G_IC1 | 1958 | G | IC1 |  | Combustion Turbine | MIS_MNWI | Minnesota | Douglas | 1 | 1948 | 9999 |  |  |  | 0.92213 | Default Emission Factor
Alexandria | 1958_G_IC2 | 1958 | G | IC2 |  | Combustion Turbine | MIS_MNWI | Minnesota | Douglas | 3.6 | 1967 | 9999 |  |  |  | 0.92213 | Default Emission Factor
Alexandria | 1958_G_IC3 | 1958 | G | IC3 |  | Combustion Turbine | MIS_MNWI | Minnesota | Douglas | 3.6 | 1967 | 9999 |  |  |  | 0.92213 | Default Emission Factor
Benson City of | 1964_G_10 | 1964 | G | 10 |  | Combustion Turbine | MIS_MNWI | Minnesota | Swift | 1.8 | 2002 | 9999 | 2017 | 0.0044111 | 8.8 | 1.0025 | NEI 2019
Benson City of | 1964_G_11 | 1964 | G | 11 |  | Combustion Turbine | MIS_MNWI | Minnesota | Swift | 1.8 | 2002 | 9999 | 2017 | 0.0043885 | 8.8 | 0.99739 | NEI 2019
Benson City of | 1964_G_7 | 1964 | G | 7 |  | Combustion Turbine | MIS_MNWI | Minnesota | Swift | 1.8 | 2002 | 9999 | 2017 | 0.0050208 | 8.8 | 1.1411 | NEI 2019
Benson City of | 1964_G_8 | 1964 | G | 8 |  | Combustion Turbine | MIS_MNWI | Minnesota | Swift | 1.8 | 2002 | 9999 | 2017 | 0.0038842 | 8.8 | 0.88277 | NEI 2019
Benson City of | 1964_G_9 | 1964 | G | 9 |  | Combustion Turbine | MIS_MNWI | Minnesota | Swift | 1.8 | 2002 | 9999 | 2017 | 0.0043659 | 8.8 | 0.99225 | NEI 2019
Blooming Prairie | 1966_G_4 | 1966 | G | 4 |  | Combustion Turbine | MIS_MNWI | Minnesota | Steele | 1.3 | 1974 | 9999 |  |  |  | 0.92213 | Default Emission Factor
Blooming Prairie | 1966_G_5 | 1966 | G | 5 |  | Combustion Turbine | MIS_MNWI | Minnesota | Steele | 2 | 2003 | 9999 |  |  |  | 0.92213 | Default Emission Factor
Blooming Prairie | 1966_G_6 | 1966 | G | 6 |  | Combustion Turbine | MIS_MNWI | Minnesota | Steele | 1.9 | 2009 | 9999 |  |  |  | 0.92213 | Default Emission Factor
Blooming Prairie | 1966_G_7 | 1966 | G | 7 |  | Combustion Turbine | MIS_MNWI | Minnesota | Steele | 1.3 | 2012 | 9999 |  |  |  | 0.92213 | Default Emission Factor
Blue Earth | 1967_G_IC1 | 1967 | G | IC1 |  | Combustion Turbine | MIS_MNWI | Minnesota | Faribault | 1.5 | 1960 | 9999 |  |  |  | 0.92213 | Default Emission Factor
Blue Earth | 1967_G_IC3 | 1967 | G | IC3 |  | Combustion Turbine | MIS_MNWI | Minnesota | Faribault | 1.6 | 1993 | 9999 |  |  |  | 0.92213 | Default Emission Factor
Blue Earth | 1967_G_IC4 | 1967 | G | IC4 |  | Combustion Turbine | MIS_MNWI | Minnesota | Faribault | 1.6 | 1993 | 9999 |  |  |  | 0.92213 | Default Emission Factor
Blue Earth | 1967_G_IC5 | 1967 | G | IC5 |  | Combustion Turbine | MIS_MNWI | Minnesota | Faribault | 1.6 | 1993 | 9999 |  |  |  | 0.92213 | Default Emission Factor
Blue Earth | 1967_G_IC6 | 1967 | G | IC6 |  | Combustion Turbine | MIS_MNWI | Minnesota | Faribault | 1.8 | 1996 | 9999 |  |  |  | 0.92213 | Default Emission Factor
Blue Earth | 1967_G_IC7 | 1967 | G | IC7 |  | Combustion Turbine | MIS_MNWI | Minnesota | Faribault | 1.1 | 2015 | 9999 |  |  |  | 0.92213 | Default Emission Factor
Blue Earth | 1967_G_IC8 | 1967 | G | IC8 |  | Combustion Turbine | MIS_MNWI | Minnesota | Faribault | 1.8 | 2015 | 9999 |  |  |  | 0.92213 | Default Emission Factor
Delano | 1969_G_2 | 1969 | G | 2 |  | Combustion Turbine | MIS_MNWI | Minnesota | Wright | 1.1 | 1972 | 9999 |  |  |  | 0.92213 | Default Emission Factor
Delano | 1969_G_3 | 1969 | G | 3 |  | Combustion Turbine | MIS_MNWI | Minnesota | Wright | 1.3 | 1973 | 9999 |  |  |  | 0.92213 | Default Emission Factor
Delano | 1969_G_5 | 1969 | G | 5 |  | Combustion Turbine | MIS_MNWI | Minnesota | Wright | 0.8 | 1946 | 9999 |  |  |  | 0.92213 | Default Emission Factor
Delano | 1969_G_6 | 1969 | G | 6 |  | Combustion Turbine | MIS_MNWI | Minnesota | Wright | 1.2 | 1989 | 9999 |  |  |  | 0.92213 | Default Emission Factor
Delano | 1969_G_7 | 1969 | G | 7 |  | Combustion Turbine | MIS_MNWI | Minnesota | Wright | 3 | 1994 | 9999 |  |  |  | 0.92213 | Default Emission Factor
Delano | 1969_G_8 | 1969 | G | 8 |  | Combustion Turbine | MIS_MNWI | Minnesota | Wright | 3.1 | 1999 | 9999 |  |  |  | 0.92213 | Default Emission Factor
Detroit Lakes | 1970_G_1 | 1970 | G | 1 |  | Combustion Turbine | MIS_MNWI | Minnesota | Becker | 9.6 | 1968 | 9999 |  |  |  | 0.12736 | Default Emission Factor
Elk River City of | 1971_G_1 | 1971 | G | 1 |  | Combustion Turbine | MIS_MNWI | Minnesota | Sherburne | 0.5 | 1948 | 9999 |  |  |  | 0.92213 | Default Emission Factor
Elk River City of | 1971_G_2 | 1971 | G | 2 |  | Combustion Turbine | MIS_MNWI | Minnesota | Sherburne | 0.5 | 1948 | 9999 |  |  |  | 0.92213 | Default Emission Factor
Elk River City of | 1971_G_3 | 1971 | G | 3 |  | Combustion Turbine | MIS_MNWI | Minnesota | Sherburne | 3 | 1962 | 9999 |  |  |  | 0.92213 | Default Emission Factor
Elk River City of | 1971_G_4 | 1971 | G | 4 |  | Combustion Turbine | MIS_MNWI | Minnesota | Sherburne | 5 | 1972 | 9999 |  |  |  | 0.92213 | Default Emission Factor
Elk River City of | 1971_G_5 | 1971 | G | 5 |  | Landfill Gas | MIS_MNWI | Minnesota | Sherburne | 0.8 | 2002 | 9999 |  |  |  | 0.54258 | Default Emission Factor
Elk River City of | 1971_G_6 | 1971 | G | 6 |  | Landfill Gas | MIS_MNWI | Minnesota | Sherburne | 0.8 | 2002 | 9999 |  |  |  | 0.54258 | Default Emission Factor
Elk River City of | 1971_G_7 | 1971 | G | 7 |  | Landfill Gas | MIS_MNWI | Minnesota | Sherburne | 0.8 | 2002 | 9999 |  |  |  | 0.54258 | Default Emission Factor
Elk River City of | 1971_G_8 | 1971 | G | 8 |  | Landfill Gas | MIS_MNWI | Minnesota | Sherburne | 0.8 | 2006 | 9999 |  |  |  | 0.54258 | Default Emission Factor
Fairfax | 1972_G_2A | 1972 | G | 2A |  | Combustion Turbine | MIS_MNWI | Minnesota | Renville | 1.9 | 2001 | 9999 |  |  |  | 0.92213 | Default Emission Factor
Fairmont (MN) | 1973_G_10 | 1973 | G | 10 |  | Combustion Turbine | MIS_MNWI | Minnesota | Martin | 6.5 | 2014 | 9999 |  |  |  | 0.92213 | Default Emission Factor
Fairmont (MN) | 1973_G_11 | 1973 | G | 11 |  | Combustion Turbine | MIS_MNWI | Minnesota | Martin | 6.5 | 2014 | 9999 |  |  |  | 0.92213 | Default Emission Factor
Fairmont (MN) | 1973_G_12 | 1973 | G | 12 |  | Combustion Turbine | MIS_MNWI | Minnesota | Martin | 6.5 | 2014 | 9999 |  |  |  | 0.92213 | Default Emission Factor
Fairmont (MN) | 1973_G_6 | 1973 | G | 6 |  | Combustion Turbine | MIS_MNWI | Minnesota | Martin | 6 | 1975 | 9999 |  |  |  | 0.92213 | Default Emission Factor
Fairmont (MN) | 1973_G_7 | 1973 | G | 7 |  | Combustion Turbine | MIS_MNWI | Minnesota | Martin | 6 | 1975 | 9999 |  |  |  | 0.92213 | Default Emission Factor
Fairmont (MN) | 1973_G_9 | 1973 | G | 9 |  | Combustion Turbine | MIS_MNWI | Minnesota | Martin | 6.5 | 2014 | 9999 |  |  |  | 0.92213 | Default Emission Factor
Glencoe | 1975_G_10 | 1975 | G | 10 |  | Combustion Turbine | MIS_MNWI | Minnesota | McLeod | 5.6 | 1985 | 9999 |  |  |  | 0.92213 | Default Emission Factor
Glencoe | 1975_G_11 | 1975 | G | 11 |  | Combustion Turbine | MIS_MNWI | Minnesota | McLeod | 4.8 | 1998 | 9999 |  |  |  | 0.92213 | Default Emission Factor
Glencoe | 1975_G_12 | 1975 | G | 12 |  | Combustion Turbine | MIS_MNWI | Minnesota | McLeod | 4.8 | 1998 | 9999 |  |  |  | 0.92213 | Default Emission Factor
Glencoe | 1975_G_14 | 1975 | G | 14 |  | Combustion Turbine | MIS_MNWI | Minnesota | McLeod | 4.8 | 2006 | 9999 |  |  |  | 0.92213 | Default Emission Factor
Glencoe | 1975_G_5 | 1975 | G | 5 |  | Combustion Turbine | MIS_MNWI | Minnesota | McLeod | 1 | 1957 | 9999 |  |  |  | 0.92213 | Default Emission Factor
Glencoe | 1975_G_7 | 1975 | G | 7 |  | Combustion Turbine | MIS_MNWI | Minnesota | McLeod | 3.2 | 1966 | 9999 |  |  |  | 0.92213 | Default Emission Factor
Glencoe | 1975_G_8 | 1975 | G | 8 |  | Combustion Turbine | MIS_MNWI | Minnesota | McLeod | 4.4 | 1969 | 9999 |  |  |  | 0.92213 | Default Emission Factor
Glencoe | 1975_G_9 | 1975 | G | 9 |  | Combustion Turbine | MIS_MNWI | Minnesota | McLeod | 5.7 | 1973 | 9999 |  |  |  | 0.92213 | Default Emission Factor
Grand Marais | 1976_G_7 | 1976 | G | 7 |  | Combustion Turbine | MIS_MNWI | Minnesota | Cook | 2.5 | 2004 | 9999 |  |  |  | 0.92213 | Default Emission Factor
Grand Marais | 1976_G_8 | 1976 | G | 8 |  | Combustion Turbine | MIS_MNWI | Minnesota | Cook | 1.8 | 2004 | 9999 |  |  |  | 0.92213 | Default Emission Factor
Grand Marais | 1976_G_9 | 1976 | G | 9 |  | Combustion Turbine | MIS_MNWI | Minnesota | Cook | 1.8 | 2004 | 9999 |  |  |  | 0.92213 | Default Emission Factor
Hutchinson Plant #1 | 1980_G_10 | 1980 | G | 10 |  | Combustion Turbine | MIS_MNWI | Minnesota | McLeod | 9.3 | 2013 | 9999 |  |  |  | 0.92213 | Default Emission Factor
Hutchinson Plant #1 | 1980_G_11 | 1980 | G | 11 |  | Combustion Turbine | MIS_MNWI | Minnesota | McLeod | 9.8 | 2019 | 9999 |  |  |  | 0.35769 | Default Emission Factor
Hutchinson Plant #1 | 1980_G_12 | 1980 | G | 12 |  | Combustion Turbine | MIS_MNWI | Minnesota | McLeod | 9.8 | 2019 | 9999 |  |  |  | 0.35769 | Default Emission Factor
Hutchinson Plant #1 | 1980_G_3 | 1980 | G | 3 |  | Combustion Turbine | MIS_MNWI | Minnesota | McLeod | 3.9 | 1968 | 9999 |  |  |  | 0.92213 | Default Emission Factor
Janesville | 1982_G_1 | 1982 | G | 1 |  | Combustion Turbine | MIS_MNWI | Minnesota | Waseca | 0.9 | 1965 | 9999 |  |  |  | 0.92213 | Default Emission Factor
Janesville | 1982_G_2 | 1982 | G | 2 |  | Combustion Turbine | MIS_MNWI | Minnesota | Waseca | 1.1 | 1972 | 9999 |  |  |  | 0.92213 | Default Emission Factor
Janesville | 1982_G_3 | 1982 | G | 3 |  | Combustion Turbine | MIS_MNWI | Minnesota | Waseca | 0.5 | 1955 | 9999 |  |  |  | 0.92213 | Default Emission Factor
Janesville | 1982_G_4 | 1982 | G | 4 |  | Combustion Turbine | MIS_MNWI | Minnesota | Waseca | 1.8 | 1998 | 9999 |  |  |  | 0.92213 | Default Emission Factor
Kenyon Municipal | 1983_G_5 | 1983 | G | 5 |  | Combustion Turbine | MIS_MNWI | Minnesota | Goodhue | 1.8 | 1997 | 9999 |  |  |  | 0.92213 | Default Emission Factor
Kenyon Municipal | 1983_G_6 | 1983 | G | 6 |  | Combustion Turbine | MIS_MNWI | Minnesota | Goodhue | 1.8 | 1997 | 9999 |  |  |  | 0.92213 | Default Emission Factor
Kenyon Municipal | 1983_G_7 | 1983 | G | 7 |  | Combustion Turbine | MIS_MNWI | Minnesota | Goodhue | 1.8 | 1997 | 9999 |  |  |  | 0.92213 | Default Emission Factor
Lake Crystal | 1985_G_1 | 1985 | G | 1 |  | Combustion Turbine | MIS_MNWI | Minnesota | Blue Earth | 0.6 | 1952 | 9999 |  |  |  | 0.92213 | Default Emission Factor
Lake Crystal | 1985_G_3 | 1985 | G | 3 |  | Combustion Turbine | MIS_MNWI | Minnesota | Blue Earth | 2 | 1971 | 9999 |  |  |  | 0.92213 | Default Emission Factor
Lake Crystal | 1985_G_4 | 1985 | G | 4 |  | Combustion Turbine | MIS_MNWI | Minnesota | Blue Earth | 1.2 | 1955 | 9999 |  |  |  | 0.92213 | Default Emission Factor
Lake Crystal | 1985_G_5 | 1985 | G | 5 |  | Combustion Turbine | MIS_MNWI | Minnesota | Blue Earth | 2 | 1999 | 9999 |  |  |  | 0.92213 | Default Emission Factor
Lanesboro | 1987_G_4 | 1987 | G | 4 |  | Combustion Turbine | MIS_MNWI | Minnesota | Fillmore | 2.1 | 2004 | 9999 |  |  |  | 0.92213 | Default Emission Factor
Litchfield | 1989_G_5 | 1989 | G | 5 |  | Combustion Turbine | MIS_MNWI | Minnesota | Meeker | 2.1 | 1963 | 9999 |  |  |  | 0.92213 | Default Emission Factor
Litchfield | 1989_G_6 | 1989 | G | 6 |  | Combustion Turbine | MIS_MNWI | Minnesota | Meeker | 2.1 | 1963 | 9999 |  |  |  | 0.92213 | Default Emission Factor
Litchfield | 1989_G_QS 1 | 1989 | G | QS 1 |  | Combustion Turbine | MIS_MNWI | Minnesota | Meeker | 2.3 | 2010 | 9999 |  |  |  | 0.92213 | Default Emission Factor
Litchfield | 1989_G_QS 2 | 1989 | G | QS 2 |  | Combustion Turbine | MIS_MNWI | Minnesota | Meeker | 2.3 | 2010 | 9999 |  |  |  | 0.92213 | Default Emission Factor
Litchfield | 1989_G_QS 3 | 1989 | G | QS 3 |  | Combustion Turbine | MIS_MNWI | Minnesota | Meeker | 2.3 | 2010 | 9999 |  |  |  | 0.92213 | Default Emission Factor
Litchfield | 1989_G_QS 4 | 1989 | G | QS 4 |  | Combustion Turbine | MIS_MNWI | Minnesota | Meeker | 2.3 | 2010 | 9999 |  |  |  | 0.92213 | Default Emission Factor
Litchfield | 1989_G_QS 5 | 1989 | G | QS 5 |  | Combustion Turbine | MIS_MNWI | Minnesota | Meeker | 2.3 | 2010 | 9999 |  |  |  | 0.92213 | Default Emission Factor
Luverne | 1990_G_4C | 1990 | G | 4C |  | Combustion Turbine | MIS_IA | Minnesota | Rock | 3.5 | 1967 | 9999 |  |  |  | 0.92213 | Default Emission Factor
Marshall (MN) | 1993_G_6 | 1993 | G | 6 |  | Combustion Turbine | SPP_WAUE | Minnesota | Lyon | 15.8 | 1969 | 9999 |  |  |  | 0.12736 | Default Emission Factor
Melrose | 1994_G_1 | 1994 | G | 1 |  | Combustion Turbine | MIS_MNWI | Minnesota | Stearns | 0.8 | 1945 | 9999 |  |  |  | 0.92213 | Default Emission Factor
Melrose | 1994_G_2 | 1994 | G | 2 |  | Combustion Turbine | MIS_MNWI | Minnesota | Stearns | 1.1 | 1948 | 9999 |  |  |  | 0.92213 | Default Emission Factor
Melrose | 1994_G_3 | 1994 | G | 3 |  | Combustion Turbine | MIS_MNWI | Minnesota | Stearns | 3.1 | 1969 | 9999 |  |  |  | 0.92213 | Default Emission Factor
Melrose | 1994_G_4 | 1994 | G | 4 |  | Combustion Turbine | MIS_MNWI | Minnesota | Stearns | 3.1 | 1969 | 9999 |  |  |  | 0.92213 | Default Emission Factor
Moose Lake | 1996_G_1 | 1996 | G | 1 |  | Combustion Turbine | MIS_MNWI | Minnesota | Carlton | 1.3 | 1973 | 9999 |  |  |  | 0.92213 | Default Emission Factor
Moose Lake | 1996_G_5 | 1996 | G | 5 |  | Combustion Turbine | MIS_MNWI | Minnesota | Carlton | 2.3 | 2005 | 9999 |  |  |  | 0.92213 | Default Emission Factor
Moose Lake | 1996_G_6 | 1996 | G | 6 |  | Combustion Turbine | MIS_MNWI | Minnesota | Carlton | 2.3 | 2005 | 9999 |  |  |  | 0.92213 | Default Emission Factor
Moose Lake | 1996_G_7 | 1996 | G | 7 |  | Combustion Turbine | MIS_MNWI | Minnesota | Carlton | 2.3 | 2005 | 9999 |  |  |  | 0.92213 | Default Emission Factor
Mora | 1997_G_2 | 1997 | G | 2 |  | Combustion Turbine | MIS_MNWI | Minnesota | Kanabec | 1.2 | 1957 | 9999 |  |  |  | 0.92213 | Default Emission Factor
Mora | 1997_G_5 | 1997 | G | 5 |  | Combustion Turbine | MIS_MNWI | Minnesota | Kanabec | 5.7 | 1972 | 9999 |  |  |  | 0.92213 | Default Emission Factor
Mora | 1997_G_6 | 1997 | G | 6 |  | Combustion Turbine | MIS_MNWI | Minnesota | Kanabec | 6.3 | 1975 | 9999 |  |  |  | 0.92213 | Default Emission Factor
Mountain Lake | 1998_G_2 | 1998 | G | 2 |  | Combustion Turbine | MIS_MNWI | Minnesota | Cottonwood | 0.9 | 1954 | 9999 |  |  |  | 0.92213 | Default Emission Factor
Mountain Lake | 1998_G_4 | 1998 | G | 4 |  | Combustion Turbine | MIS_MNWI | Minnesota | Cottonwood | 1.8 | 1968 | 9999 |  |  |  | 0.92213 | Default Emission Factor
Mountain Lake | 1998_G_5 | 1998 | G | 5 |  | Combustion Turbine | MIS_MNWI | Minnesota | Cottonwood | 1.2 | 1959 | 9999 |  |  |  | 0.92213 | Default Emission Factor
Mountain Lake | 1998_G_6 | 1998 | G | 6 |  | Combustion Turbine | MIS_MNWI | Minnesota | Cottonwood | 1.8 | 1998 | 9999 |  |  |  | 0.92213 | Default Emission Factor
Mountain Lake | 1998_G_7 | 1998 | G | 7 |  | Combustion Turbine | MIS_MNWI | Minnesota | Cottonwood | 1.8 | 1998 | 9999 |  |  |  | 0.92213 | Default Emission Factor
New Prague | 1999_G_2 | 1999 | G | 2 |  | Combustion Turbine | MIS_MNWI | Minnesota | Le Sueur | 4.4 | 1974 | 9999 |  |  |  | 0.92213 | Default Emission Factor
New Prague | 1999_G_3 | 1999 | G | 3 |  | Combustion Turbine | MIS_MNWI | Minnesota | Le Sueur | 2.4 | 1962 | 9999 |  |  |  | 0.92213 | Default Emission Factor
New Prague | 1999_G_4 | 1999 | G | 4 |  | Combustion Turbine | MIS_MNWI | Minnesota | Le Sueur | 3.5 | 1968 | 9999 |  |  |  | 0.92213 | Default Emission Factor
New Prague | 1999_G_5 | 1999 | G | 5 |  | Combustion Turbine | MIS_MNWI | Minnesota | Le Sueur | 0.6 | 1944 | 9999 |  |  |  | 0.92213 | Default Emission Factor
New Prague | 1999_G_6 | 1999 | G | 6 |  | Combustion Turbine | MIS_MNWI | Minnesota | Le Sueur | 5.9 | 1982 | 9999 |  |  |  | 0.92213 | Default Emission Factor
New Ulm | 2001_G_5 | 2001 | G | 5 |  | Combustion Turbine | MIS_MNWI | Minnesota | Brown | 23 | 1975 | 9999 | 2017 | 0.0018565 | 34.0208 | 0.10914 | NEI 2019
New Ulm | 2001_G_7 | 2001 | G | 7 | 90754 | Combustion Turbine | MIS_MNWI | Minnesota | Brown | 25 | 2001 | 9999 | 2017 | 0.0016435 | 36.9792 | 0.08889 | NEI 2019
North Branch (MN) | 2002_G_3 | 2002 | G | 3 |  | Combustion Turbine | MIS_MNWI | Minnesota | Chisago | 2 | 2003 | 9999 |  |  |  | 0.92213 | Default Emission Factor
North Branch (MN) | 2002_G_4 | 2002 | G | 4 |  | Combustion Turbine | MIS_MNWI | Minnesota | Chisago | 2 | 2003 | 9999 |  |  |  | 0.92213 | Default Emission Factor
North Branch (MN) | 2002_G_5 | 2002 | G | 5 |  | Combustion Turbine | MIS_MNWI | Minnesota | Chisago | 2 | 2011 | 9999 |  |  |  | 0.92213 | Default Emission Factor
North Branch (MN) | 2002_G_6 | 2002 | G | 6 |  | Combustion Turbine | MIS_MNWI | Minnesota | Chisago | 2 | 2011 | 9999 |  |  |  | 0.92213 | Default Emission Factor
North Branch (MN) | 2002_G_7 | 2002 | G | 7 |  | Combustion Turbine | MIS_MNWI | Minnesota | Chisago | 2 | 2011 | 9999 |  |  |  | 0.92213 | Default Emission Factor
Owatonna | 2003_G_7 | 2003 | G | 7 |  | Combustion Turbine | MIS_MNWI | Minnesota | Steele | 16.6 | 1982 | 9999 |  |  |  | 0.12736 | Default Emission Factor
Preston (MN) | 2004_G_4 | 2004 | G | 4 |  | Combustion Turbine | MIS_MNWI | Minnesota | Fillmore | 0.8 | 1949 | 9999 |  |  |  | 0.92213 | Default Emission Factor
Preston (MN) | 2004_G_5 | 2004 | G | 5 |  | Combustion Turbine | MIS_MNWI | Minnesota | Fillmore | 1.1 | 1954 | 9999 |  |  |  | 0.92213 | Default Emission Factor
Preston (MN) | 2004_G_6 | 2004 | G | 6 |  | Combustion Turbine | MIS_MNWI | Minnesota | Fillmore | 2.2 | 1974 | 9999 |  |  |  | 0.92213 | Default Emission Factor
Princeton (MN) | 2005_G_3 | 2005 | G | 3 |  | Combustion Turbine | MIS_MNWI | Minnesota | Mille Lacs | 2.6 | 1978 | 9999 |  |  |  | 0.92213 | Default Emission Factor
Princeton (MN) | 2005_G_4 | 2005 | G | 4 |  | Combustion Turbine | MIS_MNWI | Minnesota | Mille Lacs | 1.3 | 1967 | 9999 |  |  |  | 0.92213 | Default Emission Factor
Princeton (MN) | 2005_G_5 | 2005 | G | 5 |  | Combustion Turbine | MIS_MNWI | Minnesota | Mille Lacs | 1 | 1953 | 9999 |  |  |  | 0.92213 | Default Emission Factor
Princeton (MN) | 2005_G_6 | 2005 | G | 6 |  | Combustion Turbine | MIS_MNWI | Minnesota | Mille Lacs | 2.9 | 1963 | 9999 |  |  |  | 0.92213 | Default Emission Factor
Princeton (MN) | 2005_G_7 | 2005 | G | 7 |  | Combustion Turbine | MIS_MNWI | Minnesota | Mille Lacs | 5 | 2003 | 9999 |  |  |  | 0.92213 | Default Emission Factor
Redwood Falls | 2009_G_6 | 2009 | G | 6 |  | Combustion Turbine | MIS_MNWI | Minnesota | Redwood | 2.1 | 1970 | 9999 |  |  |  | 0.92213 | Default Emission Factor
Redwood Falls | 2009_G_7 | 2009 | G | 7 |  | Combustion Turbine | MIS_MNWI | Minnesota | Redwood | 6 | 1974 | 9999 |  |  |  | 0.92213 | Default Emission Factor
Thomas Fitzhugh | 201_G_1 | 201 | G | 1 | 88375 | Combined Cycle | SPP_WEST | Arkansas | Franklin | 61 | 1963 | 9999 |  |  |  | 0.04505 | Default Emission Factor
Thomas Fitzhugh | 201_G_2 | 201 | G | 2 | 88375 | Combined Cycle | SPP_WEST | Arkansas | Franklin | 101 | 2002 | 9999 |  |  |  | 0.04505 | Default Emission Factor
Sleepy Eye | 2011_G_1A | 2011 | G | 1A |  | Combustion Turbine | MIS_MNWI | Minnesota | Brown | 1.8 | 1999 | 9999 |  |  |  | 0.92213 | Default Emission Factor
Sleepy Eye | 2011_G_5 | 2011 | G | 5 |  | Combustion Turbine | MIS_MNWI | Minnesota | Brown | 1.8 | 1996 | 9999 |  |  |  | 0.92213 | Default Emission Factor
Sleepy Eye | 2011_G_6 | 2011 | G | 6 |  | Combustion Turbine | MIS_MNWI | Minnesota | Brown | 2 | 2009 | 9999 |  |  |  | 0.92213 | Default Emission Factor
Sleepy Eye | 2011_G_7 | 2011 | G | 7 |  | Combustion Turbine | MIS_MNWI | Minnesota | Brown | 2 | 2009 | 9999 |  |  |  | 0.92213 | Default Emission Factor
Sleepy Eye | 2011_G_IC4 | 2011 | G | IC4 |  | Combustion Turbine | MIS_MNWI | Minnesota | Brown | 1.8 | 1995 | 9999 |  |  |  | 0.92213 | Default Emission Factor
Sleepy Eye | 2011_G_NEW | 2011 | G | NEW |  | Combustion Turbine | MIS_MNWI | Minnesota | Brown | 1.8 | 2001 | 9999 |  |  |  | 0.92213 | Default Emission Factor
Springfield (MN) | 2012_G_5 | 2012 | G | 5 |  | Combustion Turbine | MIS_IA | Minnesota | Brown | 1.8 | 1994 | 9999 |  |  |  | 0.92213 | Default Emission Factor
Springfield (MN) | 2012_G_6 | 2012 | G | 6 |  | Combustion Turbine | MIS_IA | Minnesota | Brown | 1.8 | 1996 | 9999 |  |  |  | 0.92213 | Default Emission Factor
Springfield (MN) | 2012_G_7 | 2012 | G | 7 |  | Combustion Turbine | MIS_IA | Minnesota | Brown | 1.8 | 1998 | 9999 |  |  |  | 0.92213 | Default Emission Factor
Springfield (MN) | 2012_G_8 | 2012 | G | 8 |  | Combustion Turbine | MIS_IA | Minnesota | Brown | 1.8 | 1998 | 9999 |  |  |  | 0.92213 | Default Emission Factor
Springfield (MN) | 2012_G_9 | 2012 | G | 9 |  | Combustion Turbine | MIS_IA | Minnesota | Brown | 1.8 | 2001 | 9999 |  |  |  | 0.92213 | Default Emission Factor
Spring Valley | 2013_G_2 | 2013 | G | 2 |  | Combustion Turbine | MIS_MNWI | Minnesota | Fillmore | 1.1 | 1952 | 9999 |  |  |  | 0.92213 | Default Emission Factor
Spring Valley | 2013_G_3 | 2013 | G | 3 |  | Combustion Turbine | MIS_MNWI | Minnesota | Fillmore | 2 | 1960 | 9999 |  |  |  | 0.92213 | Default Emission Factor
Spring Valley | 2013_G_4 | 2013 | G | 4 |  | Combustion Turbine | MIS_MNWI | Minnesota | Fillmore | 2 | 2009 | 9999 |  |  |  | 0.92213 | Default Emission Factor
Spring Valley | 2013_G_5 | 2013 | G | 5 |  | Combustion Turbine | MIS_MNWI | Minnesota | Fillmore | 2 | 2009 | 9999 |  |  |  | 0.92213 | Default Emission Factor
Thief River Falls | 2014_G_IC1 | 2014 | G | IC1 |  | Combustion Turbine | MIS_MNWI | Minnesota | Pennington | 1.9 | 1956 | 9999 |  |  |  | 0.92213 | Default Emission Factor
Thief River Falls | 2014_G_IC2 | 2014 | G | IC2 |  | Combustion Turbine | MIS_MNWI | Minnesota | Pennington | 1 | 1952 | 9999 |  |  |  | 0.92213 | Default Emission Factor
Thief River Falls | 2014_G_IC3A | 2014 | G | IC3A |  | Combustion Turbine | MIS_MNWI | Minnesota | Pennington | 1.2 | 2001 | 9999 |  |  |  | 0.92213 | Default Emission Factor
Thief River Falls | 2014_G_IC4 | 2014 | G | IC4 |  | Combustion Turbine | MIS_MNWI | Minnesota | Pennington | 1.2 | 1948 | 9999 |  |  |  | 0.92213 | Default Emission Factor
Truman | 2015_G_3 | 2015 | G | 3 |  | Combustion Turbine | MIS_MNWI | Minnesota | Martin | 2 | 1975 | 9999 |  |  |  | 0.92213 | Default Emission Factor
Truman | 2015_G_6 | 2015 | G | 6 |  | Combustion Turbine | MIS_MNWI | Minnesota | Martin | 1.8 | 1997 | 9999 |  |  |  | 0.92213 | Default Emission Factor
Truman | 2015_G_7 | 2015 | G | 7 |  | Combustion Turbine | MIS_MNWI | Minnesota | Martin | 2.2 | 2005 | 9999 |  |  |  | 0.92213 | Default Emission Factor
Wells IC | 2020_G_1 | 2020 | G | 1 |  | Combustion Turbine | MIS_MNWI | Minnesota | Faribault | 1.3 | 1953 | 9999 |  |  |  | 0.92213 | Default Emission Factor
Wells IC | 2020_G_2 | 2020 | G | 2 |  | Combustion Turbine | MIS_MNWI | Minnesota | Faribault | 1.3 | 1957 | 9999 |  |  |  | 0.92213 | Default Emission Factor
Wells IC | 2020_G_4 | 2020 | G | 4 |  | Combustion Turbine | MIS_MNWI | Minnesota | Faribault | 2.1 | 1966 | 9999 |  |  |  | 0.92213 | Default Emission Factor
Wells IC | 2020_G_5 | 2020 | G | 5 |  | Combustion Turbine | MIS_MNWI | Minnesota | Faribault | 2.3 | 1975 | 9999 |  |  |  | 0.92213 | Default Emission Factor
Westbrook | 2021_G_5 | 2021 | G | 5 |  | Combustion Turbine | MIS_IA | Minnesota | Cottonwood | 2 | 2003 | 9999 |  |  |  | 0.92213 | Default Emission Factor
Windom | 2023_G_CAT2 | 2023 | G | CAT2 |  | Combustion Turbine | MIS_IA | Minnesota | Cottonwood | 1.7 | 2001 | 9999 |  |  |  | 0.92213 | Default Emission Factor
Windom | 2023_G_CAT3 | 2023 | G | CAT3 |  | Combustion Turbine | MIS_IA | Minnesota | Cottonwood | 1.7 | 2001 | 9999 |  |  |  | 0.92213 | Default Emission Factor
Windom | 2023_G_CAT4 | 2023 | G | CAT4 |  | Combustion Turbine | MIS_IA | Minnesota | Cottonwood | 1.7 | 2001 | 9999 |  |  |  | 0.92213 | Default Emission Factor
Windom | 2023_G_GT1 | 2023 | G | GT1 |  | Combustion Turbine | MIS_IA | Minnesota | Cottonwood | 2.5 | 1980 | 9999 |  |  |  | 0.12736 | Default Emission Factor
Worthington | 2024_G_1 | 2024 | G | 1 |  | Combustion Turbine | MIS_MNWI | Minnesota | Nobles | 2 | 2002 | 9999 | 2017 | 0.0023023 | 8.7143 | 0.5284 | NEI 2019
Worthington | 2024_G_2 | 2024 | G | 2 |  | Combustion Turbine | MIS_MNWI | Minnesota | Nobles | 2 | 2002 | 9999 | 2017 | 0.0023023 | 8.7143 | 0.5284 | NEI 2019
Worthington | 2024_G_3 | 2024 | G | 3 |  | Combustion Turbine | MIS_MNWI | Minnesota | Nobles | 2 | 2002 | 9999 | 2017 | 0.0023023 | 8.7143 | 0.5284 | NEI 2019
Worthington | 2024_G_4 | 2024 | G | 4 |  | Combustion Turbine | MIS_MNWI | Minnesota | Nobles | 2 | 2002 | 9999 | 2017 | 0.0023023 | 8.7143 | 0.5284 | NEI 2019
Worthington | 2024_G_5 | 2024 | G | 5 |  | Combustion Turbine | MIS_MNWI | Minnesota | Nobles | 2 | 2002 | 9999 | 2017 | 0.0023023 | 8.7143 | 0.5284 | NEI 2019
Worthington | 2024_G_6 | 2024 | G | 6 |  | Combustion Turbine | MIS_MNWI | Minnesota | Nobles | 2 | 2002 | 9999 | 2017 | 0.0023023 | 8.7143 | 0.5284 | NEI 2019
Worthington | 2024_G_7 | 2024 | G | 7 |  | Combustion Turbine | MIS_MNWI | Minnesota | Nobles | 2 | 2002 | 9999 | 2019 | 0.0023023 | 81.8571 | 0.05625 | NEI 2019
Cambridge CT | 2038_G_GT1 | 2038 | G | GT1 | 90190 | Combustion Turbine | MIS_MNWI | Minnesota | Isanti | 23 | 1978 | 9999 | 2017 | 0.012584 | 2858.6456 | 0.0088 | NEI 2019
Cambridge CT | 2038_G_GT2 | 2038 | G | GT2 | 89651 | Combustion Turbine | MIS_MNWI | Minnesota | Isanti | 154.2 | 2007 | 9999 | 2019 | 0.047791 | 573.4639 | 0.16668 | NEI 2019
Elk River | 2039_G_CT | 2039 | G | CT | 90432 | Combustion Turbine | MIS_MNWI | Minnesota | Sherburne | 196.5 | 2009 | 9999 | 2019 | 0.071878 | 16205 | 0.00887 | NEI 2019
Maple Lake | 2042_G_5A | 2042 | G | 5A | 90189 | Combustion Turbine | MIS_MNWI | Minnesota | Wright | 21.4 | 1978 | 9999 | 2017 | 0.009278 | 260 | 0.07137 | NEI 2019
Chevron Oil | 2047_G_1 | 2047 | G | 1 |  | Combustion Turbine | S_SOU | Mississippi | Jackson | 15 | 1967 | 9999 | 2019 | 5.437 | 122738.5227 | 0.0886 | NEI 2019
Chevron Oil | 2047_G_2 | 2047 | G | 2 |  | Combustion Turbine | S_SOU | Mississippi | Jackson | 15 | 1967 | 9999 | 2017 | 4.1952 | 120706.0227 | 0.06951 | NEI 2019
Chevron Oil | 2047_G_3 | 2047 | G | 3 |  | Combustion Turbine | S_SOU | Mississippi | Jackson | 16 | 1971 | 9999 | 2017 | 7.2806 | 128753.0909 | 0.11309 | NEI 2019
Chevron Oil | 2047_G_4 | 2047 | G | 4 |  | Combustion Turbine | S_SOU | Mississippi | Jackson | 16 | 1971 | 9999 | 2019 | 6.0652 | 130921.0909 | 0.09265 | NEI 2019
Chevron Oil | 2047_G_5 | 2047 | G | 5 | 1285 | Combustion Turbine | S_SOU | Mississippi | Jackson | 70 | 1994 | 9999 |  |  |  | 0.12736 | Default Emission Factor
Sweatt | 2048_G_A | 2048 | G | A | 90050 | Combustion Turbine | S_SOU | Mississippi | Lauderdale | 32 | 1971 | 9999 | 2019 | 0.0956 | 6202 | 0.03083 | NEI 2019
Jack Watson | 2049_G_A | 2049 | G | A | 90051 | Combustion Turbine | S_SOU | Mississippi | Harrison | 33 | 1970 | 9999 | 2019 | 0.1402 | 4179 | 0.0671 | NEI 2019
L L Wilkins | 2059_G_6 | 2059 | G | 6 |  | Combined Cycle | MIS_MS | Mississippi | Coahoma | 6.8 | 1996 | 9999 |  |  |  | 0.04505 | Default Emission Factor
L L Wilkins | 2059_G_7 | 2059 | G | 7 |  | Combined Cycle | MIS_MS | Mississippi | Coahoma | 7.5 | 1961 | 9999 |  |  |  | 0.04505 | Default Emission Factor
L L Wilkins | 2059_G_8 | 2059 | G | 8 |  | Combined Cycle | MIS_MS | Mississippi | Coahoma | 13.2 | 1965 | 9999 |  |  |  | 0.04505 | Default Emission Factor
L L Wilkins | 2059_G_9 | 2059 | G | 9 |  | Combined Cycle | MIS_MS | Mississippi | Coahoma | 22 | 1971 | 9999 |  |  |  | 0.04505 | Default Emission Factor
Yazoo | 2067_G_2 | 2067 | G | 2 |  | Combined Cycle | MIS_MS | Mississippi | Yazoo | 5.6 | 1945 | 9999 |  |  |  | 0.04505 | Default Emission Factor
Yazoo | 2067_G_3 | 2067 | G | 3 |  | Combined Cycle | MIS_MS | Mississippi | Yazoo | 13 | 1954 | 9999 |  |  |  | 0.04505 | Default Emission Factor
Yazoo | 2067_G_GT1 | 2067 | G | GT1 |  | Combined Cycle | MIS_MS | Mississippi | Yazoo | 14.7 | 1968 | 9999 |  |  |  | 0.04505 | Default Emission Factor
Moselle | 2070_G_1 | 2070 | G | 1 |  | Combined Cycle | MIS_MS | Mississippi | Jones | 59 | 1970 | 9999 |  |  |  | 0.04505 | Default Emission Factor
Moselle | 2070_G_2 | 2070 | G | 2 |  | Combined Cycle | MIS_MS | Mississippi | Jones | 59 | 1970 | 9999 |  |  |  | 0.04505 | Default Emission Factor
Moselle | 2070_G_4 | 2070 | G | 4 | 1303 | Combustion Turbine | MIS_MS | Mississippi | Jones | 75 | 1997 | 9999 |  |  |  | 0.12736 | Default Emission Factor
Moselle | 2070_G_5 | 2070 | G | 5 | 1304 | Combustion Turbine | MIS_MS | Mississippi | Jones | 75 | 2006 | 9999 |  |  |  | 0.12736 | Default Emission Factor
Moselle | 2070_G_GTG1 | 2070 | G | GTG1 | 90671 | Combined Cycle | MIS_MS | Mississippi | Jones | 75 | 2012 | 9999 |  |  |  | 0.04505 | Default Emission Factor
Moselle | 2070_G_GTG2 | 2070 | G | GTG2 | 90672 | Combined Cycle | MIS_MS | Mississippi | Jones | 75 | 2012 | 9999 |  |  |  | 0.04505 | Default Emission Factor
Hawthorn | 2079_G_6 | 2079 | G | 6 | 1319 | Combined Cycle | SPP_N | Missouri | Jackson | 124.1 | 1997 | 9999 |  |  |  | 0.05877 | NEI 2019
Hawthorn | 2079_G_7 | 2079 | G | 7 | 1317 | Combustion Turbine | SPP_N | Missouri | Jackson | 78.1 | 2000 | 9999 | 2019 | 1.1218 | 40847.4924 | 0.05493 | NEI 2019
Hawthorn | 2079_G_8 | 2079 | G | 8 | 1318 | Combustion Turbine | SPP_N | Missouri | Jackson | 79.1 | 2000 | 9999 | 2019 | 2.159 | 41370.5076 | 0.10437 | NEI 2019
Hawthorn | 2079_G_9 | 2079 | G | 9 | 1319 | Combined Cycle | SPP_N | Missouri | Jackson | 110.4 | 2000 | 9999 | 2019 | 2.8335 | 26852 | 0.05877 | NEI 2019
Northeast (MO) | 2081_G_11 | 2081 | G | 11 | 90053 | Combustion Turbine | SPP_N | Missouri | Jackson | 46.7 | 1972 | 9999 | 2019 | 0.1268 | 301.0609 | 0.84235 | NEI 2019
Northeast (MO) | 2081_G_12 | 2081 | G | 12 | 90054 | Combustion Turbine | SPP_N | Missouri | Jackson | 40.9 | 1972 | 9999 | 2019 | 0.0787 | 263.6701 | 0.59696 | NEI 2019
Northeast (MO) | 2081_G_15 | 2081 | G | 15 | 90057 | Combustion Turbine | SPP_N | Missouri | Jackson | 52.9 | 1976 | 2024 | 2019 | 0.131 | 341.0305 | 0.76826 | NEI 2019
Northeast (MO) | 2081_G_16 | 2081 | G | 16 | 90058 | Combustion Turbine | SPP_N | Missouri | Jackson | 52.8 | 1976 | 2024 | 2019 | 0.1222 | 340.3858 | 0.71801 | NEI 2019
Northeast (MO) | 2081_G_17 | 2081 | G | 17 | 90059 | Combustion Turbine | SPP_N | Missouri | Jackson | 53.2 | 1977 | 2025 | 2019 | 0.1506 | 342.9645 | 0.87823 | NEI 2019
Northeast (MO) | 2081_G_18 | 2081 | G | 18 | 90060 | Combustion Turbine | SPP_N | Missouri | Jackson | 52.2 | 1977 | 2025 | 2019 | 0.116 | 336.5178 | 0.68941 | NEI 2019
Northeast (MO) | 2081_G_19 | 2081 | G | 19 |  | Combustion Turbine | SPP_N | Missouri | Jackson | 2 | 1985 | 9999 |  |  |  | 0.92213 | Default Emission Factor
Fairgrounds | 2082_G_1 | 2082 | G | 1 | 90097 | Combustion Turbine | MIS_MO | Missouri | Cole | 54 | 1974 | 9999 |  |  |  | 0.12736 | Default Emission Factor
Ralph Green | 2092_G_3 | 2092 | G | 3 | 90004 | Combustion Turbine | SPP_N | Missouri | Cass | 70.9 | 1981 | 9999 | 2019 | 0.6846 | 8007 | 0.171 | NEI 2019
Lake Road (MO) | 2098_G_6 | 2098 | G | 6 | 1327 | Combustion Turbine | SPP_N | Missouri | Buchanan | 20.9 | 1989 | 9999 | 2019 | 0.7177 | 2268.0221 | 0.63289 | NEI 2019
Lake Road (MO) | 2098_G_7 | 2098 | G | 7 |  | Combustion Turbine | SPP_N | Missouri | Buchanan | 21.1 | 1990 | 9999 | 2019 | 0.0393 | 2289.7257 | 0.03433 | NEI 2019
Meramec | 2104_G_GT2 | 2104 | G | GT2 | 89685 | Combustion Turbine | MIS_MO | Missouri | St Louis | 45 | 2000 | 9999 | 2019 | 0.0167 | 4035 | 0.00828 | NEI 2019
Butler Municipal Power Plant | 2115_G_5 | 2115 | G | 5 |  | Combustion Turbine | SPP_N | Missouri | Bates | 1 | 1959 | 9999 |  |  |  | 0.92213 | Default Emission Factor
Butler Municipal Power Plant | 2115_G_IC6 | 2115 | G | IC6 |  | Combustion Turbine | SPP_N | Missouri | Bates | 1.1 | 1965 | 9999 |  |  |  | 0.92213 | Default Emission Factor
Butler Municipal Power Plant | 2115_G_NG1 | 2115 | G | NG1 |  | Combustion Turbine | SPP_N | Missouri | Bates | 1.8 | 2000 | 9999 | 2017 | 0.0112 | 8.3918 | 2.6693 | NEI 2019
Butler Municipal Power Plant | 2115_G_NG2 | 2115 | G | NG2 |  | Combustion Turbine | SPP_N | Missouri | Bates | 1.8 | 2000 | 9999 | 2017 | 0.0117 | 8.3918 | 2.7884 | NEI 2019
Butler Municipal Power Plant | 2115_G_SG1 | 2115 | G | SG1 |  | Combustion Turbine | SPP_N | Missouri | Bates | 1.8 | 2000 | 9999 | 2017 | 0.0146 | 8.3918 | 3.4796 | NEI 2019
Butler Municipal Power Plant | 2115_G_SG2 | 2115 | G | SG2 |  | Combustion Turbine | SPP_N | Missouri | Bates | 1.8 | 2000 | 9999 | 2019 | 0.0149 | 12.4078 | 2.4017 | NEI 2019
Carrollton | 2120_G_10 | 2120 | G | 10 |  | Combustion Turbine | SPP_N | Missouri | Carroll | 6 | 1972 | 9999 |  |  |  | 0.92213 | Default Emission Factor
Carrollton | 2120_G_11 | 2120 | G | 11 |  | Combustion Turbine | SPP_N | Missouri | Carroll | 1.8 | 2001 | 9999 |  |  |  | 0.92213 | Default Emission Factor
Carrollton | 2120_G_3 | 2120 | G | 3 |  | Combustion Turbine | SPP_N | Missouri | Carroll | 1.8 | 1947 | 9999 |  |  |  | 0.92213 | Default Emission Factor
Carrollton | 2120_G_7 | 2120 | G | 7 |  | Combustion Turbine | SPP_N | Missouri | Carroll | 2.5 | 1959 | 9999 |  |  |  | 0.92213 | Default Emission Factor
Carrollton | 2120_G_8 | 2120 | G | 8 |  | Combustion Turbine | SPP_N | Missouri | Carroll | 3.7 | 1966 | 9999 |  |  |  | 0.92213 | Default Emission Factor
Carrollton | 2120_G_9 | 2120 | G | 9 |  | Combustion Turbine | SPP_N | Missouri | Carroll | 3.7 | 1970 | 9999 |  |  |  | 0.92213 | Default Emission Factor
Carthage | 2121_G_10 | 2121 | G | 10 |  | Combustion Turbine | SPP_WEST | Missouri | Jasper | 6 | 1965 | 9999 |  |  |  | 0.92213 | Default Emission Factor
Carthage | 2121_G_11 | 2121 | G | 11 |  | Combustion Turbine | SPP_WEST | Missouri | Jasper | 4 | 1970 | 9999 |  |  |  | 0.92213 | Default Emission Factor
Carthage | 2121_G_12 | 2121 | G | 12 |  | Combustion Turbine | SPP_WEST | Missouri | Jasper | 4 | 1971 | 9999 |  |  |  | 0.92213 | Default Emission Factor
Carthage | 2121_G_13 | 2121 | G | 13 |  | Combustion Turbine | SPP_WEST | Missouri | Jasper | 5.5 | 1976 | 9999 |  |  |  | 0.92213 | Default Emission Factor
Carthage | 2121_G_14 | 2121 | G | 14 |  | Combustion Turbine | SPP_WEST | Missouri | Jasper | 5.5 | 1976 | 9999 |  |  |  | 0.92213 | Default Emission Factor
Carthage | 2121_G_6 | 2121 | G | 6 |  | Combustion Turbine | SPP_WEST | Missouri | Jasper | 2 | 1946 | 9999 |  |  |  | 0.92213 | Default Emission Factor
Carthage | 2121_G_7 | 2121 | G | 7 |  | Combustion Turbine | SPP_WEST | Missouri | Jasper | 2.2 | 1949 | 9999 |  |  |  | 0.92213 | Default Emission Factor
Carthage | 2121_G_8 | 2121 | G | 8 |  | Combustion Turbine | SPP_WEST | Missouri | Jasper | 2.5 | 1952 | 9999 |  |  |  | 0.92213 | Default Emission Factor
Carthage | 2121_G_9 | 2121 | G | 9 |  | Combustion Turbine | SPP_WEST | Missouri | Jasper | 4 | 1957 | 9999 |  |  |  | 0.92213 | Default Emission Factor
Chillicothe | 2122_G_D1 | 2122 | G | D1 |  | Combustion Turbine | MIS_MO | Missouri | Livingston | 2 | 2003 | 9999 |  |  |  | 0.47692 | NEI 2019
Chillicothe | 2122_G_D2 | 2122 | G | D2 |  | Combustion Turbine | MIS_MO | Missouri | Livingston | 2 | 2003 | 9999 |  |  |  | 0.47692 | NEI 2019
Chillicothe | 2122_G_D3 | 2122 | G | D3 |  | Combustion Turbine | MIS_MO | Missouri | Livingston | 2 | 2003 | 9999 |  |  |  | 0.47692 | NEI 2019
Chillicothe | 2122_G_D4 | 2122 | G | D4 |  | Combustion Turbine | MIS_MO | Missouri | Livingston | 2 | 2003 | 9999 |  |  |  | 0.47692 | NEI 2019
Chillicothe | 2122_G_D5 | 2122 | G | D5 |  | Combustion Turbine | MIS_MO | Missouri | Livingston | 2 | 2003 | 9999 | 2019 | 0.0124 | 52 | 0.47692 | NEI 2019
Chillicothe | 2122_G_GT1 | 2122 | G | GT1 | 90005 | Combustion Turbine | MIS_MO | Missouri | Livingston | 40 | 1986 | 9999 |  |  |  | 0.12736 | Default Emission Factor
Chillicothe | 2122_G_GT2 | 2122 | G | GT2 | 90006 | Combustion Turbine | MIS_MO | Missouri | Livingston | 40 | 1986 | 9999 |  |  |  | 0.12736 | Default Emission Factor
Columbia (MO) | 2123_G_6 | 2123 | G | 6 |  | Combustion Turbine | MIS_MO | Missouri | Boone | 12.5 | 1963 | 9999 | 2019 | 0.0303 | 476 | 0.12731 | NEI 2019
Columbia (MO) | 2123_G_DAN1 | 2123 | G | DAN1 |  | Combustion Turbine | MIS_MO | Missouri | Boone | 2 | 2004 | 9999 |  |  |  | 0.92213 | Default Emission Factor
Columbia (MO) | 2123_G_LF1 | 2123 | G | LF1 |  | Landfill Gas | MIS_MO | Missouri | Boone | 1 | 2008 | 9999 |  |  |  | 0.54258 | Default Emission Factor
Columbia (MO) | 2123_G_LF2 | 2123 | G | LF2 |  | Landfill Gas | MIS_MO | Missouri | Boone | 1 | 2008 | 9999 |  |  |  | 0.54258 | Default Emission Factor
Columbia (MO) | 2123_G_LF3 | 2123 | G | LF3 |  | Landfill Gas | MIS_MO | Missouri | Boone | 1 | 2013 | 9999 |  |  |  | 0.54258 | Default Emission Factor
Columbia (MO) | 2123_G_SF1 | 2123 | G | SF1 |  | Combustion Turbine | MIS_MO | Missouri | Boone | 1 | 2008 | 9999 |  |  |  | 0.92213 | Default Emission Factor
Columbia (MO) | 2123_G_SF2 | 2123 | G | SF2 |  | Combustion Turbine | MIS_MO | Missouri | Boone | 1 | 2008 | 9999 |  |  |  | 0.92213 | Default Emission Factor
Columbia (MO) | 2123_G_SH1 | 2123 | G | SH1 |  | Combustion Turbine | MIS_MO | Missouri | Boone | 1.3 | 2002 | 9999 |  |  |  | 0.92213 | Default Emission Factor
Columbia (MO) | 2123_G_SH2 | 2123 | G | SH2 |  | Combustion Turbine | MIS_MO | Missouri | Boone | 1.3 | 2002 | 9999 |  |  |  | 0.92213 | Default Emission Factor
Columbia (MO) | 2123_G_WTP1 | 2123 | G | WTP1 |  | Combustion Turbine | MIS_MO | Missouri | Boone | 2 | 2004 | 9999 |  |  |  | 0.92213 | Default Emission Factor
Columbia (MO) | 2123_G_WTP2 | 2123 | G | WTP2 |  | Combustion Turbine | MIS_MO | Missouri | Boone | 2 | 2004 | 9999 |  |  |  | 0.92213 | Default Emission Factor
Fulton (MO) | 2126_G_GT4 | 2126 | G | GT4 |  | Combustion Turbine | MIS_MO | Missouri | Callaway | 15 | 1972 | 9999 |  |  |  | 0.12736 | Default Emission Factor
Fulton (MO) | 2126_G_IC1 | 2126 | G | IC1 |  | Combustion Turbine | MIS_MO | Missouri | Callaway | 4.1 | 1966 | 9999 |  |  |  | 0.92213 | Default Emission Factor
Fulton (MO) | 2126_G_IC3 | 2126 | G | IC3 |  | Combustion Turbine | MIS_MO | Missouri | Callaway | 6.2 | 1975 | 9999 |  |  |  | 0.92213 | Default Emission Factor
Gallatin (MO) | 2127_G_2A | 2127 | G | 2A |  | Combustion Turbine | S_D_AECI | Missouri | Daviess | 1 | 1993 | 9999 |  |  |  | 0.92213 | Default Emission Factor
Gallatin (MO) | 2127_G_3A | 2127 | G | 3A |  | Combustion Turbine | S_D_AECI | Missouri | Daviess | 1 | 1993 | 9999 |  |  |  | 0.92213 | Default Emission Factor
Gallatin (MO) | 2127_G_IC4 | 2127 | G | IC4 |  | Combustion Turbine | S_D_AECI | Missouri | Daviess | 2.5 | 1983 | 9999 |  |  |  | 0.92213 | Default Emission Factor
Gallatin (MO) | 2127_G_IC6 | 2127 | G | IC6 |  | Combustion Turbine | S_D_AECI | Missouri | Daviess | 2.5 | 1977 | 9999 |  |  |  | 0.92213 | Default Emission Factor
Higginsville | 2131_G_4 | 2131 | G | 4 | 88446 | Combustion Turbine | SPP_N | Missouri | Lafayette | 37.5 | 1996 | 9999 | 2019 | 0.1177 | 5184 | 0.04541 | NEI 2019
Higginsville | 2131_G_5 | 2131 | G | 5 |  | Combustion Turbine | SPP_N | Missouri | Lafayette | 1.2 | 2004 | 9999 | 2017 | 0.0019 | 4.4211 | 0.85952 | NEI 2019
Higginsville | 2131_G_6 | 2131 | G | 6 |  | Combustion Turbine | SPP_N | Missouri | Lafayette | 4.5 | 2004 | 9999 | 2019 | 0.0015 | 4.7368 | 0.63333 | NEI 2019
Jackson Square | 2134_G_1 | 2134 | G | 1 |  | Combustion Turbine | SPP_N | Missouri | Jackson | 15 | 1969 | 9999 |  |  |  | 0.12736 | Default Emission Factor
Jackson Square | 2134_G_2 | 2134 | G | 2 |  | Combustion Turbine | SPP_N | Missouri | Jackson | 15 | 1969 | 9999 |  |  |  | 0.12736 | Default Emission Factor
Station H | 2135_G_1 | 2135 | G | 1 |  | Combustion Turbine | SPP_N | Missouri | Jackson | 19 | 1972 | 9999 | 2019 | 0.3881 | 4561.4615 | 0.17017 | NEI 2019
Station I | 2136_G_1 | 2136 | G | 1 |  | Combustion Turbine | SPP_N | Missouri | Jackson | 19 | 1972 | 9999 |  |  |  | 0.12736 | Default Emission Factor
Station I | 2136_G_2 | 2136 | G | 2 |  | Combustion Turbine | SPP_N | Missouri | Jackson | 19 | 1972 | 9999 |  |  |  | 0.12736 | Default Emission Factor
Jackson (MO) | 2137_G_10 | 2137 | G | 10 |  | Combustion Turbine | MIS_MO | Missouri | Cape Girardeau | 2 | 2006 | 9999 |  |  |  | 0.92213 | Default Emission Factor
Jackson (MO) | 2137_G_11 | 2137 | G | 11 |  | Combustion Turbine | MIS_MO | Missouri | Cape Girardeau | 2 | 2006 | 9999 |  |  |  | 0.92213 | Default Emission Factor
Jackson (MO) | 2137_G_12 | 2137 | G | 12 |  | Combustion Turbine | MIS_MO | Missouri | Cape Girardeau | 2 | 2006 | 9999 |  |  |  | 0.92213 | Default Emission Factor
Jackson (MO) | 2137_G_3 | 2137 | G | 3 |  | Combustion Turbine | MIS_MO | Missouri | Cape Girardeau | 1 | 1963 | 9999 |  |  |  | 0.92213 | Default Emission Factor
Jackson (MO) | 2137_G_4 | 2137 | G | 4 |  | Combustion Turbine | MIS_MO | Missouri | Cape Girardeau | 1 | 1963 | 9999 |  |  |  | 0.92213 | Default Emission Factor
Jackson (MO) | 2137_G_5 | 2137 | G | 5 |  | Combustion Turbine | MIS_MO | Missouri | Cape Girardeau | 0.6 | 1936 | 9999 |  |  |  | 0.92213 | Default Emission Factor
Jackson (MO) | 2137_G_6 | 2137 | G | 6 |  | Combustion Turbine | MIS_MO | Missouri | Cape Girardeau | 1 | 1946 | 9999 |  |  |  | 0.92213 | Default Emission Factor
Jackson (MO) | 2137_G_7 | 2137 | G | 7 |  | Combustion Turbine | MIS_MO | Missouri | Cape Girardeau | 6.5 | 1973 | 9999 | 2017 | 0.0112 | 31.6008 | 0.70884 | NEI 2019
Jackson (MO) | 2137_G_8 | 2137 | G | 8 |  | Combustion Turbine | MIS_MO | Missouri | Cape Girardeau | 6.5 | 1973 | 9999 |  |  |  | 0.92213 | Default Emission Factor
Jackson (MO) | 2137_G_9 | 2137 | G | 9 |  | Combustion Turbine | MIS_MO | Missouri | Cape Girardeau | 2.7 | 1983 | 9999 |  |  |  | 0.92213 | Default Emission Factor
Kahoka | 2138_G_10 | 2138 | G | 10 |  | Combustion Turbine | MIS_MO | Missouri | Clark | 1.1 | 1999 | 9999 |  |  |  | 0.92213 | Default Emission Factor
Kahoka | 2138_G_11 | 2138 | G | 11 |  | Combustion Turbine | MIS_MO | Missouri | Clark | 1.1 | 1999 | 9999 |  |  |  | 0.92213 | Default Emission Factor
Kahoka | 2138_G_12 | 2138 | G | 12 |  | Combustion Turbine | MIS_MO | Missouri | Clark | 1.1 | 1999 | 9999 |  |  |  | 0.92213 | Default Emission Factor
Kahoka | 2138_G_3 | 2138 | G | 3 |  | Combustion Turbine | MIS_MO | Missouri | Clark | 0.2 | 1941 | 9999 |  |  |  | 0.92213 | Default Emission Factor
Kahoka | 2138_G_6 | 2138 | G | 6 |  | Combustion Turbine | MIS_MO | Missouri | Clark | 0.7 | 1952 | 9999 |  |  |  | 0.92213 | Default Emission Factor
Kahoka | 2138_G_7 | 2138 | G | 7 |  | Combustion Turbine | MIS_MO | Missouri | Clark | 0.7 | 1956 | 9999 |  |  |  | 0.92213 | Default Emission Factor
Kahoka | 2138_G_8 | 2138 | G | 8 |  | Combustion Turbine | MIS_MO | Missouri | Clark | 1.4 | 1969 | 9999 |  |  |  | 0.92213 | Default Emission Factor
Kahoka | 2138_G_9 | 2138 | G | 9 |  | Combustion Turbine | MIS_MO | Missouri | Clark | 0.8 | 1982 | 9999 |  |  |  | 0.92213 | Default Emission Factor
Kennett | 2139_G_10 | 2139 | G | 10 |  | Combustion Turbine | SPP_WEST | Missouri | Dunklin | 5.6 | 1971 | 9999 | 2019 | 0.0294 | 387.0355 | 0.15192 | NEI 2019
Kennett | 2139_G_11 | 2139 | G | 11 |  | Combustion Turbine | SPP_WEST | Missouri | Dunklin | 5.6 | 1975 | 9999 |  |  |  | 0.92213 | Default Emission Factor
Kennett | 2139_G_12 | 2139 | G | 12 |  | Combustion Turbine | SPP_WEST | Missouri | Dunklin | 5.7 | 2001 | 9999 | 2019 | 0.0214 | 393.9468 | 0.10864 | NEI 2019
Kennett | 2139_G_13 | 2139 | G | 13 |  | Combustion Turbine | SPP_WEST | Missouri | Dunklin | 5.7 | 2001 | 9999 | 2019 | 0.0587 | 393.9468 | 0.29801 | NEI 2019
Kennett | 2139_G_9 | 2139 | G | 9 |  | Combustion Turbine | SPP_WEST | Missouri | Dunklin | 5.6 | 1965 | 9999 |  |  |  | 0.92213 | Default Emission Factor
La Plata | 2140_G_1 | 2140 | G | 1 |  | Combustion Turbine | S_D_AECI | Missouri | Macon | 1.7 | 2013 | 9999 |  |  |  | 0.92213 | Default Emission Factor
La Plata | 2140_G_2 | 2140 | G | 2 |  | Combustion Turbine | S_D_AECI | Missouri | Macon | 1.7 | 2013 | 9999 |  |  |  | 0.92213 | Default Emission Factor
Macon | 2141_G_4 | 2141 | G | 4 |  | Combustion Turbine | S_D_AECI | Missouri | Macon | 0.7 | 1985 | 9999 |  |  |  | 0.92213 | Default Emission Factor
Malden | 2142_G_2A | 2142 | G | 2A |  | Combustion Turbine | SPP_WEST | Missouri | Dunklin | 1.8 | 1996 | 9999 |  |  |  | 0.92213 | Default Emission Factor
Malden | 2142_G_3A | 2142 | G | 3A |  | Combustion Turbine | SPP_WEST | Missouri | Dunklin | 1.8 | 1996 | 9999 |  |  |  | 0.92213 | Default Emission Factor
Malden | 2142_G_4A | 2142 | G | 4A |  | Combustion Turbine | SPP_WEST | Missouri | Dunklin | 1.8 | 1996 | 9999 |  |  |  | 0.92213 | Default Emission Factor
Malden | 2142_G_5 | 2142 | G | 5 |  | Combustion Turbine | SPP_WEST | Missouri | Dunklin | 1.2 | 1957 | 9999 |  |  |  | 0.92213 | Default Emission Factor
Malden | 2142_G_6 | 2142 | G | 6 |  | Combustion Turbine | SPP_WEST | Missouri | Dunklin | 1.8 | 1963 | 9999 |  |  |  | 0.92213 | Default Emission Factor
Malden | 2142_G_7 | 2142 | G | 7 |  | Combustion Turbine | SPP_WEST | Missouri | Dunklin | 2.5 | 1973 | 9999 |  |  |  | 0.92213 | Default Emission Factor
Malden | 2142_G_8 | 2142 | G | 8 |  | Combustion Turbine | SPP_WEST | Missouri | Dunklin | 3.8 | 1973 | 9999 | 2019 | 0.0417 | 20.6803 | 4.0328 | NEI 2019
Marshall (MO) | 2144_G_10 | 2144 | G | 10 |  | Combustion Turbine | SPP_N | Missouri | Saline | 6.3 | 1990 | 9999 | 2019 | 0.0365 | 137.5294 | 0.5308 | NEI 2019
Marshall (MO) | 2144_G_11 | 2144 | G | 11 |  | Combustion Turbine | SPP_N | Missouri | Saline | 6.3 | 1994 | 9999 | 2019 | 0.0391 | 137.5294 | 0.56861 | NEI 2019
Marshall (MO) | 2144_G_7 | 2144 | G | 7 |  | Combustion Turbine | SPP_N | Missouri | Saline | 0.9 | 1988 | 9999 | 2019 | 0.0028 | 19.6471 | 0.28503 | NEI 2019
Marshall (MO) | 2144_G_8 | 2144 | G | 8 |  | Combustion Turbine | SPP_N | Missouri | Saline | 0.9 | 1988 | 9999 | 2019 | 0.003 | 19.6471 | 0.30539 | NEI 2019
Marshall (MO) | 2144_G_9 | 2144 | G | 9 |  | Combustion Turbine | SPP_N | Missouri | Saline | 0.9 | 1988 | 9999 | 2019 | 0.0028 | 19.6471 | 0.28503 | NEI 2019
Marshall (MO) | 2144_G_GT1 | 2144 | G | GT1 |  | Combustion Turbine | SPP_N | Missouri | Saline | 14 | 1972 | 9999 | 2019 | 0.4862 | 6076 | 0.16004 | NEI 2019
Memphis | 2145_G_1 | 2145 | G | 1 |  | Combustion Turbine | S_D_AECI | Missouri | Scotland | 0.6 | 1972 | 9999 |  |  |  | 0.92213 | Default Emission Factor
Memphis | 2145_G_10 | 2145 | G | 10 |  | Combustion Turbine | S_D_AECI | Missouri | Scotland | 1 | 1989 | 9999 |  |  |  | 0.92213 | Default Emission Factor
Memphis | 2145_G_11 | 2145 | G | 11 |  | Combustion Turbine | S_D_AECI | Missouri | Scotland | 1 | 1989 | 9999 |  |  |  | 0.92213 | Default Emission Factor
Memphis | 2145_G_12 | 2145 | G | 12 |  | Combustion Turbine | S_D_AECI | Missouri | Scotland | 0.4 | 1989 | 9999 |  |  |  | 0.92213 | Default Emission Factor
Memphis | 2145_G_13 | 2145 | G | 13 |  | Combustion Turbine | S_D_AECI | Missouri | Scotland | 1 | 1990 | 9999 |  |  |  | 0.92213 | Default Emission Factor
Memphis | 2145_G_3 | 2145 | G | 3 |  | Combustion Turbine | S_D_AECI | Missouri | Scotland | 0.2 | 1945 | 9999 |  |  |  | 0.92213 | Default Emission Factor
Memphis | 2145_G_6 | 2145 | G | 6 |  | Combustion Turbine | S_D_AECI | Missouri | Scotland | 0.9 | 1957 | 9999 |  |  |  | 0.92213 | Default Emission Factor
Memphis | 2145_G_7 | 2145 | G | 7 |  | Combustion Turbine | S_D_AECI | Missouri | Scotland | 1.1 | 1960 | 9999 |  |  |  | 0.92213 | Default Emission Factor
Memphis | 2145_G_8 | 2145 | G | 8 |  | Combustion Turbine | S_D_AECI | Missouri | Scotland | 1.3 | 1966 | 9999 |  |  |  | 0.92213 | Default Emission Factor
Memphis | 2145_G_9 | 2145 | G | 9 |  | Combustion Turbine | S_D_AECI | Missouri | Scotland | 1.3 | 1972 | 9999 |  |  |  | 0.92213 | Default Emission Factor
James River Power Station | 2161_G_GT1 | 2161 | G | GT1 | 89860 | Combustion Turbine | SPP_N | Missouri | Greene | 75 | 1989 | 9999 | 2019 | 3.1596 | 64652.4213 | 0.09774 | NEI 2019
James River Power Station | 2161_G_GT2 | 2161 | G | GT2 | 1350 | Combustion Turbine | SPP_N | Missouri | Greene | 80 | 1992 | 9999 | 2019 | 4.0282 | 68962.5827 | 0.11682 | NEI 2019
Unionville City of | 2164_G_1 | 2164 | G | 1 |  | Combustion Turbine | S_D_AECI | Missouri | Putnam | 0.6 | 1970 | 9999 |  |  |  | 0.92213 | Default Emission Factor
Unionville City of | 2164_G_2 | 2164 | G | 2 |  | Combustion Turbine | S_D_AECI | Missouri | Putnam | 1.7 | 1975 | 9999 |  |  |  | 0.92213 | Default Emission Factor
Unionville City of | 2164_G_3 | 2164 | G | 3 |  | Combustion Turbine | S_D_AECI | Missouri | Putnam | 0.2 | 1935 | 9999 |  |  |  | 0.92213 | Default Emission Factor
Unionville City of | 2164_G_4 | 2164 | G | 4 |  | Combustion Turbine | S_D_AECI | Missouri | Putnam | 0.9 | 1970 | 9999 |  |  |  | 0.92213 | Default Emission Factor
Unionville City of | 2164_G_5 | 2164 | G | 5 |  | Combustion Turbine | S_D_AECI | Missouri | Putnam | 0.3 | 1955 | 9999 |  |  |  | 0.92213 | Default Emission Factor
Unionville City of | 2164_G_6 | 2164 | G | 6 |  | Combustion Turbine | S_D_AECI | Missouri | Putnam | 0.3 | 1955 | 9999 |  |  |  | 0.92213 | Default Emission Factor
Unionville City of | 2164_G_7 | 2164 | G | 7 |  | Combustion Turbine | S_D_AECI | Missouri | Putnam | 0.9 | 1962 | 9999 |  |  |  | 0.92213 | Default Emission Factor
Unionville City of | 2164_G_8 | 2164 | G | 8 |  | Combustion Turbine | S_D_AECI | Missouri | Putnam | 1.1 | 1967 | 9999 |  |  |  | 0.92213 | Default Emission Factor
Unionville City of | 2164_G_9 | 2164 | G | 9 |  | Combustion Turbine | S_D_AECI | Missouri | Putnam | 2 | 1994 | 9999 |  |  |  | 0.92213 | Default Emission Factor
Glendive GT | 2176_G_GT1 | 2176 | G | GT1 |  | Combustion Turbine | MIS_MAPP | Montana | Dawson | 34.8 | 1979 | 9999 | 2019 | 0.0311 | 686.7076 | 0.09058 | NEI 2019
Glendive GT | 2176_G_GT-2 | 2176 | G | GT-2 | 1363 | Combustion Turbine | MIS_MAPP | Montana | Dawson | 40.1 | 2003 | 9999 | 2019 | 0.109 | 791.2924 | 0.2755 | NEI 2019
Miles City GT | 2177_G_1 | 2177 | G | 1 |  | Combustion Turbine | MIS_MAPP | Montana | Custer | 23.6 | 1972 | 9999 | 2019 | 0.0312 | 236 | 0.26441 | NEI 2019
Old Faithful | 2196_G_1 | 2196 | G | 1 |  | Combustion Turbine | WECC_WY | Wyoming | Teton | 1 | 1979 | 9999 |  |  |  | 0.92213 | Default Emission Factor
Old Faithful | 2196_G_2 | 2196 | G | 2 |  | Combustion Turbine | WECC_WY | Wyoming | Teton | 1 | 1979 | 9999 |  |  |  | 0.92213 | Default Emission Factor
Ansley | 2214_G_2 | 2214 | G | 2 |  | Combustion Turbine | SPP_NEBR | Nebraska | Custer | 0.8 | 1976 | 2024 | 2019 | 0.001646 | 7.3846 | 0.44579 | NEI 2019
Ansley | 2214_G_3 | 2214 | G | 3 |  | Combustion Turbine | SPP_NEBR | Nebraska | Custer | 0.5 | 1969 | 9999 | 2019 | 0.0010232 | 4.6154 | 0.4434 | NEI 2019
Auburn | 2215_G_1 | 2215 | G | 1 |  | Combustion Turbine | SPP_NEBR | Nebraska | Nemaha | 2.2 | 1982 | 9999 | 2019 | 0.0013237 | 20.1143 | 0.13162 | NEI 2019
Auburn | 2215_G_2 | 2215 | G | 2 |  | Combustion Turbine | SPP_NEBR | Nebraska | Nemaha | 0.9 | 1949 | 9999 |  |  |  | 0.92213 | Default Emission Factor
Auburn | 2215_G_4A | 2215 | G | 4A |  | Combustion Turbine | SPP_NEBR | Nebraska | Nemaha | 3.7 | 1993 | 9999 | 2019 | 0.004471 | 33.8286 | 0.26433 | NEI 2019
Auburn | 2215_G_5 | 2215 | G | 5 |  | Combustion Turbine | SPP_NEBR | Nebraska | Nemaha | 3 | 1973 | 9999 | 2019 | 0.0028725 | 27.4286 | 0.20945 | NEI 2019
Auburn | 2215_G_6 | 2215 | G | 6 |  | Combustion Turbine | SPP_NEBR | Nebraska | Nemaha | 2.5 | 1967 | 9999 | 2019 | 0.0017235 | 22.8571 | 0.1508 | NEI 2019
Auburn | 2215_G_7 | 2215 | G | 7 |  | Combustion Turbine | SPP_NEBR | Nebraska | Nemaha | 5.2 | 1987 | 9999 | 2019 | 0.029274 | 47.5429 | 1.2315 | NEI 2019
Arnold | 2216_G_1 | 2216 | G | 1 |  | Combustion Turbine | SPP_NEBR | Nebraska | Custer | 0.5 | 1960 | 9999 |  |  |  | 0.92213 | Default Emission Factor
Arnold | 2216_G_3 | 2216 | G | 3 |  | Combustion Turbine | SPP_NEBR | Nebraska | Custer | 0.2 | 1942 | 9999 |  |  |  | 0.92213 | Default Emission Factor
Arnold | 2216_G_4 | 2216 | G | 4 |  | Combustion Turbine | SPP_NEBR | Nebraska | Custer | 0.2 | 1946 | 9999 |  |  |  | 0.92213 | Default Emission Factor
Beaver City | 2217_G_1 | 2217 | G | 1 |  | Combustion Turbine | SPP_NEBR | Nebraska | Furnas | 0.4 | 1957 | 9999 |  |  |  | 0.92213 | Default Emission Factor
Beaver City | 2217_G_2 | 2217 | G | 2 |  | Combustion Turbine | SPP_NEBR | Nebraska | Furnas | 0.3 | 1963 | 9999 |  |  |  | 0.92213 | Default Emission Factor
Beaver City | 2217_G_3 | 2217 | G | 3 |  | Combustion Turbine | SPP_NEBR | Nebraska | Furnas | 0.2 | 1947 | 9999 |  |  |  | 0.92213 | Default Emission Factor
Beaver City | 2217_G_4 | 2217 | G | 4 |  | Combustion Turbine | SPP_NEBR | Nebraska | Furnas | 0.8 | 1967 | 9999 |  |  |  | 0.92213 | Default Emission Factor
Broken Bow | 2221_G_1 | 2221 | G | 1 |  | Combustion Turbine | SPP_NEBR | Nebraska | Custer | 0.5 | 1936 | 9999 |  |  |  | 0.92213 | Default Emission Factor
Broken Bow | 2221_G_2 | 2221 | G | 2 |  | Combustion Turbine | SPP_NEBR | Nebraska | Custer | 3.5 | 1970 | 9999 | 2019 | 0.0069412 | 23.3333 | 0.59496 | NEI 2019
Broken Bow | 2221_G_3 | 2221 | G | 3 |  | Combustion Turbine | SPP_NEBR | Nebraska | Custer | 0.7 | 1945 | 9999 |  |  |  | 0.92213 | Default Emission Factor
Broken Bow | 2221_G_4 | 2221 | G | 4 |  | Combustion Turbine | SPP_NEBR | Nebraska | Custer | 0.7 | 1951 | 9999 | 2019 | 0.0017309 | 4.6667 | 0.74182 | NEI 2019
Broken Bow | 2221_G_5 | 2221 | G | 5 |  | Combustion Turbine | SPP_NEBR | Nebraska | Custer | 1 | 1951 | 9999 | 2019 | 0.0021481 | 6.6667 | 0.64444 | NEI 2019
Broken Bow | 2221_G_6 | 2221 | G | 6 |  | Combustion Turbine | SPP_NEBR | Nebraska | Custer | 2 | 1961 | 9999 | 2019 | 0.0034395 | 13.3333 | 0.51592 | NEI 2019
Burwell | 2222_G_1 | 2222 | G | 1 |  | Combustion Turbine | SPP_NEBR | Nebraska | Garfield | 1.4 | 1972 | 9999 | 2017 | 0.0041514 | 7.5122 | 1.1052 | NEI 2019
Burwell | 2222_G_2 | 2222 | G | 2 |  | Combustion Turbine | SPP_NEBR | Nebraska | Garfield | 1.1 | 1968 | 9999 | 2019 | 0.0027422 | 6.9756 | 0.78622 | NEI 2019
Burwell | 2222_G_3 | 2222 | G | 3 |  | Combustion Turbine | SPP_NEBR | Nebraska | Garfield | 0.9 | 1960 | 9999 | 2019 | 0.0015996 | 5.7073 | 0.56055 | NEI 2019
Burwell | 2222_G_4 | 2222 | G | 4 |  | Combustion Turbine | SPP_NEBR | Nebraska | Garfield | 0.7 | 1955 | 9999 |  |  |  | 0.92213 | Default Emission Factor
Cambridge | 2223_G_CAT1 | 2223 | G | CAT1 |  | Combustion Turbine | SPP_NEBR | Nebraska | Furnas | 2 | 2005 | 9999 |  |  |  | 0.92213 | Default Emission Factor
Cambridge | 2223_G_CAT2 | 2223 | G | CAT2 |  | Combustion Turbine | SPP_NEBR | Nebraska | Furnas | 2 | 2005 | 9999 |  |  |  | 0.92213 | Default Emission Factor
Campbell Village | 2225_G_IC4 | 2225 | G | IC4 |  | Combustion Turbine | SPP_NEBR | Nebraska | Franklin | 1 | 1983 | 9999 |  |  |  | 0.92213 | Default Emission Factor
Chappell | 2230_G_5 | 2230 | G | 5 |  | Combustion Turbine | SPP_NEBR | Nebraska | Deuel | 1 | 1982 | 9999 |  |  |  | 0.92213 | Default Emission Factor
Curtis | 2232_G_2 | 2232 | G | 2 |  | Combustion Turbine | SPP_NEBR | Nebraska | Frontier | 0.8 | 1955 | 9999 | 2019 | 0.0049806 | 10.1333 | 0.98301 | NEI 2019
Curtis | 2232_G_3 | 2232 | G | 3 |  | Combustion Turbine | SPP_NEBR | Nebraska | Frontier | 1 | 1969 | 9999 | 2019 | 0.0026227 | 12.6667 | 0.41412 | NEI 2019
David City | 2233_G_1 | 2233 | G | 1 |  | Combustion Turbine | SPP_NEBR | Nebraska | Butler | 1.3 | 1960 | 9999 |  |  |  | 0.92213 | Default Emission Factor
David City | 2233_G_2 | 2233 | G | 2 |  | Combustion Turbine | SPP_NEBR | Nebraska | Butler | 0.8 | 1949 | 9999 |  |  |  | 0.92213 | Default Emission Factor
David City | 2233_G_3 | 2233 | G | 3 |  | Combustion Turbine | SPP_NEBR | Nebraska | Butler | 0.9 | 1955 | 9999 |  |  |  | 0.92213 | Default Emission Factor
David City | 2233_G_4 | 2233 | G | 4 |  | Combustion Turbine | SPP_NEBR | Nebraska | Butler | 1.8 | 1966 | 9999 |  |  |  | 0.92213 | Default Emission Factor
David City | 2233_G_5 | 2233 | G | 5 |  | Combustion Turbine | SPP_NEBR | Nebraska | Butler | 1.3 | 1996 | 9999 | 2019 | 0.00090934 | 3.2874 | 0.55324 | NEI 2019
David City | 2233_G_6 | 2233 | G | 6 |  | Combustion Turbine | SPP_NEBR | Nebraska | Butler | 1.3 | 1996 | 9999 |  |  |  | 0.92213 | Default Emission Factor
David City | 2233_G_7 | 2233 | G | 7 |  | Combustion Turbine | SPP_NEBR | Nebraska | Butler | 1.3 | 1996 | 9999 |  |  |  | 0.92213 | Default Emission Factor
Deshler | 2234_G_4 | 2234 | G | 4 |  | Combustion Turbine | SPP_NEBR | Nebraska | Thayer | 0.6 | 1956 | 9999 |  |  |  | 0.92213 | Default Emission Factor
Deshler | 2234_G_5 | 2234 | G | 5 |  | Combustion Turbine | SPP_NEBR | Nebraska | Thayer | 1.1 | 1999 | 9999 |  |  |  | 0.92213 | Default Emission Factor
Emerson | 2235_G_2 | 2235 | G | 2 |  | Combustion Turbine | SPP_NEBR | Nebraska | Dixon | 1.1 | 1968 | 9999 | 2017 | 0.01 | 5.5 | 3.6364 | NEI 2019
Emerson | 2235_G_3 | 2235 | G | 3 |  | Combustion Turbine | SPP_NEBR | Nebraska | Dixon | 0.1 | 1947 | 9999 |  |  |  | 0.92213 | Default Emission Factor
Emerson | 2235_G_4 | 2235 | G | 4 |  | Combustion Turbine | SPP_NEBR | Nebraska | Dixon | 0.4 | 1960 | 9999 |  |  |  | 0.92213 | Default Emission Factor
Falls City | 2237_G_1 | 2237 | G | 1 |  | Combustion Turbine | SPP_NEBR | Nebraska | Richardson | 0.6 | 1930 | 9999 |  |  |  | 0.92213 | Default Emission Factor
Falls City | 2237_G_2 | 2237 | G | 2 |  | Combustion Turbine | SPP_NEBR | Nebraska | Richardson | 0.9 | 1937 | 9999 | 2019 | 0.045852 | 5.024 | 18.2531 | NEI 2019
Falls City | 2237_G_3 | 2237 | G | 3 |  | Combustion Turbine | SPP_NEBR | Nebraska | Richardson | 2.3 | 1965 | 9999 |  |  |  | 0.92213 | Default Emission Factor
Falls City | 2237_G_4 | 2237 | G | 4 |  | Combustion Turbine | SPP_NEBR | Nebraska | Richardson | 0.8 | 1946 | 9999 |  |  |  | 0.92213 | Default Emission Factor
Falls City | 2237_G_5 | 2237 | G | 5 |  | Combustion Turbine | SPP_NEBR | Nebraska | Richardson | 1.4 | 1950 | 9999 | 2019 | 0.0020808 | 7.8151 | 0.53251 | NEI 2019
Falls City | 2237_G_6 | 2237 | G | 6 |  | Combustion Turbine | SPP_NEBR | Nebraska | Richardson | 2 | 1958 | 9999 | 2019 | 0.0057491 | 11.1644 | 1.0299 | NEI 2019
Falls City | 2237_G_7 | 2237 | G | 7 |  | Combustion Turbine | SPP_NEBR | Nebraska | Richardson | 5.9 | 1972 | 9999 |  |  |  | 0.92213 | Default Emission Factor
Falls City | 2237_G_8 | 2237 | G | 8 |  | Combustion Turbine | SPP_NEBR | Nebraska | Richardson | 6 | 1982 | 9999 |  |  |  | 0.92213 | Default Emission Factor
Falls City | 2237_G_9 | 2237 | G | 9 |  | Combustion Turbine | SPP_NEBR | Nebraska | Richardson | 9.3 | 2018 | 9999 |  |  |  | 0.92213 | Default Emission Factor
Franklin (NE) | 2238_G_1 | 2238 | G | 1 |  | Combustion Turbine | SPP_NEBR | Nebraska | Franklin | 0.6 | 1963 | 9999 |  |  |  | 0.92213 | Default Emission Factor
Franklin (NE) | 2238_G_2 | 2238 | G | 2 |  | Combustion Turbine | SPP_NEBR | Nebraska | Franklin | 1.3 | 1974 | 9999 |  |  |  | 0.92213 | Default Emission Factor
Franklin (NE) | 2238_G_3 | 2238 | G | 3 |  | Combustion Turbine | SPP_NEBR | Nebraska | Franklin | 1.1 | 1969 | 9999 |  |  |  | 0.92213 | Default Emission Factor
Franklin (NE) | 2238_G_4 | 2238 | G | 4 |  | Combustion Turbine | SPP_NEBR | Nebraska | Franklin | 0.9 | 1955 | 9999 |  |  |  | 0.92213 | Default Emission Factor
Lon Wright | 2240_G_5OT | 2240 | G | 5OT | 9176 | Combustion Turbine | SPP_NEBR | Nebraska | Dodge | 38 | 2003 | 9999 | 2019 | 0.14901 | 3824 | 0.07793 | NEI 2019
C W Burdick | 2241_G_GT1 | 2241 | G | GT1 |  | Combustion Turbine | SPP_NEBR | Nebraska | Hall | 13.6 | 1968 | 9999 |  |  |  | 0.12736 | Default Emission Factor
C W Burdick | 2241_G_GT2 | 2241 | G | GT2 | 88133 | Combustion Turbine | SPP_NEBR | Nebraska | Hall | 34 | 2003 | 9999 |  |  |  | 0.12736 | Default Emission Factor
C W Burdick | 2241_G_GT3 | 2241 | G | GT3 | 88134 | Combustion Turbine | SPP_NEBR | Nebraska | Hall | 34 | 2003 | 9999 |  |  |  | 0.12736 | Default Emission Factor
Don Henry | 2243_G_1 | 2243 | G | 1 |  | Combustion Turbine | SPP_NEBR | Nebraska | Adams | 18 | 1972 | 9999 |  |  |  | 0.12736 | Default Emission Factor
Kimball | 2248_G_1 | 2248 | G | 1 |  | Combustion Turbine | WECC_WY | Nebraska | Kimball | 0.7 | 1956 | 9999 | 2019 | 0.0019783 | 4.5132 | 0.87667 | NEI 2019
Kimball | 2248_G_2 | 2248 | G | 2 |  | Combustion Turbine | WECC_WY | Nebraska | Kimball | 0.7 | 1955 | 9999 | 2019 | 0.0015536 | 4.5132 | 0.68847 | NEI 2019
Kimball | 2248_G_3 | 2248 | G | 3 |  | Combustion Turbine | WECC_WY | Nebraska | Kimball | 1 | 1959 | 9999 | 2017 | 0.0018408 | 6.8421 | 0.53808 | NEI 2019
Kimball | 2248_G_4 | 2248 | G | 4 |  | Combustion Turbine | WECC_WY | Nebraska | Kimball | 1 | 1960 | 9999 | 2019 | 0.0013139 | 6.4474 | 0.40757 | NEI 2019
Kimball | 2248_G_5 | 2248 | G | 5 |  | Combustion Turbine | WECC_WY | Nebraska | Kimball | 0.6 | 1944 | 9999 | 2019 | 0.001234 | 3.8684 | 0.63797 | NEI 2019
Kimball | 2248_G_6 | 2248 | G | 6 |  | Combustion Turbine | WECC_WY | Nebraska | Kimball | 3.6 | 1974 | 9999 | 2019 | 0.0057698 | 23.2105 | 0.49717 | NEI 2019
Laurel | 2249_G_1 | 2249 | G | 1 |  | Combustion Turbine | SPP_NEBR | Nebraska | Cedar | 1.1 | 1974 | 9999 | 2019 | 0.00074932 | 2.2759 | 0.65849 | NEI 2019
Laurel | 2249_G_2 | 2249 | G | 2 |  | Combustion Turbine | SPP_NEBR | Nebraska | Cedar | 0.7 | 1970 | 9999 |  |  |  | 0.92213 | Default Emission Factor
Laurel | 2249_G_7 | 2249 | G | 7 |  | Combustion Turbine | SPP_NEBR | Nebraska | Cedar | 1.1 | 1992 | 9999 |  |  |  | 0.92213 | Default Emission Factor
J Street | 2250_G_1 | 2250 | G | 1 | 90730 | Combustion Turbine | SPP_NEBR | Nebraska | Lancaster | 29 | 1972 | 9999 |  |  |  | 0.12736 | Default Emission Factor
Lyons | 2253_G_2 | 2253 | G | 2 |  | Combustion Turbine | SPP_NEBR | Nebraska | Burt | 0.2 | 1953 | 9999 |  |  |  | 0.92213 | Default Emission Factor
Lyons | 2253_G_3 | 2253 | G | 3 |  | Combustion Turbine | SPP_NEBR | Nebraska | Burt | 0.3 | 1960 | 9999 |  |  |  | 0.92213 | Default Emission Factor
Lyons | 2253_G_4A | 2253 | G | 4A |  | Combustion Turbine | SPP_NEBR | Nebraska | Burt | 0.6 | 1967 | 9999 |  |  |  | 0.92213 | Default Emission Factor
Nebraska City # 1 | 2255_G_10 | 2255 | G | 10 |  | Combustion Turbine | SPP_NEBR | Nebraska | Otoe | 5.8 | 1979 | 9999 |  |  |  | 0.92213 | Default Emission Factor
Nebraska City # 1 | 2255_G_2 | 2255 | G | 2 |  | Combustion Turbine | SPP_NEBR | Nebraska | Otoe | 1 | 1953 | 9999 |  |  |  | 0.92213 | Default Emission Factor
Nebraska City # 1 | 2255_G_3 | 2255 | G | 3 |  | Combustion Turbine | SPP_NEBR | Nebraska | Otoe | 2 | 1955 | 9999 |  |  |  | 0.92213 | Default Emission Factor
Nebraska City # 1 | 2255_G_4 | 2255 | G | 4 |  | Combustion Turbine | SPP_NEBR | Nebraska | Otoe | 2.7 | 1957 | 9999 |  |  |  | 0.92213 | Default Emission Factor
Nebraska City # 1 | 2255_G_5 | 2255 | G | 5 |  | Combustion Turbine | SPP_NEBR | Nebraska | Otoe | 1.7 | 1964 | 9999 |  |  |  | 0.92213 | Default Emission Factor
Nebraska City # 1 | 2255_G_8 | 2255 | G | 8 |  | Combustion Turbine | SPP_NEBR | Nebraska | Otoe | 3.6 | 1971 | 9999 |  |  |  | 0.92213 | Default Emission Factor
Nebraska City # 1 | 2255_G_9 | 2255 | G | 9 |  | Combustion Turbine | SPP_NEBR | Nebraska | Otoe | 5.8 | 1974 | 9999 |  |  |  | 0.92213 | Default Emission Factor
Syracuse # 2 | 2256_G_6 | 2256 | G | 6 |  | Combustion Turbine | SPP_NEBR | Nebraska | Otoe | 1.6 | 1969 | 9999 |  |  |  | 0.92213 | Default Emission Factor
Syracuse # 2 | 2256_G_7 | 2256 | G | 7 |  | Combustion Turbine | SPP_NEBR | Nebraska | Otoe | 1.6 | 1970 | 9999 |  |  |  | 0.92213 | Default Emission Factor
Sarpy County | 2292_G_1 | 2292 | G | 1 | 90742 | Combustion Turbine | SPP_NEBR | Nebraska | Sarpy | 55.3 | 1972 | 9999 | 2019 | 0.072656 | 16209.6269 | 0.00897 | NEI 2019
Sarpy County | 2292_G_2 | 2292 | G | 2 | 90743 | Combustion Turbine | SPP_NEBR | Nebraska | Sarpy | 56.4 | 1972 | 9999 | 2019 | 0.50801 | 16532.0607 | 0.06146 | NEI 2019
Sarpy County | 2292_G_3 | 2292 | G | 3 | 1387 | Combustion Turbine | SPP_NEBR | Nebraska | Sarpy | 107.7 | 1996 | 9999 | 2019 | 0.73514 | 31569.2009 | 0.04657 | NEI 2019
Sarpy County | 2292_G_4 | 2292 | G | 4 | 1388 | Combustion Turbine | SPP_NEBR | Nebraska | Sarpy | 49 | 2000 | 9999 |  |  |  | 0.12736 | Default Emission Factor
Sarpy County | 2292_G_5 | 2292 | G | 5 | 1390 | Combustion Turbine | SPP_NEBR | Nebraska | Sarpy | 48.1 | 2000 | 9999 |  |  |  | 0.12736 | Default Emission Factor
Sarpy County | 2292_G_BSD | 2292 | G | BSD |  | Combustion Turbine | SPP_NEBR | Nebraska | Sarpy | 3.4 | 1996 | 9999 |  |  |  | 0.92213 | Default Emission Factor
Ord | 2294_G_1 | 2294 | G | 1 |  | Combustion Turbine | SPP_NEBR | Nebraska | Valley | 5 | 1973 | 9999 |  |  |  | 0.92213 | Default Emission Factor
Ord | 2294_G_2 | 2294 | G | 2 |  | Combustion Turbine | SPP_NEBR | Nebraska | Valley | 1 | 1966 | 9999 |  |  |  | 0.92213 | Default Emission Factor
Ord | 2294_G_3 | 2294 | G | 3 |  | Combustion Turbine | SPP_NEBR | Nebraska | Valley | 2 | 1963 | 9999 |  |  |  | 0.92213 | Default Emission Factor
Ord | 2294_G_4A | 2294 | G | 4A |  | Combustion Turbine | SPP_NEBR | Nebraska | Valley | 1.4 | 1997 | 9999 |  |  |  | 0.92213 | Default Emission Factor
Ord | 2294_G_5A | 2294 | G | 5A |  | Combustion Turbine | SPP_NEBR | Nebraska | Valley | 1.4 | 1997 | 9999 |  |  |  | 0.92213 | Default Emission Factor
Oxford (NE) | 2295_G_2 | 2295 | G | 2 |  | Combustion Turbine | SPP_NEBR | Nebraska | Furnas | 0.5 | 1953 | 9999 | 2019 | 0.0013213 | 8.8333 | 0.29917 | NEI 2019
Oxford (NE) | 2295_G_3 | 2295 | G | 3 |  | Combustion Turbine | SPP_NEBR | Nebraska | Furnas | 0.8 | 1956 | 9999 | 2019 | 0.0018233 | 14.1333 | 0.25801 | NEI 2019
Oxford (NE) | 2295_G_4 | 2295 | G | 4 |  | Combustion Turbine | SPP_NEBR | Nebraska | Furnas | 0.5 | 1956 | 9999 | 2019 | 0.0013662 | 8.8333 | 0.30933 | NEI 2019
Oxford (NE) | 2295_G_5 | 2295 | G | 5 |  | Combustion Turbine | SPP_NEBR | Nebraska | Furnas | 1.2 | 1972 | 9999 | 2019 | 0.0092966 | 21.2 | 0.87704 | NEI 2019
Pender | 2296_G_1 | 2296 | G | 1 |  | Combustion Turbine | SPP_NEBR | Nebraska | Thurston | 1.2 | 1968 | 9999 |  |  |  | 0.92213 | Default Emission Factor
Pender | 2296_G_2 | 2296 | G | 2 |  | Combustion Turbine | SPP_NEBR | Nebraska | Thurston | 2 | 1973 | 9999 |  |  |  | 0.92213 | Default Emission Factor
Pender | 2296_G_3 | 2296 | G | 3 |  | Combustion Turbine | SPP_NEBR | Nebraska | Thurston | 0.5 | 1953 | 9999 |  |  |  | 0.92213 | Default Emission Factor
Pender | 2296_G_4 | 2296 | G | 4 |  | Combustion Turbine | SPP_NEBR | Nebraska | Thurston | 0.8 | 1961 | 9999 |  |  |  | 0.92213 | Default Emission Factor
Plainview Muncipal Power | 2297_G_1 | 2297 | G | 1 |  | Combustion Turbine | SPP_NEBR | Nebraska | Pierce | 1.1 | 1949 | 9999 |  |  |  | 0.92213 | Default Emission Factor
Plainview Muncipal Power | 2297_G_3 | 2297 | G | 3 |  | Combustion Turbine | SPP_NEBR | Nebraska | Pierce | 0.9 | 1958 | 9999 |  |  |  | 0.92213 | Default Emission Factor
Plainview Muncipal Power | 2297_G_4 | 2297 | G | 4 |  | Combustion Turbine | SPP_NEBR | Nebraska | Pierce | 1.2 | 1963 | 9999 |  |  |  | 0.92213 | Default Emission Factor
Plainview Muncipal Power | 2297_G_5 | 2297 | G | 5 |  | Combustion Turbine | SPP_NEBR | Nebraska | Pierce | 1.8 | 1999 | 9999 |  |  |  | 0.92213 | Default Emission Factor
Red Cloud | 2299_G_2 | 2299 | G | 2 |  | Combustion Turbine | SPP_NEBR | Nebraska | Webster | 0.6 | 1953 | 9999 | 2019 | 0.0054838 | 10.1538 | 1.0801 | NEI 2019
Red Cloud | 2299_G_3 | 2299 | G | 3 |  | Combustion Turbine | SPP_NEBR | Nebraska | Webster | 1.2 | 1960 | 9999 | 2019 | 0.0064497 | 20.3077 | 0.6352 | NEI 2019
Red Cloud | 2299_G_4 | 2299 | G | 4 |  | Combustion Turbine | SPP_NEBR | Nebraska | Webster | 1.2 | 1968 | 9999 | 2019 | 0.0083743 | 20.3077 | 0.82475 | NEI 2019
Sargent | 2300_G_1 | 2300 | G | 1 |  | Combustion Turbine | SPP_NEBR | Nebraska | Custer | 1.1 | 1968 | 9999 | 2019 | 0.00050654 | 0.45833 | 2.2104 | NEI 2019
Sargent | 2300_G_3 | 2300 | G | 3 |  | Combustion Turbine | SPP_NEBR | Nebraska | Custer | 0.9 | 1964 | 9999 |  |  |  | 0.92213 | Default Emission Factor
Sargent | 2300_G_4 | 2300 | G | 4 |  | Combustion Turbine | SPP_NEBR | Nebraska | Custer | 0.4 | 1954 | 9999 |  |  |  | 0.92213 | Default Emission Factor
Sidney (NE) | 2302_G_1 | 2302 | G | 1 |  | Combustion Turbine | SPP_NEBR | Nebraska | Cheyenne | 1 | 1949 | 9999 |  |  |  | 0.92213 | Default Emission Factor
Sidney (NE) | 2302_G_3 | 2302 | G | 3 |  | Combustion Turbine | SPP_NEBR | Nebraska | Cheyenne | 0.6 | 1931 | 9999 |  |  |  | 0.92213 | Default Emission Factor
Sidney (NE) | 2302_G_5 | 2302 | G | 5 |  | Combustion Turbine | SPP_NEBR | Nebraska | Cheyenne | 2.5 | 1955 | 9999 |  |  |  | 0.92213 | Default Emission Factor
Spalding | 2303_G_4 | 2303 | G | 4 |  | Combustion Turbine | SPP_NEBR | Nebraska | Greeley | 0.2 | 1947 | 9999 |  |  |  | 0.92213 | Default Emission Factor
Spalding | 2303_G_5 | 2303 | G | 5 |  | Combustion Turbine | SPP_NEBR | Nebraska | Greeley | 0.4 | 1959 | 9999 |  |  |  | 0.92213 | Default Emission Factor
Spalding | 2303_G_6 | 2303 | G | 6 |  | Combustion Turbine | SPP_NEBR | Nebraska | Greeley | 1.3 | 1975 | 9999 |  |  |  | 0.92213 | Default Emission Factor
Stuart (NE) | 2305_G_1 | 2305 | G | 1 |  | Combustion Turbine | SPP_NEBR | Nebraska | Holt | 0.7 | 1952 | 9999 | 2019 | 0.00094918 | 3.3158 | 0.57252 | NEI 2019
Stuart (NE) | 2305_G_2 | 2305 | G | 2 |  | Combustion Turbine | SPP_NEBR | Nebraska | Holt | 0.2 | 1960 | 9999 |  |  |  | 0.92213 | Default Emission Factor
Stuart (NE) | 2305_G_3 | 2305 | G | 3 |  | Combustion Turbine | SPP_NEBR | Nebraska | Holt | 0.2 | 1952 | 9999 |  |  |  | 0.92213 | Default Emission Factor
Stuart (NE) | 2305_G_5 | 2305 | G | 5 |  | Combustion Turbine | SPP_NEBR | Nebraska | Holt | 0.8 | 1997 | 9999 | 2019 | 0.0017786 | 3.7895 | 0.93872 | NEI 2019
Tecumseh | 2308_G_1 | 2308 | G | 1 |  | Combustion Turbine | SPP_NEBR | Nebraska | Johnson | 0.6 | 1948 | 9999 |  |  |  | 0.92213 | Default Emission Factor
Tecumseh | 2308_G_2 | 2308 | G | 2 |  | Combustion Turbine | SPP_NEBR | Nebraska | Johnson | 1.4 | 1968 | 9999 | 2019 | 0.0048161 | 12.0909 | 0.79665 | NEI 2019
Tecumseh | 2308_G_3 | 2308 | G | 3 |  | Combustion Turbine | SPP_NEBR | Nebraska | Johnson | 1 | 1953 | 9999 | 2019 | 0.0021937 | 8.6364 | 0.50803 | NEI 2019
Tecumseh | 2308_G_4 | 2308 | G | 4 |  | Combustion Turbine | SPP_NEBR | Nebraska | Johnson | 1.2 | 1960 | 9999 | 2019 | 0.0033364 | 10.3636 | 0.64386 | NEI 2019
Tecumseh | 2308_G_5A | 2308 | G | 5A |  | Combustion Turbine | SPP_NEBR | Nebraska | Johnson | 2.4 | 1993 | 9999 | 2019 | 0.0068797 | 20.7273 | 0.66383 | NEI 2019
Wahoo | 2310_G_1 | 2310 | G | 1 |  | Combustion Turbine | SPP_NEBR | Nebraska | Saunders | 2.1 | 1960 | 9999 | 2019 | 0.00072623 | 2.625 | 0.55332 | NEI 2019
Wahoo | 2310_G_2 | 2310 | G | 2 |  | Combustion Turbine | SPP_NEBR | Nebraska | Saunders | 0.4 | 1936 | 9999 |  |  |  | 0.92213 | Default Emission Factor
Wahoo | 2310_G_3 | 2310 | G | 3 |  | Combustion Turbine | SPP_NEBR | Nebraska | Saunders | 4.4 | 1973 | 9999 | 2019 | 0.0016024 | 5.5 | 0.58269 | NEI 2019
Wahoo | 2310_G_4 | 2310 | G | 4 |  | Combustion Turbine | SPP_NEBR | Nebraska | Saunders | 1.1 | 1947 | 9999 |  |  |  | 0.92213 | Default Emission Factor
Wahoo | 2310_G_5 | 2310 | G | 5 |  | Combustion Turbine | SPP_NEBR | Nebraska | Saunders | 2.2 | 1952 | 9999 | 2019 | 0.00078471 | 2.75 | 0.5707 | NEI 2019
Wahoo | 2310_G_6 | 2310 | G | 6 |  | Combustion Turbine | SPP_NEBR | Nebraska | Saunders | 3.4 | 1969 | 9999 | 2019 | 0.0012105 | 4.25 | 0.56965 | NEI 2019
Wakefield | 2311_G_2 | 2311 | G | 2 |  | Combustion Turbine | SPP_NEBR | Nebraska | Dixon | 0.5 | 1915 | 9999 |  |  |  | 0.92213 | Default Emission Factor
Wakefield | 2311_G_5 | 2311 | G | 5 |  | Combustion Turbine | SPP_NEBR | Nebraska | Dixon | 1 | 1966 | 9999 |  |  |  | 0.92213 | Default Emission Factor
Wakefield | 2311_G_6 | 2311 | G | 6 |  | Combustion Turbine | SPP_NEBR | Nebraska | Dixon | 1.1 | 1971 | 9999 |  |  |  | 0.92213 | Default Emission Factor
Wakefield | 2311_G_IC4 | 2311 | G | IC4 |  | Combustion Turbine | SPP_NEBR | Nebraska | Dixon | 0.6 | 1961 | 9999 |  |  |  | 0.92213 | Default Emission Factor
Wayne IC | 2312_G_1 | 2312 | G | 1 |  | Combustion Turbine | SPP_NEBR | Nebraska | Wayne | 0.8 | 1951 | 9999 |  |  |  | 0.92213 | Default Emission Factor
Wayne IC | 2312_G_2 | 2312 | G | 2 |  | Combustion Turbine | SPP_NEBR | Nebraska | Wayne | 0.9 | 1947 | 9999 |  |  |  | 0.92213 | Default Emission Factor
Wayne IC | 2312_G_3 | 2312 | G | 3 |  | Combustion Turbine | SPP_NEBR | Nebraska | Wayne | 1.8 | 1956 | 9999 |  |  |  | 0.92213 | Default Emission Factor
Wayne IC | 2312_G_4 | 2312 | G | 4 |  | Combustion Turbine | SPP_NEBR | Nebraska | Wayne | 1.9 | 1960 | 9999 | 2019 | 0.00067857 | 5.1733 | 0.26234 | NEI 2019
Wayne IC | 2312_G_5 | 2312 | G | 5 |  | Combustion Turbine | SPP_NEBR | Nebraska | Wayne | 3.3 | 1966 | 9999 |  |  |  | 0.92213 | Default Emission Factor
Wayne IC | 2312_G_6 | 2312 | G | 6 |  | Combustion Turbine | SPP_NEBR | Nebraska | Wayne | 4.9 | 1968 | 9999 |  |  |  | 0.92213 | Default Emission Factor
Wayne IC | 2312_G_7 | 2312 | G | 7 |  | Combustion Turbine | SPP_NEBR | Nebraska | Wayne | 3.3 | 1998 | 9999 |  |  |  | 0.92213 | Default Emission Factor
Wayne IC | 2312_G_8 | 2312 | G | 8 |  | Combustion Turbine | SPP_NEBR | Nebraska | Wayne | 3.3 | 1998 | 9999 |  |  |  | 0.92213 | Default Emission Factor
West Point Municipal | 2313_G_2 | 2313 | G | 2 |  | Combustion Turbine | SPP_NEBR | Nebraska | Cuming | 0.9 | 1947 | 9999 |  |  |  | 0.92213 | Default Emission Factor
West Point Municipal | 2313_G_3 | 2313 | G | 3 |  | Combustion Turbine | SPP_NEBR | Nebraska | Cuming | 1.2 | 1959 | 9999 | 2019 | 0.0082925 | 16.3636 | 1.0135 | NEI 2019
West Point Municipal | 2313_G_4 | 2313 | G | 4 |  | Combustion Turbine | SPP_NEBR | Nebraska | Cuming | 2.3 | 1965 | 9999 | 2019 | 0.0041463 | 31.3636 | 0.2644 | NEI 2019
Wilber | 2315_G_4 | 2315 | G | 4 |  | Combustion Turbine | SPP_NEBR | Nebraska | Saline | 0.9 | 1960 | 9999 |  |  |  | 0.92213 | Default Emission Factor
Wilber | 2315_G_5 | 2315 | G | 5 |  | Combustion Turbine | SPP_NEBR | Nebraska | Saline | 0.6 | 1960 | 9999 |  |  |  | 0.92213 | Default Emission Factor
Wilber | 2315_G_6 | 2315 | G | 6 |  | Combustion Turbine | SPP_NEBR | Nebraska | Saline | 1.6 | 1997 | 9999 |  |  |  | 0.92213 | Default Emission Factor
Wisner | 2316_G_3 | 2316 | G | 3 |  | Combustion Turbine | SPP_NEBR | Nebraska | Cuming | 0.8 | 1969 | 9999 | 2019 | 0.0026241 | 4.8421 | 1.0839 | NEI 2019
Wisner | 2316_G_4 | 2316 | G | 4 |  | Combustion Turbine | SPP_NEBR | Nebraska | Cuming | 1.5 | 2010 | 9999 |  |  |  | 0.92213 | Default Emission Factor
Wisner | 2316_G_5 | 2316 | G | 5 |  | Combustion Turbine | SPP_NEBR | Nebraska | Cuming | 1.5 | 2010 | 9999 |  |  |  | 0.92213 | Default Emission Factor
Clark (NVE) | 2322_G_10 | 2322 | G | 10 |  | Combined Cycle | WECC_SNV | Nevada | Clark | 85 | 1994 | 9999 |  |  |  | 0.19044 | NEI 2019
Clark (NVE) | 2322_G_11 | 2322 | G | 11 | 89799 | Combustion Turbine | WECC_SNV | Nevada | Clark | 52 | 2008 | 9999 | 2019 | 0.61 | 17113.4374 | 0.07129 | NEI 2019
Clark (NVE) | 2322_G_12 | 2322 | G | 12 | 89801 | Combustion Turbine | WECC_SNV | Nevada | Clark | 52 | 2008 | 9999 | 2019 | 1.02 | 17113.4374 | 0.11921 | NEI 2019
Clark (NVE) | 2322_G_13 | 2322 | G | 13 | 89803 | Combustion Turbine | WECC_SNV | Nevada | Clark | 52 | 2008 | 9999 | 2019 | 0.77 | 17113.4374 | 0.08999 | NEI 2019
Clark (NVE) | 2322_G_14 | 2322 | G | 14 | 89805 | Combustion Turbine | WECC_SNV | Nevada | Clark | 52 | 2008 | 9999 | 2019 | 0.71 | 17113.4374 | 0.08298 | NEI 2019
Clark (NVE) | 2322_G_15 | 2322 | G | 15 | 89807 | Combustion Turbine | WECC_SNV | Nevada | Clark | 52 | 2008 | 9999 | 2019 | 0.62 | 17113.4374 | 0.07246 | NEI 2019
Clark (NVE) | 2322_G_16 | 2322 | G | 16 | 89809 | Combustion Turbine | WECC_SNV | Nevada | Clark | 52 | 2008 | 9999 | 2019 | 0.75 | 17113.4374 | 0.08765 | NEI 2019
Clark (NVE) | 2322_G_17 | 2322 | G | 17 | 89811 | Combustion Turbine | WECC_SNV | Nevada | Clark | 52 | 2008 | 9999 | 2019 | 0.78 | 17113.4374 | 0.09116 | NEI 2019
Clark (NVE) | 2322_G_18 | 2322 | G | 18 | 89813 | Combustion Turbine | WECC_SNV | Nevada | Clark | 52 | 2008 | 9999 | 2019 | 0.65 | 17113.4374 | 0.07596 | NEI 2019
Clark (NVE) | 2322_G_19 | 2322 | G | 19 | 89815 | Combustion Turbine | WECC_SNV | Nevada | Clark | 52 | 2008 | 9999 | 2019 | 0.64 | 17113.4374 | 0.0748 | NEI 2019
Clark (NVE) | 2322_G_20 | 2322 | G | 20 | 89817 | Combustion Turbine | WECC_SNV | Nevada | Clark | 52 | 2008 | 9999 | 2019 | 0.83 | 17113.4374 | 0.097 | NEI 2019
Clark (NVE) | 2322_G_21 | 2322 | G | 21 | 89820 | Combustion Turbine | WECC_SNV | Nevada | Clark | 52 | 2008 | 9999 | 2019 | 0.64 | 17113.4374 | 0.0748 | NEI 2019
Clark (NVE) | 2322_G_22 | 2322 | G | 22 | 89821 | Combustion Turbine | WECC_SNV | Nevada | Clark | 52 | 2008 | 9999 | 2019 | 0.42 | 17113.4374 | 0.04908 | NEI 2019
Clark (NVE) | 2322_G_9 | 2322 | G | 9 |  | Combined Cycle | WECC_SNV | Nevada | Clark | 85 | 1993 | 9999 |  |  |  | 0.19585 | NEI 2019
Clark (NVE) | 2322_G_GT4 | 2322 | G | GT4 |  | Combustion Turbine | WECC_SNV | Nevada | Clark | 55 | 1973 | 9999 | 2019 | 0.52 | 18100.7511 | 0.05746 | NEI 2019
Clark (NVE) | 2322_G_GT5 | 2322 | G | GT5 |  | Combined Cycle | WECC_SNV | Nevada | Clark | 73 | 1979 | 9999 | 2019 | 10.26 | 143084 | 0.19585 | NEI 2019
Clark (NVE) | 2322_G_GT6 | 2322 | G | GT6 |  | Combined Cycle | WECC_SNV | Nevada | Clark | 73 | 1979 | 9999 | 2019 | 11.87 | 82904 | 0.19585 | NEI 2019
Clark (NVE) | 2322_G_GT7 | 2322 | G | GT7 |  | Combined Cycle | WECC_SNV | Nevada | Clark | 73 | 1980 | 9999 | 2019 | 9.92 | 145294 | 0.19044 | NEI 2019
Clark (NVE) | 2322_G_GT8 | 2322 | G | GT8 |  | Combined Cycle | WECC_SNV | Nevada | Clark | 73 | 1982 | 9999 | 2019 | 11.08 | 75245 | 0.19044 | NEI 2019
Tracy | 2336_G_10 | 2336 | G | 10 | 90238 | Combined Cycle | WECC_NNV | Nevada | Storey | 263 | 2008 | 9999 |  |  |  | 0.05018 | NEI 2019
Tracy | 2336_G_4 | 2336 | G | 4 | 1413 | Combined Cycle | WECC_NNV | Nevada | Storey | 64 | 1994 | 9999 |  |  |  | 0.05564 | NEI 2019
Tracy | 2336_G_5 | 2336 | G | 5 | 1413 | Combined Cycle | WECC_NNV | Nevada | Storey | 40 | 1996 | 9999 | 2019 | 13.7993 | 496026 | 0.05564 | NEI 2019
Tracy | 2336_G_8 | 2336 | G | 8 | 90238 | Combined Cycle | WECC_NNV | Nevada | Storey | 145 | 2008 | 9999 | 2019 | 40.685 | 2249423 | 0.05018 | NEI 2019
Tracy | 2336_G_9 | 2336 | G | 9 | 90239 | Combined Cycle | WECC_NNV | Nevada | Storey | 145 | 2008 | 9999 | 2019 | 41.2385 | 1015470 | 0.05018 | NEI 2019
Tracy | 2336_G_GT3 | 2336 | G | GT3 | 1411 | Combustion Turbine | WECC_NNV | Nevada | Storey | 66.3 | 1994 | 9999 | 2019 | 4.8108 | 101299.5 | 0.09498 | NEI 2019
Tracy | 2336_G_GT4 | 2336 | G | GT4 | 1412 | Combustion Turbine | WECC_NNV | Nevada | Storey | 66.3 | 1994 | 9999 | 2019 | 3.7179 | 101299.5 | 0.0734 | NEI 2019
Lost Nation | 2362_G_GT1 | 2362 | G | GT1 |  | Combustion Turbine | NENGREST | New Hampshire | Coos | 14 | 1969 | 9999 | 2017 | 0.063156 | 459 | 0.27519 | NEI 2019
Merrimack | 2364_G_GT1 | 2364 | G | GT1 |  | Combustion Turbine | NENGREST | New Hampshire | Merrimack | 16.8 | 1968 | 9999 | 2019 | 0.01784 | 185 | 0.19287 | NEI 2019
Merrimack | 2364_G_GT2 | 2364 | G | GT2 |  | Combustion Turbine | NENGREST | New Hampshire | Merrimack | 16.8 | 1969 | 9999 | 2019 | 0.0138 | 185 | 0.14919 | NEI 2019
Schiller | 2367_G_GT1 | 2367 | G | GT1 |  | Combustion Turbine | NENGREST | New Hampshire | Rockingham | 17 | 1970 | 9999 | 2019 | 0.01966 | 226 | 0.17398 | NEI 2019
White Lake | 2369_G_GT1 | 2369 | G | GT1 |  | Combustion Turbine | NENGREST | New Hampshire | Carroll | 17.5 | 1968 | 9999 | 2017 | 0.048492 | 500 | 0.19397 | NEI 2019
Carlls Corner | 2379_G_CA1 | 2379 | G | CA1 | 1429 | Combustion Turbine | PJM_EMAC | New Jersey | Cumberland | 37.4 | 1973 | 9999 |  |  |  | 0.12736 | Default Emission Factor
Carlls Corner | 2379_G_CA2 | 2379 | G | CA2 | 1430 | Combustion Turbine | PJM_EMAC | New Jersey | Cumberland | 41.2 | 1973 | 9999 |  |  |  | 0.12736 | Default Emission Factor
Sayreville | 2390_G_GT1 | 2390 | G | GT1 | 1460 | Combustion Turbine | PJM_EMAC | New Jersey | Middlesex | 50 | 1972 | 9999 |  |  |  | 0.12736 | Default Emission Factor
Sayreville | 2390_G_GT2 | 2390 | G | GT2 | 1461 | Combustion Turbine | PJM_EMAC | New Jersey | Middlesex | 50 | 1972 | 9999 |  |  |  | 0.12736 | Default Emission Factor
Sayreville | 2390_G_GT3 | 2390 | G | GT3 | 1462 | Combustion Turbine | PJM_EMAC | New Jersey | Middlesex | 50 | 1972 | 9999 |  |  |  | 0.12736 | Default Emission Factor
Sayreville | 2390_G_GT4 | 2390 | G | GT4 | 1463 | Combustion Turbine | PJM_EMAC | New Jersey | Middlesex | 50 | 1973 | 9999 |  |  |  | 0.12736 | Default Emission Factor
Gilbert | 2393_G_4 | 2393 | G | 4 | 1477 | Combined Cycle | PJM_EMAC | New Jersey | Hunterdon | 47 | 1974 | 9999 |  |  |  | 0.04505 | Default Emission Factor
Gilbert | 2393_G_5 | 2393 | G | 5 | 1478 | Combined Cycle | PJM_EMAC | New Jersey | Hunterdon | 47 | 1974 | 9999 |  |  |  | 0.04505 | Default Emission Factor
Gilbert | 2393_G_6 | 2393 | G | 6 | 1479 | Combined Cycle | PJM_EMAC | New Jersey | Hunterdon | 49 | 1974 | 9999 |  |  |  | 0.04505 | Default Emission Factor
Gilbert | 2393_G_7 | 2393 | G | 7 | 1480 | Combined Cycle | PJM_EMAC | New Jersey | Hunterdon | 47 | 1974 | 9999 |  |  |  | 0.04505 | Default Emission Factor
Gilbert | 2393_G_8 | 2393 | G | 8 | 1477 | Combined Cycle | PJM_EMAC | New Jersey | Hunterdon | 104 | 1977 | 9999 |  |  |  | 0.04505 | Default Emission Factor
Gilbert | 2393_G_9 | 2393 | G | 9 | 1481 | Combustion Turbine | PJM_EMAC | New Jersey | Hunterdon | 150 | 1996 | 9999 | 2019 | 0.25 | 7427 | 0.06732 | NEI 2019
Bergen Generating Station | 2398_G_1101 | 2398 | G | 1101 | 1485 | Combined Cycle | PJM_EMAC | New Jersey | Bergen | 110 | 1995 | 9999 |  |  |  | 0.04505 | Default Emission Factor
Bergen Generating Station | 2398_G_1201 | 2398 | G | 1201 | 1486 | Combined Cycle | PJM_EMAC | New Jersey | Bergen | 110 | 1995 | 9999 |  |  |  | 0.04505 | Default Emission Factor
Bergen Generating Station | 2398_G_1301 | 2398 | G | 1301 | 1487 | Combined Cycle | PJM_EMAC | New Jersey | Bergen | 110 | 1995 | 9999 |  |  |  | 0.04505 | Default Emission Factor
Bergen Generating Station | 2398_G_1401 | 2398 | G | 1401 | 1488 | Combined Cycle | PJM_EMAC | New Jersey | Bergen | 110 | 1995 | 9999 |  |  |  | 0.04505 | Default Emission Factor
Bergen Generating Station | 2398_G_1501 | 2398 | G | 1501 | 1485 | Combined Cycle | PJM_EMAC | New Jersey | Bergen | 198 | 1959 | 9999 |  |  |  | 0.04505 | Default Emission Factor
Bergen Generating Station | 2398_G_2101 | 2398 | G | 2101 | 1490 | Combined Cycle | PJM_EMAC | New Jersey | Bergen | 177.3 | 2002 | 9999 |  |  |  | 0.06107 | NEI 2019
Bergen Generating Station | 2398_G_2201 | 2398 | G | 2201 | 1491 | Combined Cycle | PJM_EMAC | New Jersey | Bergen | 177.3 | 2002 | 9999 | 2019 | 56.3233 | 2915380 | 0.06107 | NEI 2019
Bergen Generating Station | 2398_G_2301 | 2398 | G | 2301 | 1490 | Combined Cycle | PJM_EMAC | New Jersey | Bergen | 236.4 | 2002 | 9999 |  |  |  | 0.06107 | NEI 2019
PSEG Burlington Generating Station | 2399_G_121 | 2399 | G | 121 | 1498 | Combustion Turbine | PJM_EMAC | New Jersey | Burlington | 42 | 2000 | 9999 |  |  |  | 0.05839 | NEI 2019
PSEG Burlington Generating Station | 2399_G_122 | 2399 | G | 122 | 1499 | Combustion Turbine | PJM_EMAC | New Jersey | Burlington | 42 | 2000 | 9999 |  |  |  | 0.05839 | NEI 2019
PSEG Burlington Generating Station | 2399_G_123 | 2399 | G | 123 | 1500 | Combustion Turbine | PJM_EMAC | New Jersey | Burlington | 42 | 2000 | 9999 |  |  |  | 0.05839 | NEI 2019
PSEG Burlington Generating Station | 2399_G_124 | 2399 | G | 124 | 1501 | Combustion Turbine | PJM_EMAC | New Jersey | Burlington | 42 | 2000 | 9999 | 2019 | 0.3815 | 13068 | 0.05839 | NEI 2019
PSEG Essex Generating Station | 2401_G_9 | 2401 | G | 9 | 1534 | Combustion Turbine | PJM_EMAC | New Jersey | Essex | 81 | 1990 | 9999 | 2019 | 0.0448 | 1158 | 0.07738 | NEI 2019
PSEG Kearny Generating Station | 2404_G_131 | 2404 | G | 131 | 90777 | Combustion Turbine | PJM_EMAC | New Jersey | Hudson | 46.9 | 2012 | 9999 |  |  |  | 0.02456 | NEI 2019
PSEG Kearny Generating Station | 2404_G_132 | 2404 | G | 132 | 90778 | Combustion Turbine | PJM_EMAC | New Jersey | Hudson | 46.9 | 2012 | 9999 |  |  |  | 0.02456 | NEI 2019
PSEG Kearny Generating Station | 2404_G_133 | 2404 | G | 133 | 90779 | Combustion Turbine | PJM_EMAC | New Jersey | Hudson | 46.9 | 2012 | 9999 |  |  |  | 0.02456 | NEI 2019
PSEG Kearny Generating Station | 2404_G_134 | 2404 | G | 134 | 90780 | Combustion Turbine | PJM_EMAC | New Jersey | Hudson | 46.9 | 2012 | 9999 |  |  |  | 0.02456 | NEI 2019
PSEG Kearny Generating Station | 2404_G_141 | 2404 | G | 141 | 90781 | Combustion Turbine | PJM_EMAC | New Jersey | Hudson | 46.9 | 2012 | 9999 |  |  |  | 0.02456 | NEI 2019
PSEG Kearny Generating Station | 2404_G_142 | 2404 | G | 142 | 90782 | Combustion Turbine | PJM_EMAC | New Jersey | Hudson | 46.9 | 2012 | 9999 | 2019 | 0.6706 | 54613.2838 | 0.02456 | NEI 2019
PSEG Kearny Generating Station | 2404_G_N121 | 2404 | G | N121 | 1540 | Combustion Turbine | PJM_EMAC | New Jersey | Hudson | 44.5 | 2001 | 9999 |  |  |  | 0.04711 | NEI 2019
PSEG Kearny Generating Station | 2404_G_N122 | 2404 | G | N122 | 1541 | Combustion Turbine | PJM_EMAC | New Jersey | Hudson | 44.5 | 2001 | 9999 |  |  |  | 0.04711 | NEI 2019
PSEG Kearny Generating Station | 2404_G_N123 | 2404 | G | N123 | 1542 | Combustion Turbine | PJM_EMAC | New Jersey | Hudson | 44.5 | 2001 | 9999 |  |  |  | 0.04711 | NEI 2019
PSEG Kearny Generating Station | 2404_G_N124 | 2404 | G | N124 | 1543 | Combustion Turbine | PJM_EMAC | New Jersey | Hudson | 44.5 | 2001 | 9999 | 2019 | 0.8137 | 34545.7162 | 0.04711 | NEI 2019
PSEG Linden Generating Station | 2406_G_1001 | 2406 | G | 1001 | 1552 | Combined Cycle | PJM_EMAC | New Jersey | Union | 238.4 | 2006 | 9999 |  |  |  | 0.04505 | Default Emission Factor
PSEG Linden Generating Station | 2406_G_1101 | 2406 | G | 1101 | 1552 | Combined Cycle | PJM_EMAC | New Jersey | Union | 188.3 | 2006 | 9999 |  |  |  | 0.04505 | Default Emission Factor
PSEG Linden Generating Station | 2406_G_1201 | 2406 | G | 1201 | 1553 | Combined Cycle | PJM_EMAC | New Jersey | Union | 188.3 | 2006 | 9999 |  |  |  | 0.04505 | Default Emission Factor
PSEG Linden Generating Station | 2406_G_2001 | 2406 | G | 2001 | 1558 | Combined Cycle | PJM_EMAC | New Jersey | Union | 238.4 | 2006 | 9999 |  |  |  | 0.03782 | NEI 2019
PSEG Linden Generating Station | 2406_G_2101 | 2406 | G | 2101 | 1558 | Combined Cycle | PJM_EMAC | New Jersey | Union | 188.3 | 2006 | 9999 |  |  |  | 0.03782 | NEI 2019
PSEG Linden Generating Station | 2406_G_2201 | 2406 | G | 2201 | 1559 | Combined Cycle | PJM_EMAC | New Jersey | Union | 188.3 | 2006 | 9999 | 2019 | 49.5069 | 5299243 | 0.03782 | NEI 2019
PSEG Linden Generating Station | 2406_G_5 | 2406 | G | 5 | 1561 | Combustion Turbine | PJM_EMAC | New Jersey | Union | 86 | 2000 | 9999 |  |  |  | 0.09714 | NEI 2019
PSEG Linden Generating Station | 2406_G_6 | 2406 | G | 6 | 1562 | Combustion Turbine | PJM_EMAC | New Jersey | Union | 86 | 2000 | 9999 |  |  |  | 0.09714 | NEI 2019
PSEG Linden Generating Station | 2406_G_7 | 2406 | G | 7 | 1563 | Combustion Turbine | PJM_EMAC | New Jersey | Union | 84 | 1995 | 9999 |  |  |  | 0.09714 | NEI 2019
PSEG Linden Generating Station | 2406_G_8 | 2406 | G | 8 | 1565 | Combustion Turbine | PJM_EMAC | New Jersey | Union | 80.2 | 1995 | 9999 | 2019 | 0.5322 | 10958 | 0.09714 | NEI 2019
PSEG Salem Generating Station | 2410_G_3 | 2410 | G | 3 | 1572 | Combustion Turbine | PJM_EMAC | New Jersey | Salem | 38.4 | 1971 | 9999 |  |  |  | 0.12736 | Default Emission Factor
PSEG Sewaren Generating Station | 2411_G_701 | 2411 | G | 701 | 91149 | Combined Cycle | PJM_EMAC | New Jersey | Middlesex | 328 | 2018 | 9999 | 2019 | 55.9565 | 3308721 | 0.03382 | NEI 2019
PSEG Sewaren Generating Station | 2411_G_702 | 2411 | G | 702 | 91149 | Combined Cycle | PJM_EMAC | New Jersey | Middlesex | 196.5 | 2018 | 9999 |  |  |  | 0.03382 | NEI 2019
Howard Down | 2434_G_11 | 2434 | G | 11 | 90625 | Combustion Turbine | PJM_EMAC | New Jersey | Cumberland | 55 | 2012 | 9999 | 2019 | 2.705 | 80373 | 0.06731 | NEI 2019
Rio Grande | 2444_G_9 | 2444 | G | 9 | 90701 | Combustion Turbine | WECC_NM | New Mexico | Dona Ana | 87.9 | 2013 | 9999 | 2019 | 1.812 | 263806 | 0.01374 | NEI 2019
Maddox | 2446_G_2 | 2446 | G | 2 |  | Combustion Turbine | SPP_SPS | New Mexico | Lea | 61 | 1976 | 2024 | 2019 | 13.02 | 264457.338 | 0.09847 | NEI 2019
Maddox | 2446_G_3 | 2446 | G | 3 |  | Combustion Turbine | SPP_SPS | New Mexico | Lea | 10 | 1963 | 2025 | 2019 | 0.011 | 43353.662 | 0.00051 | NEI 2019
Cunningham | 2454_G_3 | 2454 | G | 3 | 1602 | Combustion Turbine | SPP_SPS | New Mexico | Lea | 106 | 1998 | 9999 | 2019 | 10.166 | 420337.1675 | 0.04837 | NEI 2019
Cunningham | 2454_G_4 | 2454 | G | 4 | 1603 | Combustion Turbine | SPP_SPS | New Mexico | Lea | 103 | 1998 | 9999 | 2019 | 12.175 | 408440.8325 | 0.05962 | NEI 2019
Humboldt Bay | 246_G_IC1 | 246 | G | IC1 |  | Combustion Turbine | WEC_CALN | California | Humboldt | 16.3 | 2010 | 9999 | 2017 | 0.59231 | 43052.5495 | 0.02752 | NEI 2019
Humboldt Bay | 246_G_IC10 | 246 | G | IC10 |  | Combustion Turbine | WEC_CALN | California | Humboldt | 16.3 | 2010 | 9999 | 2017 | 0.55854 | 43052.5495 | 0.02595 | NEI 2019
Humboldt Bay | 246_G_IC2 | 246 | G | IC2 |  | Combustion Turbine | WEC_CALN | California | Humboldt | 16.3 | 2010 | 9999 |  |  |  | 0.92213 | Default Emission Factor
Humboldt Bay | 246_G_IC3 | 246 | G | IC3 |  | Combustion Turbine | WEC_CALN | California | Humboldt | 16.3 | 2011 | 9999 | 2017 | 0.51523 | 43052.5495 | 0.02394 | NEI 2019
Humboldt Bay | 246_G_IC4 | 246 | G | IC4 |  | Combustion Turbine | WEC_CALN | California | Humboldt | 16.3 | 2010 | 9999 | 2017 | 0.30109 | 43052.5495 | 0.01399 | NEI 2019
Humboldt Bay | 246_G_IC5 | 246 | G | IC5 |  | Combustion Turbine | WEC_CALN | California | Humboldt | 16.3 | 2010 | 9999 | 2017 | 0.5118 | 43052.5495 | 0.02378 | NEI 2019
Humboldt Bay | 246_G_IC6 | 246 | G | IC6 |  | Combustion Turbine | WEC_CALN | California | Humboldt | 16.3 | 2010 | 9999 |  |  |  | 0.92213 | Default Emission Factor
Humboldt Bay | 246_G_IC7 | 246 | G | IC7 |  | Combustion Turbine | WEC_CALN | California | Humboldt | 16.3 | 2010 | 9999 | 2017 | 0.60476 | 43052.5495 | 0.02809 | NEI 2019
Humboldt Bay | 246_G_IC8 | 246 | G | IC8 |  | Combustion Turbine | WEC_CALN | California | Humboldt | 16.3 | 2010 | 9999 | 2017 | 0.42941 | 43052.5495 | 0.01995 | NEI 2019
Humboldt Bay | 246_G_IC9 | 246 | G | IC9 |  | Combustion Turbine | WEC_CALN | California | Humboldt | 16.7 | 2010 | 9999 | 2017 | 0.57344 | 44109.0538 | 0.026 | NEI 2019
Danskammer Generating Station | 2480_G_5 | 2480 | G | 5 |  | Combustion Turbine | NY_Z_G-I | New York | Orange | 2.5 | 1967 | 9999 |  |  |  | 0.92213 | Default Emission Factor
Danskammer Generating Station | 2480_G_6 | 2480 | G | 6 |  | Combustion Turbine | NY_Z_G-I | New York | Orange | 2.5 | 1967 | 9999 |  |  |  | 0.92213 | Default Emission Factor
South Cairo | 2485_G_GT1 | 2485 | G | GT1 |  | Combustion Turbine | NY_Z_G-I | New York | Greene | 20.1 | 1970 | 9999 |  |  |  | 0.12736 | Default Emission Factor
West Coxsackie | 2487_G_GT1 | 2487 | G | GT1 |  | Combustion Turbine | NY_Z_G-I | New York | Greene | 19.6 | 1969 | 9999 |  |  |  | 0.12736 | Default Emission Factor
Arthur Kill Generating Station | 2490_G_GT1 | 2490 | G | GT1 | 1612 | Combustion Turbine | NY_Z_J | New York | Richmond | 12 | 1970 | 9999 | 2019 | 0.027997 | 405 | 0.13826 | NEI 2019
East River | 2493_G_1 | 2493 | G | 1 | 1614 | Combustion Turbine | NY_Z_J | New York | New York | 154.7 | 2005 | 9999 | 2019 | 49.36 | 1106663.8826 | 0.08921 | NEI 2019
East River | 2493_G_2 | 2493 | G | 2 | 1615 | Combustion Turbine | NY_Z_J | New York | New York | 153.1 | 2005 | 9999 | 2019 | 36.889 | 1095218.1024 | 0.06736 | NEI 2019
Gowanus Gas Turbines Generating | 2494_G_GT11 | 2494 | G | GT11 | 1619 | Combustion Turbine | NY_Z_J | New York | Kings | 18.7 | 1971 | 9999 |  |  |  | 0.16497 | NEI 2019
Gowanus Gas Turbines Generating | 2494_G_GT12 | 2494 | G | GT12 | 1620 | Combustion Turbine | NY_Z_J | New York | Kings | 19.1 | 1971 | 9999 |  |  |  | 0.16497 | NEI 2019
Gowanus Gas Turbines Generating | 2494_G_GT13 | 2494 | G | GT13 | 1621 | Combustion Turbine | NY_Z_J | New York | Kings | 17.8 | 1971 | 9999 |  |  |  | 0.16497 | NEI 2019
Gowanus Gas Turbines Generating | 2494_G_GT14 | 2494 | G | GT14 | 1622 | Combustion Turbine | NY_Z_J | New York | Kings | 16.2 | 1971 | 9999 |  |  |  | 0.16497 | NEI 2019
Gowanus Gas Turbines Generating | 2494_G_GT15 | 2494 | G | GT15 | 1623 | Combustion Turbine | NY_Z_J | New York | Kings | 17.2 | 1971 | 9999 |  |  |  | 0.16497 | NEI 2019
Gowanus Gas Turbines Generating | 2494_G_GT16 | 2494 | G | GT16 | 1624 | Combustion Turbine | NY_Z_J | New York | Kings | 16.3 | 1971 | 9999 |  |  |  | 0.16497 | NEI 2019
Gowanus Gas Turbines Generating | 2494_G_GT17 | 2494 | G | GT17 | 1625 | Combustion Turbine | NY_Z_J | New York | Kings | 16.7 | 1971 | 9999 |  |  |  | 0.16497 | NEI 2019
Gowanus Gas Turbines Generating | 2494_G_GT18 | 2494 | G | GT18 | 1626 | Combustion Turbine | NY_Z_J | New York | Kings | 15.1 | 1971 | 9999 |  |  |  | 0.16497 | NEI 2019
Gowanus Gas Turbines Generating | 2494_G_GT21 | 2494 | G | GT21 | 1627 | Combustion Turbine | NY_Z_J | New York | Kings | 17.1 | 1971 | 9999 |  |  |  | 0.16497 | NEI 2019
Gowanus Gas Turbines Generating | 2494_G_GT22 | 2494 | G | GT22 | 1628 | Combustion Turbine | NY_Z_J | New York | Kings | 18.5 | 1971 | 9999 |  |  |  | 0.16497 | NEI 2019
Gowanus Gas Turbines Generating | 2494_G_GT23 | 2494 | G | GT23 | 1629 | Combustion Turbine | NY_Z_J | New York | Kings | 20 | 1971 | 9999 |  |  |  | 0.16497 | NEI 2019
Gowanus Gas Turbines Generating | 2494_G_GT24 | 2494 | G | GT24 | 1630 | Combustion Turbine | NY_Z_J | New York | Kings | 17.4 | 1971 | 9999 |  |  |  | 0.16497 | NEI 2019
Gowanus Gas Turbines Generating | 2494_G_GT25 | 2494 | G | GT25 | 1631 | Combustion Turbine | NY_Z_J | New York | Kings | 18.8 | 1971 | 9999 |  |  |  | 0.16497 | NEI 2019
Gowanus Gas Turbines Generating | 2494_G_GT26 | 2494 | G | GT26 | 1632 | Combustion Turbine | NY_Z_J | New York | Kings | 20.2 | 1971 | 9999 |  |  |  | 0.16497 | NEI 2019
Gowanus Gas Turbines Generating | 2494_G_GT27 | 2494 | G | GT27 | 1633 | Combustion Turbine | NY_Z_J | New York | Kings | 19.1 | 1971 | 9999 |  |  |  | 0.16497 | NEI 2019
Gowanus Gas Turbines Generating | 2494_G_GT28 | 2494 | G | GT28 | 1634 | Combustion Turbine | NY_Z_J | New York | Kings | 16.1 | 1971 | 9999 |  |  |  | 0.16497 | NEI 2019
Gowanus Gas Turbines Generating | 2494_G_GT31 | 2494 | G | GT31 | 1635 | Combustion Turbine | NY_Z_J | New York | Kings | 16.7 | 1971 | 9999 |  |  |  | 0.16497 | NEI 2019
Gowanus Gas Turbines Generating | 2494_G_GT32 | 2494 | G | GT32 | 1636 | Combustion Turbine | NY_Z_J | New York | Kings | 16.8 | 1971 | 9999 |  |  |  | 0.16497 | NEI 2019
Gowanus Gas Turbines Generating | 2494_G_GT33 | 2494 | G | GT33 | 1637 | Combustion Turbine | NY_Z_J | New York | Kings | 18.1 | 1971 | 9999 |  |  |  | 0.16497 | NEI 2019
Gowanus Gas Turbines Generating | 2494_G_GT34 | 2494 | G | GT34 | 1638 | Combustion Turbine | NY_Z_J | New York | Kings | 16.2 | 1971 | 9999 |  |  |  | 0.16497 | NEI 2019
Gowanus Gas Turbines Generating | 2494_G_GT35 | 2494 | G | GT35 | 1639 | Combustion Turbine | NY_Z_J | New York | Kings | 17.3 | 1971 | 9999 |  |  |  | 0.16497 | NEI 2019
Gowanus Gas Turbines Generating | 2494_G_GT36 | 2494 | G | GT36 | 1640 | Combustion Turbine | NY_Z_J | New York | Kings | 15.5 | 1971 | 9999 |  |  |  | 0.16497 | NEI 2019
Gowanus Gas Turbines Generating | 2494_G_GT37 | 2494 | G | GT37 | 1641 | Combustion Turbine | NY_Z_J | New York | Kings | 17.9 | 1971 | 9999 |  |  |  | 0.16497 | NEI 2019
Gowanus Gas Turbines Generating | 2494_G_GT38 | 2494 | G | GT38 | 1642 | Combustion Turbine | NY_Z_J | New York | Kings | 17.6 | 1971 | 9999 |  |  |  | 0.16497 | NEI 2019
Gowanus Gas Turbines Generating | 2494_G_GT41 | 2494 | G | GT41 | 1643 | Combustion Turbine | NY_Z_J | New York | Kings | 18.2 | 1971 | 9999 |  |  |  | 0.16497 | NEI 2019
Gowanus Gas Turbines Generating | 2494_G_GT42 | 2494 | G | GT42 | 1644 | Combustion Turbine | NY_Z_J | New York | Kings | 17.9 | 1971 | 9999 |  |  |  | 0.16497 | NEI 2019
Gowanus Gas Turbines Generating | 2494_G_GT43 | 2494 | G | GT43 | 1645 | Combustion Turbine | NY_Z_J | New York | Kings | 16.4 | 1971 | 9999 |  |  |  | 0.16497 | NEI 2019
Gowanus Gas Turbines Generating | 2494_G_GT44 | 2494 | G | GT44 | 1646 | Combustion Turbine | NY_Z_J | New York | Kings | 16.5 | 1971 | 9999 |  |  |  | 0.16497 | NEI 2019
Gowanus Gas Turbines Generating | 2494_G_GT45 | 2494 | G | GT45 | 1647 | Combustion Turbine | NY_Z_J | New York | Kings | 16.2 | 1971 | 9999 |  |  |  | 0.16497 | NEI 2019
Gowanus Gas Turbines Generating | 2494_G_GT46 | 2494 | G | GT46 | 1648 | Combustion Turbine | NY_Z_J | New York | Kings | 18 | 1971 | 9999 |  |  |  | 0.16497 | NEI 2019
Gowanus Gas Turbines Generating | 2494_G_GT47 | 2494 | G | GT47 | 1649 | Combustion Turbine | NY_Z_J | New York | Kings | 16.6 | 1971 | 9999 |  |  |  | 0.16497 | NEI 2019
Gowanus Gas Turbines Generating | 2494_G_GT48 | 2494 | G | GT48 | 1650 | Combustion Turbine | NY_Z_J | New York | Kings | 16.6 | 1971 | 9999 | 2019 | 0.61599 | 7468 | 0.16497 | NEI 2019
Hudson Avenue | 2496_G_GT3 | 2496 | G | GT3 | 1655 | Combustion Turbine | NY_Z_J | New York | Kings | 16.7 | 1970 | 9999 |  |  |  | 0.17561 | NEI 2019
Hudson Avenue | 2496_G_GT5 | 2496 | G | GT5 | 1657 | Combustion Turbine | NY_Z_J | New York | Kings | 14.7 | 1970 | 9999 | 2019 | 0.056897 | 648 | 0.17561 | NEI 2019
Narrows Gas Turbines Generating | 2499_G_NT11 | 2499 | G | NT11 | 1659 | Combustion Turbine | NY_Z_J | New York | Kings | 19.6 | 1972 | 9999 |  |  |  | 0.11064 | NEI 2019
Narrows Gas Turbines Generating | 2499_G_NT12 | 2499 | G | NT12 | 1660 | Combustion Turbine | NY_Z_J | New York | Kings | 17.6 | 1972 | 9999 |  |  |  | 0.11064 | NEI 2019
Narrows Gas Turbines Generating | 2499_G_NT13 | 2499 | G | NT13 | 1661 | Combustion Turbine | NY_Z_J | New York | Kings | 18.6 | 1972 | 9999 |  |  |  | 0.11064 | NEI 2019
Narrows Gas Turbines Generating | 2499_G_NT14 | 2499 | G | NT14 | 1662 | Combustion Turbine | NY_Z_J | New York | Kings | 18.7 | 1972 | 9999 |  |  |  | 0.11064 | NEI 2019
Narrows Gas Turbines Generating | 2499_G_NT15 | 2499 | G | NT15 | 1663 | Combustion Turbine | NY_Z_J | New York | Kings | 20.6 | 1972 | 9999 |  |  |  | 0.11064 | NEI 2019
Narrows Gas Turbines Generating | 2499_G_NT16 | 2499 | G | NT16 | 1664 | Combustion Turbine | NY_Z_J | New York | Kings | 15.7 | 1972 | 9999 |  |  |  | 0.11064 | NEI 2019
Narrows Gas Turbines Generating | 2499_G_NT17 | 2499 | G | NT17 | 1665 | Combustion Turbine | NY_Z_J | New York | Kings | 19.8 | 1972 | 9999 |  |  |  | 0.11064 | NEI 2019
Narrows Gas Turbines Generating | 2499_G_NT18 | 2499 | G | NT18 | 1666 | Combustion Turbine | NY_Z_J | New York | Kings | 17.4 | 1972 | 9999 | 2019 | 1.0493 | 18967.9337 | 0.11064 | NEI 2019
Narrows Gas Turbines Generating | 2499_G_NT21 | 2499 | G | NT21 | 1667 | Combustion Turbine | NY_Z_J | New York | Kings | 19 | 1972 | 9999 |  |  |  | 0.12001 | NEI 2019
Narrows Gas Turbines Generating | 2499_G_NT22 | 2499 | G | NT22 | 1668 | Combustion Turbine | NY_Z_J | New York | Kings | 16.3 | 1972 | 9999 |  |  |  | 0.12001 | NEI 2019
Narrows Gas Turbines Generating | 2499_G_NT23 | 2499 | G | NT23 | 1669 | Combustion Turbine | NY_Z_J | New York | Kings | 17.7 | 1972 | 9999 |  |  |  | 0.12001 | NEI 2019
Narrows Gas Turbines Generating | 2499_G_NT24 | 2499 | G | NT24 | 1670 | Combustion Turbine | NY_Z_J | New York | Kings | 18 | 1972 | 9999 |  |  |  | 0.12001 | NEI 2019
Narrows Gas Turbines Generating | 2499_G_NT25 | 2499 | G | NT25 | 1671 | Combustion Turbine | NY_Z_J | New York | Kings | 18.4 | 1972 | 9999 |  |  |  | 0.12001 | NEI 2019
Narrows Gas Turbines Generating | 2499_G_NT26 | 2499 | G | NT26 | 1672 | Combustion Turbine | NY_Z_J | New York | Kings | 16.6 | 1972 | 9999 |  |  |  | 0.12001 | NEI 2019
Narrows Gas Turbines Generating | 2499_G_NT27 | 2499 | G | NT27 | 1673 | Combustion Turbine | NY_Z_J | New York | Kings | 18.9 | 1972 | 9999 |  |  |  | 0.12001 | NEI 2019
Narrows Gas Turbines Generating | 2499_G_NT28 | 2499 | G | NT28 | 1674 | Combustion Turbine | NY_Z_J | New York | Kings | 16.5 | 1972 | 9999 | 2019 | 1.0874 | 18122.0663 | 0.12001 | NEI 2019
Ravenswood | 2500_G_4 | 2500 | G | 4 | 89141 | Combined Cycle | NY_Z_J | New York | Queens | 169.7 | 2003 | 9999 | 2019 | 73.3103 | 1525287 | 0.09613 | NEI 2019
Ravenswood | 2500_G_4S | 2500 | G | 4S | 89141 | Combined Cycle | NY_Z_J | New York | Queens | 79.1 | 2003 | 9999 |  |  |  | 0.09613 | NEI 2019
Ravenswood | 2500_G_GT1 | 2500 | G | GT1 | 1682 | Combustion Turbine | NY_Z_J | New York | Queens | 8.7 | 1967 | 9999 | 2019 | 0.014924 | 94.6626 | 0.31532 | NEI 2019
Ravenswood | 2500_G_GT10 | 2500 | G | GT10 | 1689 | Combustion Turbine | NY_Z_J | New York | Queens | 19.2 | 1969 | 9999 | 2019 | 0.05661 | 208.9105 | 0.54195 | NEI 2019
Ravenswood | 2500_G_GT11 | 2500 | G | GT11 | 1690 | Combustion Turbine | NY_Z_J | New York | Queens | 17.3 | 1969 | 9999 | 2019 | 0.064688 | 188.237 | 0.6873 | NEI 2019
59th Street | 2503_G_GT1 | 2503 | G | GT1 | 1713 | Combustion Turbine | NY_Z_J | New York | New York | 15.5 | 1969 | 9999 | 2019 | 0.032299 | 119 | 0.54284 | NEI 2019
74th Street | 2504_G_GT1 | 2504 | G | GT1 | 1717 | Combustion Turbine | NY_Z_J | New York | New York | 19 | 1968 | 9999 |  |  |  | 0.20707 | NEI 2019
74th Street | 2504_G_GT2 | 2504 | G | GT2 | 1718 | Combustion Turbine | NY_Z_J | New York | New York | 18.9 | 1968 | 9999 | 2019 | 0.032717 | 316 | 0.20707 | NEI 2019
E F Barrett | 2511_G_10 | 2511 | G | 10 | 1729 | Combustion Turbine | NY_Z_K | New York | Nassau | 39.6 | 1971 | 9999 |  |  |  | 0.1413 | NEI 2019
E F Barrett | 2511_G_11 | 2511 | G | 11 | 1731 | Combustion Turbine | NY_Z_K | New York | Nassau | 40.1 | 1971 | 9999 |  |  |  | 0.1413 | NEI 2019
E F Barrett | 2511_G_12 | 2511 | G | 12 | 1733 | Combustion Turbine | NY_Z_K | New York | Nassau | 40.9 | 1971 | 9999 |  |  |  | 0.1413 | NEI 2019
E F Barrett | 2511_G_3 | 2511 | G | 3 | 1721 | Combustion Turbine | NY_Z_K | New York | Nassau | 17.2 | 1970 | 9999 |  |  |  | 0.06577 | NEI 2019
E F Barrett | 2511_G_4 | 2511 | G | 4 | 1722 | Combustion Turbine | NY_Z_K | New York | Nassau | 17.1 | 1970 | 9999 |  |  |  | 0.06577 | NEI 2019
E F Barrett | 2511_G_5 | 2511 | G | 5 | 1723 | Combustion Turbine | NY_Z_K | New York | Nassau | 17.3 | 1970 | 9999 |  |  |  | 0.06577 | NEI 2019
E F Barrett | 2511_G_6 | 2511 | G | 6 | 1724 | Combustion Turbine | NY_Z_K | New York | Nassau | 17.8 | 1970 | 9999 |  |  |  | 0.06577 | NEI 2019
E F Barrett | 2511_G_8 | 2511 | G | 8 | 1726 | Combustion Turbine | NY_Z_K | New York | Nassau | 16.9 | 1970 | 9999 |  |  |  | 0.06577 | NEI 2019
E F Barrett | 2511_G_9 | 2511 | G | 9 | 1735 | Combustion Turbine | NY_Z_K | New York | Nassau | 40.7 | 1971 | 9999 | 2019 | 3.4919 | 49425.6202 | 0.1413 | NEI 2019
E F Barrett | 2511_G_GT1 | 2511 | G | GT1 | 1728 | Combustion Turbine | NY_Z_K | New York | Nassau | 17.4 | 1970 | 9999 | 2019 | 1.2213 | 37138.1598 | 0.06577 | NEI 2019
E F Barrett | 2511_G_GT2 | 2511 | G | GT2 | 1728 | Combustion Turbine | NY_Z_K | New York | Nassau | 17.5 | 1970 | 9999 |  |  |  | 0.06577 | NEI 2019
East Hampton | 2512_G_1 | 2512 | G | 1 | 1737 | Combustion Turbine | NY_Z_K | New York | Suffolk | 19.2 | 1970 | 9999 | 2019 | 0.95564 | 12044 | 0.15869 | NEI 2019
East Hampton | 2512_G_2 | 2512 | G | 2 |  | Combustion Turbine | NY_Z_K | New York | Suffolk | 2 | 1962 | 9999 |  |  |  | 0.92213 | Default Emission Factor
East Hampton | 2512_G_3 | 2512 | G | 3 |  | Combustion Turbine | NY_Z_K | New York | Suffolk | 2 | 1962 | 9999 |  |  |  | 0.92213 | Default Emission Factor
East Hampton | 2512_G_4 | 2512 | G | 4 |  | Combustion Turbine | NY_Z_K | New York | Suffolk | 2 | 1962 | 9999 |  |  |  | 0.92213 | Default Emission Factor
Glenwood | 2514_G_GT2 | 2514 | G | GT2 | 1741 | Combustion Turbine | NY_Z_K | New York | Nassau | 49 | 1972 | 9999 | 2019 | 0.046919 | 281.4793 | 0.33337 | NEI 2019
Glenwood | 2514_G_GT3 | 2514 | G | GT3 | 1742 | Combustion Turbine | NY_Z_K | New York | Nassau | 55.1 | 1972 | 9999 | 2019 | 0.03122 | 316.5207 | 0.19727 | NEI 2019
Northport | 2516_G_GT1 | 2516 | G | GT1 | 1747 | Combustion Turbine | NY_Z_K | New York | Suffolk | 11.8 | 1967 | 9999 |  |  |  | 0.12736 | Default Emission Factor
Port Jefferson | 2517_G_GT1 | 2517 | G | GT1 | 1752 | Combustion Turbine | NY_Z_K | New York | Suffolk | 12.1 | 1966 | 9999 | 2019 | 0.032074 | 5550.1163 | 0.01156 | NEI 2019
Port Jefferson | 2517_G_GT2 | 2517 | G | GT2 | 10016 | Combustion Turbine | NY_Z_K | New York | Suffolk | 40.5 | 2002 | 9999 |  |  |  | 0.06837 | NEI 2019
Port Jefferson | 2517_G_GT3 | 2517 | G | GT3 | 10017 | Combustion Turbine | NY_Z_K | New York | Suffolk | 41.1 | 2002 | 9999 | 2019 | 1.2794 | 37428.8837 | 0.06837 | NEI 2019
Shoreham | 2518_G_GT1 | 2518 | G | GT1 | 2958 | Combustion Turbine | NY_Z_K | New York | Suffolk | 49.8 | 1971 | 9999 | 2019 | 0.070217 | 715.5434 | 0.19626 | NEI 2019
Shoreham | 2518_G_GT2 | 2518 | G | GT2 | 2959 | Combustion Turbine | NY_Z_K | New York | Suffolk | 15.9 | 1966 | 9999 | 2019 | 0.029692 | 228.4566 | 0.25994 | NEI 2019
South Hampton | 2519_G_1 | 2519 | G | 1 |  | Combustion Turbine | NY_Z_K | New York | Suffolk | 8.5 | 1963 | 9999 | 2019 | 0.50504 | 2104 | 0.48007 | NEI 2019
Southold | 2520_G_1 | 2520 | G | 1 |  | Combustion Turbine | NY_Z_K | New York | Suffolk | 10 | 1964 | 9999 | 2019 | 0.37095 | 1725 | 0.43008 | NEI 2019
Harris Lake | 2528_G_1 | 2528 | G | 1 |  | Combustion Turbine | NY_Z_D | New York | Essex | 1.7 | 1967 | 9999 |  |  |  | 0.92213 | Default Emission Factor
Harris Lake | 2528_G_2 | 2528 | G | 2 |  | Combustion Turbine | NY_Z_D | New York | Essex | 2.3 | 2017 | 9999 |  |  |  | 0.92213 | Default Emission Factor
Bethlehem Energy Center | 2539_G_5 | 2539 | G | 5 | 1771 | Combined Cycle | NY_Z_F | New York | Albany | 182.6 | 2005 | 9999 | 2019 | 41.6755 | 4544459 | 0.01834 | NEI 2019
Bethlehem Energy Center | 2539_G_6 | 2539 | G | 6 | 1772 | Combined Cycle | NY_Z_F | New York | Albany | 182.6 | 2005 | 9999 |  |  |  | 0.01834 | NEI 2019
Bethlehem Energy Center | 2539_G_7 | 2539 | G | 7 | 1773 | Combined Cycle | NY_Z_F | New York | Albany | 182.6 | 2005 | 9999 |  |  |  | 0.01834 | NEI 2019
Bethlehem Energy Center | 2539_G_8 | 2539 | G | 8 | 1771 | Combined Cycle | NY_Z_F | New York | Albany | 257 | 2005 | 9999 |  |  |  | 0.01834 | NEI 2019
E C Gaston | 26_G_GT4 | 26 | G | GT4 |  | Combustion Turbine | S_SOU | Alabama | Shelby | 16 | 1970 | 9999 | 2019 | 0.022 | 147 | 0.29932 | NEI 2019
Dynegy Moss Landing Power Plant | 260_G_CT1A | 260 | G | CT1A | 149 | Combined Cycle | WEC_CALN | California | Monterey | 165 | 2002 | 9999 |  |  |  | 0.04505 | Default Emission Factor
Dynegy Moss Landing Power Plant | 260_G_CT1B | 260 | G | CT1B | 150 | Combined Cycle | WEC_CALN | California | Monterey | 165 | 2002 | 9999 |  |  |  | 0.04505 | Default Emission Factor
Dynegy Moss Landing Power Plant | 260_G_CT2A | 260 | G | CT2A | 152 | Combined Cycle | WEC_CALN | California | Monterey | 165 | 2002 | 9999 |  |  |  | 0.04505 | Default Emission Factor
Dynegy Moss Landing Power Plant | 260_G_CT2B | 260 | G | CT2B | 153 | Combined Cycle | WEC_CALN | California | Monterey | 165 | 2002 | 9999 |  |  |  | 0.04505 | Default Emission Factor
Dynegy Moss Landing Power Plant | 260_G_ST1 | 260 | G | ST1 | 149 | Combined Cycle | WEC_CALN | California | Monterey | 180 | 2002 | 9999 |  |  |  | 0.04505 | Default Emission Factor
Dynegy Moss Landing Power Plant | 260_G_ST2 | 260 | G | ST2 | 152 | Combined Cycle | WEC_CALN | California | Monterey | 180 | 2002 | 9999 |  |  |  | 0.04505 | Default Emission Factor
Hillburn | 2628_G_GEN1 | 2628 | G | GEN1 | 1795 | Combustion Turbine | NY_Z_G-I | New York | Rockland | 33.1 | 1972 | 9999 | 2019 | 0.017941 | 305 | 0.11764 | NEI 2019
Shoemaker | 2632_G_SHOE | 2632 | G | SHOE | 1799 | Combustion Turbine | NY_Z_G-I | New York | Orange | 33 | 1972 | 9999 | 2019 | 0.06392 | 1117 | 0.11445 | NEI 2019
Plant No 1 Freeport | 2678_G_2 | 2678 | G | 2 |  | Combustion Turbine | NY_Z_K | New York | Nassau | 2.2 | 1949 | 9999 | 2019 | 0.003 | 16.4368 | 0.36504 | NEI 2019
Plant No 1 Freeport | 2678_G_3 | 2678 | G | 3 |  | Combustion Turbine | NY_Z_K | New York | Nassau | 2 | 1954 | 9999 | 2019 | 0.006155 | 14.9425 | 0.82382 | NEI 2019
Plant No 2 Freeport | 2679_G_3 | 2679 | G | 3 |  | Combustion Turbine | NY_Z_K | New York | Nassau | 16.8 | 1973 | 9999 | 2019 | 0.022455 | 3529.2766 | 0.01273 | NEI 2019
Plant No 2 Freeport | 2679_G_CT5 | 2679 | G | CT5 | 88098 | Combustion Turbine | NY_Z_K | New York | Nassau | 49 | 2004 | 9999 | 2019 | 0.16665 | 10293.7234 | 0.03238 | NEI 2019
Greenport | 2681_G_4 | 2681 | G | 4 |  | Combustion Turbine | NY_Z_K | New York | Suffolk | 1 | 1957 | 9999 |  |  |  | 0.92213 | Default Emission Factor
Greenport | 2681_G_5 | 2681 | G | 5 |  | Combustion Turbine | NY_Z_K | New York | Suffolk | 1.5 | 1965 | 9999 |  |  |  | 0.92213 | Default Emission Factor
Greenport | 2681_G_6 | 2681 | G | 6 |  | Combustion Turbine | NY_Z_K | New York | Suffolk | 3 | 1971 | 9999 |  |  |  | 0.92213 | Default Emission Factor
S A Carlson | 2682_G_7 | 2682 | G | 7 | 1814 | Combustion Turbine | NY_Z_A | New York | Chautauqua | 42 | 2001 | 9999 | 2019 | 0.38635 | 140677.8904 | 0.00549 | NEI 2019
Charles P Keller | 2695_G_10 | 2695 | G | 10 |  | Combustion Turbine | NY_Z_K | New York | Nassau | 3.2 | 1954 | 9999 |  |  |  | 0.92213 | Default Emission Factor
Charles P Keller | 2695_G_11 | 2695 | G | 11 |  | Combustion Turbine | NY_Z_K | New York | Nassau | 5.2 | 1962 | 9999 |  |  |  | 0.92213 | Default Emission Factor
Charles P Keller | 2695_G_12 | 2695 | G | 12 |  | Combustion Turbine | NY_Z_K | New York | Nassau | 5.5 | 1967 | 9999 |  |  |  | 0.92213 | Default Emission Factor
Charles P Keller | 2695_G_13 | 2695 | G | 13 |  | Combustion Turbine | NY_Z_K | New York | Nassau | 5.5 | 1974 | 9999 |  |  |  | 0.92213 | Default Emission Factor
Charles P Keller | 2695_G_14 | 2695 | G | 14 |  | Combustion Turbine | NY_Z_K | New York | Nassau | 6.2 | 1994 | 9999 |  |  |  | 0.92213 | Default Emission Factor
Charles P Keller | 2695_G_9 | 2695 | G | 9 |  | Combustion Turbine | NY_Z_K | New York | Nassau | 3.2 | 1954 | 9999 |  |  |  | 0.92213 | Default Emission Factor
Asheville | 2706_G_CT5 | 2706 | G | CT5 |  | Combined Cycle | S_VACA | North Carolina | Buncombe | 191.2 | 2019 | 9999 |  |  |  | 0.02842 | Default Emission Factor
Asheville | 2706_G_CT7 | 2706 | G | CT7 |  | Combined Cycle | S_VACA | North Carolina | Buncombe | 191.2 | 2019 | 9999 |  |  |  | 0.02842 | Default Emission Factor
Asheville | 2706_G_GT1 | 2706 | G | GT1 | 1818 | Combustion Turbine | S_VACA | North Carolina | Buncombe | 160 | 1999 | 9999 | 2019 | 2.9983 | 671480 | 0.00893 | NEI 2019
Asheville | 2706_G_GT2 | 2706 | G | GT2 | 1819 | Combustion Turbine | S_VACA | North Carolina | Buncombe | 160 | 2000 | 9999 | 2019 | 3.0782 | 374182 | 0.01645 | NEI 2019
Asheville | 2706_G_ST6 | 2706 | G | ST6 | 1816 | Combined Cycle | S_VACA | North Carolina | Buncombe | 102 | 2019 | 9999 |  |  |  | 0.02842 | Default Emission Factor
Asheville | 2706_G_ST8 | 2706 | G | ST8 | 1817 | Combined Cycle | S_VACA | North Carolina | Buncombe | 102 | 2019 | 9999 |  |  |  | 0.02842 | Default Emission Factor
Blewett | 2707_G_GT1 | 2707 | G | GT1 | 90042 | Combustion Turbine | S_VACA | North Carolina | Anson | 13 | 1971 | 9999 |  |  |  | 0.12736 | Default Emission Factor
Blewett | 2707_G_GT2 | 2707 | G | GT2 | 90043 | Combustion Turbine | S_VACA | North Carolina | Anson | 13 | 1971 | 9999 |  |  |  | 0.12736 | Default Emission Factor
Blewett | 2707_G_GT3 | 2707 | G | GT3 | 90044 | Combustion Turbine | S_VACA | North Carolina | Anson | 13 | 1971 | 9999 |  |  |  | 0.12736 | Default Emission Factor
Blewett | 2707_G_GT4 | 2707 | G | GT4 | 90045 | Combustion Turbine | S_VACA | North Carolina | Anson | 13 | 1971 | 9999 |  |  |  | 0.12736 | Default Emission Factor
W H Weatherspoon | 2716_G_GT1 | 2716 | G | GT1 | 88324 | Combustion Turbine | S_VACA | North Carolina | Robeson | 31 | 1970 | 9999 |  |  |  | 0.12736 | Default Emission Factor
W H Weatherspoon | 2716_G_GT2 | 2716 | G | GT2 | 88325 | Combustion Turbine | S_VACA | North Carolina | Robeson | 31 | 1970 | 9999 |  |  |  | 0.12736 | Default Emission Factor
W H Weatherspoon | 2716_G_GT3 | 2716 | G | GT3 | 88326 | Combustion Turbine | S_VACA | North Carolina | Robeson | 32 | 1971 | 9999 |  |  |  | 0.12736 | Default Emission Factor
W H Weatherspoon | 2716_G_GT4 | 2716 | G | GT4 | 88327 | Combustion Turbine | S_VACA | North Carolina | Robeson | 30 | 1971 | 9999 |  |  |  | 0.12736 | Default Emission Factor
Buck | 2720_G_CT11 | 2720 | G | CT11 | 90410 | Combined Cycle | S_VACA | North Carolina | Rowan | 178 | 2011 | 9999 | 2019 | 43.42 | 4392284 | 0.01977 | NEI 2019
Buck | 2720_G_CT12 | 2720 | G | CT12 | 90411 | Combined Cycle | S_VACA | North Carolina | Rowan | 178 | 2011 | 9999 |  |  |  | 0.01977 | NEI 2019
Buck | 2720_G_ST10 | 2720 | G | ST10 | 90410 | Combined Cycle | S_VACA | North Carolina | Rowan | 312 | 2011 | 9999 |  |  |  | 0.01977 | NEI 2019
Dan River | 2723_G_CT8 | 2723 | G | CT8 | 90412 | Combined Cycle | S_VACA | North Carolina | Rockingham | 171 | 2012 | 9999 | 2019 | 144.09 | 4394833 | 0.06557 | NEI 2019
Dan River | 2723_G_CT9 | 2723 | G | CT9 | 90413 | Combined Cycle | S_VACA | North Carolina | Rockingham | 171 | 2012 | 9999 |  |  |  | 0.06557 | NEI 2019
Dan River | 2723_G_ST7 | 2723 | G | ST7 | 90412 | Combined Cycle | S_VACA | North Carolina | Rockingham | 320 | 2012 | 9999 |  |  |  | 0.06557 | NEI 2019
Buxton | 2783_G_1A | 2783 | G | 1A |  | Combustion Turbine | PJM_Dom | North Carolina | Dare | 3 | 1991 | 9999 |  |  |  | 1.2022 | NEI 2019
Buxton | 2783_G_2A | 2783 | G | 2A |  | Combustion Turbine | PJM_Dom | North Carolina | Dare | 3 | 1991 | 9999 |  |  |  | 1.2022 | NEI 2019
Buxton | 2783_G_3A | 2783 | G | 3A |  | Combustion Turbine | PJM_Dom | North Carolina | Dare | 3 | 1991 | 9999 |  |  |  | 1.2022 | NEI 2019
Buxton | 2783_G_4A | 2783 | G | 4A |  | Combustion Turbine | PJM_Dom | North Carolina | Dare | 3 | 1991 | 9999 |  |  |  | 1.2022 | NEI 2019
Buxton | 2783_G_5A | 2783 | G | 5A |  | Combustion Turbine | PJM_Dom | North Carolina | Dare | 3 | 1991 | 9999 | 2019 | 0.33 | 549 | 1.2022 | NEI 2019
R M Heskett | 2790_G_3 | 2790 | G | 3 | 90931 | Combustion Turbine | MIS_MAPP | North Dakota | Morton | 88 | 2014 | 9999 | 2019 | 0.182 | 714 | 0.5098 | NEI 2019
Jamestown | 2801_G_1 | 2801 | G | 1 |  | Combustion Turbine | MIS_MAPP | North Dakota | Stutsman | 20.5 | 1976 | 9999 |  |  |  | 0.12736 | Default Emission Factor
Jamestown | 2801_G_2 | 2801 | G | 2 |  | Combustion Turbine | MIS_MAPP | North Dakota | Stutsman | 21.2 | 1978 | 9999 |  |  |  | 0.12736 | Default Emission Factor
Grafton | 2811_G_1 | 2811 | G | 1 |  | Combustion Turbine | MIS_MAPP | North Dakota | Walsh | 0.6 | 1937 | 9999 |  |  |  | 0.92213 | Default Emission Factor
Grafton | 2811_G_2 | 2811 | G | 2 |  | Combustion Turbine | MIS_MAPP | North Dakota | Walsh | 0.8 | 1949 | 9999 |  |  |  | 0.92213 | Default Emission Factor
Grafton | 2811_G_3 | 2811 | G | 3 |  | Combustion Turbine | MIS_MAPP | North Dakota | Walsh | 1.3 | 1956 | 9999 |  |  |  | 0.92213 | Default Emission Factor
Grafton | 2811_G_4 | 2811 | G | 4 |  | Combustion Turbine | MIS_MAPP | North Dakota | Walsh | 1.3 | 1956 | 9999 |  |  |  | 0.92213 | Default Emission Factor
Dicks Creek | 2831_G_1 | 2831 | G | 1 | 9185 | Combustion Turbine | PJM_West | Ohio | Butler | 92 | 1965 | 9999 | 2019 | 0.18 | 3542.8781 | 0.10161 | NEI 2019
Dicks Creek | 2831_G_3 | 2831 | G | 3 |  | Combustion Turbine | PJM_West | Ohio | Butler | 14.2 | 1969 | 9999 | 2019 | 0.028 | 546.8355 | 0.10241 | NEI 2019
Dicks Creek | 2831_G_4 | 2831 | G | 4 |  | Combustion Turbine | PJM_West | Ohio | Butler | 15 | 1969 | 9999 | 2019 | 0.014 | 577.6432 | 0.04847 | NEI 2019
Dicks Creek | 2831_G_5 | 2831 | G | 5 |  | Combustion Turbine | PJM_West | Ohio | Butler | 15 | 1969 | 9999 | 2019 | 0.016 | 577.6432 | 0.0554 | NEI 2019
Miami Fort | 2832_G_GT3 | 2832 | G | GT3 |  | Combustion Turbine | PJM_West | Ohio | Hamilton | 14 | 1971 | 9999 | 2019 | 0.0072 | 78.5 | 0.18344 | NEI 2019
Miami Fort | 2832_G_GT4 | 2832 | G | GT4 |  | Combustion Turbine | PJM_West | Ohio | Hamilton | 14 | 1971 | 9999 | 2019 | 0.0131 | 78.5 | 0.33376 | NEI 2019
Miami Fort | 2832_G_GT5 | 2832 | G | GT5 |  | Combustion Turbine | PJM_West | Ohio | Hamilton | 14 | 1971 | 9999 | 2019 | 0.0099 | 78.5 | 0.25223 | NEI 2019
Miami Fort | 2832_G_GT6 | 2832 | G | GT6 |  | Combustion Turbine | PJM_West | Ohio | Hamilton | 14 | 1971 | 9999 | 2019 | 0.0094 | 78.5 | 0.23949 | NEI 2019
Frank M Tait | 2847_G_GT1 | 2847 | G | GT1 | 1928 | Combustion Turbine | PJM_West | Ohio | Montgomery | 88 | 1995 | 9999 | 2019 | 3.984 | 294333.5299 | 0.02707 | NEI 2019
Frank M Tait | 2847_G_GT2 | 2847 | G | GT2 | 1929 | Combustion Turbine | PJM_West | Ohio | Montgomery | 89 | 1996 | 9999 | 2019 | 5.83 | 297678.2291 | 0.03917 | NEI 2019
Frank M Tait | 2847_G_GT3 | 2847 | G | GT3 | 1930 | Combustion Turbine | PJM_West | Ohio | Montgomery | 79 | 1998 | 9999 | 2019 | 17.142 | 264231.237 | 0.12975 | NEI 2019
Frank M Tait | 2847_G_IC1 | 2847 | G | IC1 |  | Combustion Turbine | PJM_West | Ohio | Montgomery | 2.5 | 1967 | 9999 |  |  |  | 0.92213 | Default Emission Factor
Frank M Tait | 2847_G_IC2 | 2847 | G | IC2 |  | Combustion Turbine | PJM_West | Ohio | Montgomery | 2.5 | 1967 | 9999 |  |  |  | 0.92213 | Default Emission Factor
Frank M Tait | 2847_G_IC3 | 2847 | G | IC3 |  | Combustion Turbine | PJM_West | Ohio | Montgomery | 2.5 | 1967 | 9999 |  |  |  | 0.92213 | Default Emission Factor
Frank M Tait | 2847_G_IC4 | 2847 | G | IC4 |  | Combustion Turbine | PJM_West | Ohio | Montgomery | 2.5 | 1967 | 9999 |  |  |  | 0.92213 | Default Emission Factor
O H Hutchings | 2848_G_7 | 2848 | G | 7 | 88237 | Combustion Turbine | PJM_West | Ohio | Montgomery | 25 | 1968 | 9999 |  |  |  | 0.12736 | Default Emission Factor
Monument | 2851_G_1 | 2851 | G | 1 |  | Combustion Turbine | PJM_West | Ohio | Montgomery | 2.4 | 1968 | 9999 |  |  |  | 0.92213 | Default Emission Factor
Monument | 2851_G_2 | 2851 | G | 2 |  | Combustion Turbine | PJM_West | Ohio | Montgomery | 2.4 | 1968 | 9999 |  |  |  | 0.92213 | Default Emission Factor
Monument | 2851_G_3 | 2851 | G | 3 |  | Combustion Turbine | PJM_West | Ohio | Montgomery | 2.4 | 1968 | 9999 |  |  |  | 0.92213 | Default Emission Factor
Monument | 2851_G_4 | 2851 | G | 4 |  | Combustion Turbine | PJM_West | Ohio | Montgomery | 2.4 | 1968 | 9999 |  |  |  | 0.92213 | Default Emission Factor
Monument | 2851_G_5 | 2851 | G | 5 |  | Combustion Turbine | PJM_West | Ohio | Montgomery | 2.4 | 1968 | 9999 |  |  |  | 0.92213 | Default Emission Factor
Sidney (OH) | 2852_G_1 | 2852 | G | 1 |  | Combustion Turbine | PJM_West | Ohio | Shelby | 2.4 | 1968 | 9999 |  |  |  | 0.92213 | Default Emission Factor
Sidney (OH) | 2852_G_2 | 2852 | G | 2 |  | Combustion Turbine | PJM_West | Ohio | Shelby | 2.4 | 1968 | 9999 |  |  |  | 0.92213 | Default Emission Factor
Sidney (OH) | 2852_G_3 | 2852 | G | 3 |  | Combustion Turbine | PJM_West | Ohio | Shelby | 2.4 | 1968 | 9999 |  |  |  | 0.92213 | Default Emission Factor
Sidney (OH) | 2852_G_4 | 2852 | G | 4 |  | Combustion Turbine | PJM_West | Ohio | Shelby | 2.4 | 1968 | 9999 |  |  |  | 0.92213 | Default Emission Factor
Sidney (OH) | 2852_G_5 | 2852 | G | 5 |  | Combustion Turbine | PJM_West | Ohio | Shelby | 2.4 | 1968 | 9999 |  |  |  | 0.92213 | Default Emission Factor
Yankee Street | 2854_G_1 | 2854 | G | 1 |  | Combustion Turbine | PJM_West | Ohio | Montgomery | 19.5 | 1969 | 9999 | 2019 | 0.0114 | 1036.4067 | 0.022 | NEI 2019
Yankee Street | 2854_G_2 | 2854 | G | 2 |  | Combustion Turbine | PJM_West | Ohio | Montgomery | 19.5 | 1969 | 9999 | 2019 | 0.013586 | 1036.4067 | 0.02622 | NEI 2019
Yankee Street | 2854_G_3 | 2854 | G | 3 |  | Combustion Turbine | PJM_West | Ohio | Montgomery | 19.3 | 1969 | 9999 | 2019 | 0.013088 | 1025.7769 | 0.02552 | NEI 2019
Yankee Street | 2854_G_4 | 2854 | G | 4 |  | Combustion Turbine | PJM_West | Ohio | Montgomery | 11 | 1970 | 9999 | 2019 | 0.0038 | 584.6397 | 0.013 | NEI 2019
Yankee Street | 2854_G_5 | 2854 | G | 5 |  | Combustion Turbine | PJM_West | Ohio | Montgomery | 9 | 1970 | 9999 | 2019 | 0.005682 | 478.3416 | 0.02376 | NEI 2019
Yankee Street | 2854_G_6 | 2854 | G | 6 |  | Combustion Turbine | PJM_West | Ohio | Montgomery | 12 | 1970 | 9999 | 2019 | 0.0106 | 637.7887 | 0.03324 | NEI 2019
Yankee Street | 2854_G_7 | 2854 | G | 7 |  | Combustion Turbine | PJM_West | Ohio | Montgomery | 11 | 1970 | 9999 | 2019 | 0.0066 | 584.6397 | 0.02258 | NEI 2019
Niles Power Plant | 2861_G_GT1 | 2861 | G | GT1 | 9278 | Combustion Turbine | PJM_ATSI | Ohio | Trumbull | 25 | 1972 | 9999 |  |  |  | 0.12736 | Default Emission Factor
FirstEnergy West Lorain | 2869_G_1A | 2869 | G | 1A | 9279 | Combustion Turbine | PJM_ATSI | Ohio | Lorain | 57 | 1973 | 9999 | 2019 | 0.0311 | 1067.0315 | 0.05829 | NEI 2019
FirstEnergy West Lorain | 2869_G_1B | 2869 | G | 1B | 9280 | Combustion Turbine | PJM_ATSI | Ohio | Lorain | 57 | 1973 | 9999 | 2019 | 0.0106 | 1067.0315 | 0.01987 | NEI 2019
FirstEnergy West Lorain | 2869_G_2 | 2869 | G | 2 | 8316 | Combustion Turbine | PJM_ATSI | Ohio | Lorain | 85 | 2001 | 9999 | 2019 | 0.0808 | 1591.1874 | 0.10156 | NEI 2019
FirstEnergy West Lorain | 2869_G_3 | 2869 | G | 3 | 8318 | Combustion Turbine | PJM_ATSI | Ohio | Lorain | 85 | 2001 | 9999 | 2019 | 0.27 | 1591.1874 | 0.33937 | NEI 2019
FirstEnergy West Lorain | 2869_G_4 | 2869 | G | 4 | 8320 | Combustion Turbine | PJM_ATSI | Ohio | Lorain | 85 | 2001 | 9999 | 2019 | 0.0378 | 1591.1874 | 0.04751 | NEI 2019
FirstEnergy West Lorain | 2869_G_5 | 2869 | G | 5 | 8322 | Combustion Turbine | PJM_ATSI | Ohio | Lorain | 85 | 2001 | 9999 | 2019 | 0.0574 | 1591.1874 | 0.07215 | NEI 2019
FirstEnergy West Lorain | 2869_G_6 | 2869 | G | 6 | 8324 | Combustion Turbine | PJM_ATSI | Ohio | Lorain | 85 | 2001 | 9999 | 2019 | 0.0491 | 1591.1874 | 0.06172 | NEI 2019
FirstEnergy Bay Shore | 2878_G_CT | 2878 | G | CT |  | Combustion Turbine | PJM_ATSI | Ohio | Lucas | 16 | 1967 | 9999 |  |  |  | 0.12736 | Default Emission Factor
Richland | 2880_G_1 | 2880 | G | 1 |  | Combustion Turbine | PJM_ATSI | Ohio | Defiance | 11 | 1965 | 9999 |  |  |  | 0.12736 | Default Emission Factor
Richland | 2880_G_2 | 2880 | G | 2 |  | Combustion Turbine | PJM_ATSI | Ohio | Defiance | 11 | 1966 | 9999 |  |  |  | 0.12736 | Default Emission Factor
Richland | 2880_G_3 | 2880 | G | 3 |  | Combustion Turbine | PJM_ATSI | Ohio | Defiance | 11 | 1966 | 9999 |  |  |  | 0.12736 | Default Emission Factor
Richland | 2880_G_4 | 2880 | G | 4 | 1988 | Combustion Turbine | PJM_ATSI | Ohio | Defiance | 112 | 2001 | 9999 | 2019 | 5.55 | 70858.6655 | 0.15665 | NEI 2019
Richland | 2880_G_5 | 2880 | G | 5 | 1989 | Combustion Turbine | PJM_ATSI | Ohio | Defiance | 112 | 2001 | 9999 | 2019 | 6.02 | 70858.6655 | 0.16992 | NEI 2019
Richland | 2880_G_6 | 2880 | G | 6 | 1990 | Combustion Turbine | PJM_ATSI | Ohio | Defiance | 112 | 2001 | 9999 | 2019 | 5.01 | 70858.6655 | 0.14141 | NEI 2019
Stryker | 2881_G_1 | 2881 | G | 1 |  | Combustion Turbine | PJM_ATSI | Ohio | Williams | 17 | 1968 | 9999 |  |  |  | 0.12736 | Default Emission Factor
Arcanum | 2902_G_1 | 2902 | G | 1 |  | Combustion Turbine | PJM_West | Ohio | Darke | 0.8 | 1951 | 9999 |  |  |  | 0.92213 | Default Emission Factor
Arcanum | 2902_G_2 | 2902 | G | 2 |  | Combustion Turbine | PJM_West | Ohio | Darke | 0.6 | 1946 | 9999 |  |  |  | 0.92213 | Default Emission Factor
Bryan (OH) | 2903_G_1 | 2903 | G | 1 |  | Combustion Turbine | PJM_ATSI | Ohio | Williams | 12.5 | 1970 | 9999 |  |  |  | 0.12736 | Default Emission Factor
Bryan (OH) | 2903_G_2 | 2903 | G | 2 |  | Combustion Turbine | PJM_ATSI | Ohio | Williams | 12.5 | 1988 | 9999 |  |  |  | 0.12736 | Default Emission Factor
Bryan (OH) | 2903_G_5 | 2903 | G | 5 |  | Combustion Turbine | PJM_ATSI | Ohio | Williams | 2.5 | 1948 | 9999 |  |  |  | 0.92213 | Default Emission Factor
Bryan (OH) | 2903_G_6 | 2903 | G | 6 |  | Combustion Turbine | PJM_ATSI | Ohio | Williams | 4 | 1963 | 9999 |  |  |  | 0.12736 | Default Emission Factor
Collinwood | 2906_G_3 | 2906 | G | 3 |  | Combustion Turbine | PJM_ATSI | Ohio | Cuyahoga | 16 | 1971 | 9999 |  |  |  | 0.12736 | Default Emission Factor
West 41st Street | 2909_G_1 | 2909 | G | 1 |  | Combustion Turbine | PJM_ATSI | Ohio | Cuyahoga | 16 | 1970 | 9999 | 2019 | 0.022175 | 173 | 0.25636 | NEI 2019
West 41st Street | 2909_G_2 | 2909 | G | 2 |  | Combustion Turbine | PJM_ATSI | Ohio | Cuyahoga | 16 | 1970 | 9999 |  |  |  | 0.12736 | Default Emission Factor
Dover | 2914_G_5 | 2914 | G | 5 |  | Combustion Turbine | PJM_West | Ohio | Tuscarawas | 2.4 | 1966 | 9999 |  |  |  | 0.92213 | Default Emission Factor
Dover | 2914_G_6 | 2914 | G | 6 |  | Combustion Turbine | PJM_West | Ohio | Tuscarawas | 15.3 | 1992 | 9999 |  |  |  | 0.12736 | Default Emission Factor
Hamilton (OH) | 2917_G_GT2 | 2917 | G | GT2 |  | Combustion Turbine | PJM_West | Ohio | Butler | 12 | 1971 | 9999 |  |  |  | 0.12736 | Default Emission Factor
Oberlin (OH) | 2933_G_1 | 2933 | G | 1 |  | Combustion Turbine | PJM_ATSI | Ohio | Lorain | 1 | 1948 | 9999 |  |  |  | 0.92213 | Default Emission Factor
Oberlin (OH) | 2933_G_10 | 2933 | G | 10 |  | Combustion Turbine | PJM_ATSI | Ohio | Lorain | 0.5 | 1990 | 9999 |  |  |  | 0.92213 | Default Emission Factor
Oberlin (OH) | 2933_G_2A | 2933 | G | 2A |  | Combustion Turbine | PJM_ATSI | Ohio | Lorain | 3.1 | 2001 | 9999 |  |  |  | 0.92213 | Default Emission Factor
Oberlin (OH) | 2933_G_3A | 2933 | G | 3A |  | Combustion Turbine | PJM_ATSI | Ohio | Lorain | 3.1 | 2001 | 9999 |  |  |  | 0.92213 | Default Emission Factor
Oberlin (OH) | 2933_G_6 | 2933 | G | 6 |  | Combustion Turbine | PJM_ATSI | Ohio | Lorain | 2 | 1958 | 9999 |  |  |  | 0.92213 | Default Emission Factor
Oberlin (OH) | 2933_G_7 | 2933 | G | 7 |  | Combustion Turbine | PJM_ATSI | Ohio | Lorain | 2.7 | 1961 | 9999 |  |  |  | 0.92213 | Default Emission Factor
Oberlin (OH) | 2933_G_8 | 2933 | G | 8 |  | Combustion Turbine | PJM_ATSI | Ohio | Lorain | 3 | 1966 | 9999 |  |  |  | 0.92213 | Default Emission Factor
Oberlin (OH) | 2933_G_9 | 2933 | G | 9 |  | Combustion Turbine | PJM_ATSI | Ohio | Lorain | 0.4 | 1990 | 9999 |  |  |  | 0.92213 | Default Emission Factor
Oberlin (OH) | 2933_G_IC4 | 2933 | G | IC4 |  | Combustion Turbine | PJM_ATSI | Ohio | Lorain | 2.1 | 1996 | 9999 |  |  |  | 0.92213 | Default Emission Factor
Painesville | 2936_G_WPCP1 | 2936 | G | WPCP1 |  | Combustion Turbine | PJM_ATSI | Ohio | Lake | 1.8 | 2010 | 9999 |  |  |  | 0.92213 | Default Emission Factor
Piqua Power Plant | 2937_G_11 | 2937 | G | 11 |  | Combustion Turbine | PJM_West | Ohio | Miami | 16.5 | 1989 | 9999 |  |  |  | 0.12736 | Default Emission Factor
Piqua Power Plant | 2937_G_8 | 2937 | G | 8 |  | Combustion Turbine | PJM_West | Ohio | Miami | 20 | 1972 | 9999 |  |  |  | 0.12736 | Default Emission Factor
St Marys | 2942_G_7 | 2942 | G | 7 |  | Combustion Turbine | PJM_West | Ohio | Auglaize | 12 | 1992 | 9999 |  |  |  | 0.12736 | Default Emission Factor
St Marys | 2942_G_GT1 | 2942 | G | GT1 |  | Combustion Turbine | PJM_West | Ohio | Auglaize | 10.4 | 1999 | 9999 |  |  |  | 0.12736 | Default Emission Factor
Anadarko | 2945_G_10 | 2945 | G | 10 |  | Combustion Turbine | PJM_West | Ohio | Monroe | 1.2 | 1983 | 9999 |  |  |  | 0.92213 | Default Emission Factor
Anadarko | 2945_G_11 | 2945 | G | 11 |  | Combustion Turbine | PJM_West | Ohio | Monroe | 1.2 | 1983 | 9999 |  |  |  | 0.92213 | Default Emission Factor
Anadarko | 2945_G_6 | 2945 | G | 6 |  | Combustion Turbine | PJM_West | Ohio | Monroe | 0.6 | 1949 | 9999 |  |  |  | 0.92213 | Default Emission Factor
Anadarko | 2945_G_7 | 2945 | G | 7 |  | Combustion Turbine | PJM_West | Ohio | Monroe | 1.2 | 1957 | 9999 |  |  |  | 0.92213 | Default Emission Factor
Anadarko | 2945_G_8 | 2945 | G | 8 |  | Combustion Turbine | PJM_West | Ohio | Monroe | 1.5 | 1965 | 9999 |  |  |  | 0.92213 | Default Emission Factor
Anadarko | 2945_G_9 | 2945 | G | 9 |  | Combustion Turbine | PJM_West | Ohio | Monroe | 2.1 | 1971 | 9999 |  |  |  | 0.92213 | Default Emission Factor
Horseshoe Lake | 2951_G_10 | 2951 | G | 10 | 1999 | Combustion Turbine | SPP_WEST | Oklahoma | Oklahoma | 41.8 | 2001 | 9999 | 2019 | 4.446 | 121234.7529 | 0.07335 | NEI 2019
Horseshoe Lake | 2951_G_9 | 2951 | G | 9 | 2003 | Combustion Turbine | SPP_WEST | Oklahoma | Oklahoma | 43.2 | 2001 | 9999 | 2019 | 4.409 | 125295.2471 | 0.07038 | NEI 2019
Mustang | 2953_G_GT1 | 2953 | G | GT1 | 91175 | Combustion Turbine | SPP_WEST | Oklahoma | Canadian | 57 | 2017 | 9999 |  |  |  | 0.12736 | Default Emission Factor
Mustang | 2953_G_GT2 | 2953 | G | GT2 | 91176 | Combustion Turbine | SPP_WEST | Oklahoma | Canadian | 57 | 2017 | 9999 |  |  |  | 0.12736 | Default Emission Factor
Mustang | 2953_G_GT3 | 2953 | G | GT3 | 91177 | Combustion Turbine | SPP_WEST | Oklahoma | Canadian | 58 | 2017 | 9999 |  |  |  | 0.12736 | Default Emission Factor
Mustang | 2953_G_GT4 | 2953 | G | GT4 | 91171 | Combustion Turbine | SPP_WEST | Oklahoma | Canadian | 58 | 2017 | 9999 |  |  |  | 0.12736 | Default Emission Factor
Mustang | 2953_G_GT5 | 2953 | G | GT5 | 91172 | Combustion Turbine | SPP_WEST | Oklahoma | Canadian | 57 | 2017 | 9999 |  |  |  | 0.12736 | Default Emission Factor
Mustang | 2953_G_GT6 | 2953 | G | GT6 | 91173 | Combustion Turbine | SPP_WEST | Oklahoma | Canadian | 57 | 2017 | 9999 |  |  |  | 0.12736 | Default Emission Factor
Mustang | 2953_G_GT7 | 2953 | G | GT7 | 91174 | Combustion Turbine | SPP_WEST | Oklahoma | Canadian | 57 | 2017 | 9999 |  |  |  | 0.12736 | Default Emission Factor
Northeastern | 2963_G_1 | 2963 | G | 1 | 2016 | Combined Cycle | SPP_WEST | Oklahoma | Rogers | 146 | 1961 | 9999 |  |  |  | 0.05419 | NEI 2019
Northeastern | 2963_G_1A | 2963 | G | 1A | 2016 | Combined Cycle | SPP_WEST | Oklahoma | Rogers | 149 | 2001 | 9999 | 2019 | 23.7972 | 1157900 | 0.05419 | NEI 2019
Northeastern | 2963_G_1B | 2963 | G | 1B | 2017 | Combined Cycle | SPP_WEST | Oklahoma | Rogers | 149 | 2001 | 9999 | 2019 | 23.9039 | 602770 | 0.05419 | NEI 2019
Northeastern | 2963_G_IC1 | 2963 | G | IC1 |  | Combustion Turbine | SPP_WEST | Oklahoma | Rogers | 4 | 1980 | 9999 |  |  |  | 0.92213 | Default Emission Factor
Southwestern | 2964_G_4 | 2964 | G | 4 | 91253 | Combustion Turbine | SPP_WEST | Oklahoma | Caddo | 76 | 2008 | 9999 | 2019 | 2.0477 | 54035 | 0.07579 | NEI 2019
Southwestern | 2964_G_5 | 2964 | G | 5 | 91254 | Combustion Turbine | SPP_WEST | Oklahoma | Caddo | 76 | 2008 | 9999 | 2019 | 2.416 | 54035 | 0.08942 | NEI 2019
Tulsa | 2965_G_IC1 | 2965 | G | IC1 |  | Combustion Turbine | SPP_WEST | Oklahoma | Tulsa | 8.3 | 1967 | 9999 |  |  |  | 0.92213 | Default Emission Factor
Weleetka | 2966_G_IC1 | 2966 | G | IC1 |  | Combustion Turbine | SPP_WEST | Oklahoma | Okfuskee | 4 | 1963 | 9999 |  |  |  | 0.92213 | Default Emission Factor
Cushing | 2975_G_1 | 2975 | G | 1 |  | Combustion Turbine | SPP_WEST | Oklahoma | Payne | 1.8 | 1956 | 9999 |  |  |  | 0.92213 | Default Emission Factor
Cushing | 2975_G_10 | 2975 | G | 10 |  | Combustion Turbine | SPP_WEST | Oklahoma | Payne | 4 | 1972 | 9999 |  |  |  | 0.92213 | Default Emission Factor
Cushing | 2975_G_11 | 2975 | G | 11 |  | Combustion Turbine | SPP_WEST | Oklahoma | Payne | 6.3 | 1988 | 9999 |  |  |  | 0.92213 | Default Emission Factor
Cushing | 2975_G_2 | 2975 | G | 2 |  | Combustion Turbine | SPP_WEST | Oklahoma | Payne | 0.8 | 1949 | 9999 |  |  |  | 0.92213 | Default Emission Factor
Cushing | 2975_G_3 | 2975 | G | 3 |  | Combustion Turbine | SPP_WEST | Oklahoma | Payne | 0.4 | 1936 | 9999 |  |  |  | 0.92213 | Default Emission Factor
Cushing | 2975_G_4 | 2975 | G | 4 |  | Combustion Turbine | SPP_WEST | Oklahoma | Payne | 0.4 | 1936 | 9999 |  |  |  | 0.92213 | Default Emission Factor
Cushing | 2975_G_5 | 2975 | G | 5 |  | Combustion Turbine | SPP_WEST | Oklahoma | Payne | 0.4 | 1936 | 9999 |  |  |  | 0.92213 | Default Emission Factor
Cushing | 2975_G_6 | 2975 | G | 6 |  | Combustion Turbine | SPP_WEST | Oklahoma | Payne | 0.6 | 1939 | 9999 |  |  |  | 0.92213 | Default Emission Factor
Cushing | 2975_G_7 | 2975 | G | 7 |  | Combustion Turbine | SPP_WEST | Oklahoma | Payne | 1.9 | 1956 | 9999 |  |  |  | 0.92213 | Default Emission Factor
Cushing | 2975_G_8 | 2975 | G | 8 |  | Combustion Turbine | SPP_WEST | Oklahoma | Payne | 1.9 | 1956 | 9999 |  |  |  | 0.92213 | Default Emission Factor
Cushing | 2975_G_9 | 2975 | G | 9 |  | Combustion Turbine | SPP_WEST | Oklahoma | Payne | 2.7 | 1965 | 9999 |  |  |  | 0.92213 | Default Emission Factor
Kingfisher | 2986_G_3 | 2986 | G | 3 |  | Combustion Turbine | SPP_WEST | Oklahoma | Kingfisher | 2.9 | 1965 | 9999 |  |  |  | 0.92213 | Default Emission Factor
Kingfisher | 2986_G_4 | 2986 | G | 4 |  | Combustion Turbine | SPP_WEST | Oklahoma | Kingfisher | 1.2 | 1959 | 9999 |  |  |  | 0.92213 | Default Emission Factor
Kingfisher | 2986_G_5 | 2986 | G | 5 |  | Combustion Turbine | SPP_WEST | Oklahoma | Kingfisher | 3 | 1970 | 9999 |  |  |  | 0.92213 | Default Emission Factor
Kingfisher | 2986_G_IC1 | 2986 | G | IC1 |  | Combustion Turbine | SPP_WEST | Oklahoma | Kingfisher | 1 | 1954 | 9999 |  |  |  | 0.92213 | Default Emission Factor
Kingfisher | 2986_G_IC2 | 2986 | G | IC2 |  | Combustion Turbine | SPP_WEST | Oklahoma | Kingfisher | 0.6 | 1954 | 9999 |  |  |  | 0.92213 | Default Emission Factor
Mangum | 2991_G_1 | 2991 | G | 1 |  | Combustion Turbine | SPP_WEST | Oklahoma | Greer | 0.9 | 1946 | 9999 |  |  |  | 0.92213 | Default Emission Factor
Mangum | 2991_G_4 | 2991 | G | 4 |  | Combustion Turbine | SPP_WEST | Oklahoma | Greer | 1.2 | 1956 | 9999 |  |  |  | 0.92213 | Default Emission Factor
Mangum | 2991_G_5 | 2991 | G | 5 |  | Combustion Turbine | SPP_WEST | Oklahoma | Greer | 1.7 | 1963 | 9999 |  |  |  | 0.92213 | Default Emission Factor
Mangum | 2991_G_6 | 2991 | G | 6 |  | Combustion Turbine | SPP_WEST | Oklahoma | Greer | 1.6 | 1969 | 9999 |  |  |  | 0.92213 | Default Emission Factor
Pawhuska | 2995_G_1 | 2995 | G | 1 |  | Combustion Turbine | SPP_WEST | Oklahoma | Osage | 1.1 | 1949 | 9999 |  |  |  | 0.92213 | Default Emission Factor
Pawhuska | 2995_G_2 | 2995 | G | 2 |  | Combustion Turbine | SPP_WEST | Oklahoma | Osage | 1.2 | 1954 | 9999 |  |  |  | 0.92213 | Default Emission Factor
Pawhuska | 2995_G_3 | 2995 | G | 3 |  | Combustion Turbine | SPP_WEST | Oklahoma | Osage | 2.5 | 1966 | 9999 |  |  |  | 0.92213 | Default Emission Factor
Pawhuska | 2995_G_5 | 2995 | G | 5 |  | Combustion Turbine | SPP_WEST | Oklahoma | Osage | 2 | 1960 | 9999 |  |  |  | 0.92213 | Default Emission Factor
Barry | 3_G_A1CT | 3 | G | A1CT | 6 | Combined Cycle | S_SOU | Alabama | Mobile | 175.6 | 2000 | 9999 | 2019 | 58.69 | 2752044 | 0.05751 | NEI 2019
Barry | 3_G_A1CT2 | 3 | G | A1CT2 | 7 | Combined Cycle | S_SOU | Alabama | Mobile | 175.6 | 2000 | 9999 | 2019 | 58.89 | 1337371 | 0.05751 | NEI 2019
Barry | 3_G_A1ST | 3 | G | A1ST | 6 | Combined Cycle | S_SOU | Alabama | Mobile | 200 | 2000 | 9999 |  |  |  | 0.05751 | NEI 2019
Barry | 3_G_A2C1 | 3 | G | A2C1 | 8 | Combined Cycle | S_SOU | Alabama | Mobile | 178.6 | 2000 | 9999 | 2019 | 225.07 | 2722936 | 0.20095 | NEI 2019
Barry | 3_G_A2C2 | 3 | G | A2C2 | 9 | Combined Cycle | S_SOU | Alabama | Mobile | 178.6 | 2000 | 9999 | 2019 | 181.03 | 1318927 | 0.20095 | NEI 2019
Barry | 3_G_A2ST | 3 | G | A2ST | 8 | Combined Cycle | S_SOU | Alabama | Mobile | 200 | 2000 | 9999 |  |  |  | 0.20095 | NEI 2019
Madelia | 30_G_1 | 30 | G | 1 |  | Combustion Turbine | MIS_MNWI | Minnesota | Watonwan | 3.1 | 2001 | 9999 |  |  |  | 0.92213 | Default Emission Factor
Madelia | 30_G_2 | 30 | G | 2 |  | Combustion Turbine | MIS_MNWI | Minnesota | Watonwan | 1.5 | 1965 | 9999 |  |  |  | 0.92213 | Default Emission Factor
Madelia | 30_G_3 | 30 | G | 3 |  | Combustion Turbine | MIS_MNWI | Minnesota | Watonwan | 0.9 | 1959 | 9999 |  |  |  | 0.92213 | Default Emission Factor
Madelia | 30_G_4 | 30 | G | 4 |  | Combustion Turbine | MIS_MNWI | Minnesota | Watonwan | 3.7 | 1973 | 9999 |  |  |  | 0.92213 | Default Emission Factor
Madelia | 30_G_5 | 30 | G | 5 |  | Combustion Turbine | MIS_MNWI | Minnesota | Watonwan | 1.1 | 1954 | 9999 |  |  |  | 0.92213 | Default Emission Factor
Boomer Lake Station | 3000_G_3 | 3000 | G | 3 |  | Combustion Turbine | SPP_WEST | Oklahoma | Payne | 2 | 2004 | 9999 |  |  |  | 0.92213 | Default Emission Factor
Boomer Lake Station | 3000_G_4 | 3000 | G | 4 |  | Combustion Turbine | SPP_WEST | Oklahoma | Payne | 2 | 2004 | 9999 |  |  |  | 0.92213 | Default Emission Factor
Boomer Lake Station | 3000_G_5 | 3000 | G | 5 |  | Combustion Turbine | SPP_WEST | Oklahoma | Payne | 2 | 2004 | 9999 |  |  |  | 0.92213 | Default Emission Factor
Anadarko Plant | 3006_G_10 | 3006 | G | 10 | 90430 | Combustion Turbine | SPP_WEST | Oklahoma | Caddo | 45 | 2009 | 9999 | 2019 | 0.553 | 52404.8 | 0.02111 | NEI 2019
Anadarko Plant | 3006_G_11 | 3006 | G | 11 | 90431 | Combustion Turbine | SPP_WEST | Oklahoma | Caddo | 45 | 2009 | 9999 | 2019 | 0.375 | 52404.8 | 0.01431 | NEI 2019
Anadarko Plant | 3006_G_4 | 3006 | G | 4 | 90966 | Combined Cycle | SPP_WEST | Oklahoma | Caddo | 94 | 1977 | 9999 | 2019 | 1.9857 | 177654 | 0.02235 | NEI 2019
Anadarko Plant | 3006_G_5 | 3006 | G | 5 | 90967 | Combined Cycle | SPP_WEST | Oklahoma | Caddo | 94 | 1977 | 9999 | 2019 | 1.5148 | 255400 | 0.01186 | NEI 2019
Anadarko Plant | 3006_G_6 | 3006 | G | 6 | 90968 | Combined Cycle | SPP_WEST | Oklahoma | Caddo | 94 | 1977 | 9999 | 2019 | 2.9739 | 168500 | 0.0353 | NEI 2019
Anadarko Plant | 3006_G_9 | 3006 | G | 9 | 90429 | Combustion Turbine | SPP_WEST | Oklahoma | Caddo | 45 | 2009 | 9999 | 2019 | 0.296 | 52404.8 | 0.0113 | NEI 2019
Brunot Island | 3096_G_1A | 3096 | G | 1A |  | Combustion Turbine | PJM_West | Pennsylvania | Allegheny | 15 | 1972 | 9999 |  |  |  | 0.12736 | Default Emission Factor
Brunot Island | 3096_G_2A | 3096 | G | 2A | 2032 | Combined Cycle | PJM_West | Pennsylvania | Allegheny | 46 | 1973 | 9999 | 2019 | 2.6022 | 15191 | 0.21341 | NEI 2019
Brunot Island | 3096_G_2B | 3096 | G | 2B | 2033 | Combined Cycle | PJM_West | Pennsylvania | Allegheny | 48 | 1973 | 9999 | 2019 | 2.8698 | 14045 | 0.21341 | NEI 2019
Brunot Island | 3096_G_3 | 3096 | G | 3 | 2034 | Combined Cycle | PJM_West | Pennsylvania | Allegheny | 49 | 1973 | 9999 | 2019 | 2.1915 | 13300 | 0.21341 | NEI 2019
Brunot Island | 3096_G_ST4 | 3096 | G | ST4 | 2032 | Combined Cycle | PJM_West | Pennsylvania | Allegheny | 101 | 1974 | 9999 |  |  |  | 0.21341 | NEI 2019
Hamilton (PA) | 3109_G_1 | 3109 | G | 1 |  | Combustion Turbine | PJM_WMAC | Pennsylvania | Adams | 18 | 1971 | 9999 |  |  |  | 0.12736 | Default Emission Factor
Hunterstown | 3110_G_1 | 3110 | G | 1 |  | Combustion Turbine | PJM_WMAC | Pennsylvania | Adams | 18 | 1971 | 9999 | 2019 | 0.229 | 574.3019 | 0.7975 | NEI 2019
Hunterstown | 3110_G_2 | 3110 | G | 2 |  | Combustion Turbine | PJM_WMAC | Pennsylvania | Adams | 17 | 1971 | 9999 | 2019 | 0.0497 | 542.3962 | 0.18326 | NEI 2019
Hunterstown | 3110_G_3 | 3110 | G | 3 |  | Combustion Turbine | PJM_WMAC | Pennsylvania | Adams | 18 | 1971 | 9999 | 2019 | 0.0823 | 574.3019 | 0.28661 | NEI 2019
Mountain | 3111_G_1 | 3111 | G | 1 | 2049 | Combustion Turbine | PJM_WMAC | Pennsylvania | Cumberland | 18 | 1972 | 9999 | 2019 | 0.0702 | 863.5 | 0.16259 | NEI 2019
Mountain | 3111_G_2 | 3111 | G | 2 | 2050 | Combustion Turbine | PJM_WMAC | Pennsylvania | Cumberland | 18 | 1972 | 9999 | 2019 | 0.213 | 863.5 | 0.49334 | NEI 2019
Orrtanna | 3112_G_1 | 3112 | G | 1 |  | Combustion Turbine | PJM_WMAC | Pennsylvania | Adams | 18 | 1971 | 9999 |  |  |  | 0.12736 | Default Emission Factor
Portland (PA) | 3113_G_3 | 3113 | G | 3 |  | Combustion Turbine | PJM_WMAC | Pennsylvania | Northampton | 13 | 1967 | 9999 | 2019 | 0.014048 | 98.6098 | 0.28492 | NEI 2019
Portland (PA) | 3113_G_4 | 3113 | G | 4 |  | Combustion Turbine | PJM_WMAC | Pennsylvania | Northampton | 17 | 1971 | 9999 | 2019 | 0.014048 | 128.9512 | 0.21788 | NEI 2019
Portland (PA) | 3113_G_5 | 3113 | G | 5 | 2056 | Combustion Turbine | PJM_WMAC | Pennsylvania | Northampton | 134 | 1997 | 9999 | 2019 | 0.10875 | 1016.439 | 0.21398 | NEI 2019
Shawnee (PA) | 3114_G_1 | 3114 | G | 1 |  | Combustion Turbine | PJM_WMAC | Pennsylvania | Monroe | 17 | 1972 | 9999 |  |  |  | 0.12736 | Default Emission Factor
Titus | 3115_G_4 | 3115 | G | 4 |  | Combustion Turbine | PJM_WMAC | Pennsylvania | Berks | 13 | 1967 | 9999 |  |  |  | 0.12736 | Default Emission Factor
Titus | 3115_G_5 | 3115 | G | 5 |  | Combustion Turbine | PJM_WMAC | Pennsylvania | Berks | 14 | 1970 | 9999 |  |  |  | 0.12736 | Default Emission Factor
Tolna | 3116_G_1 | 3116 | G | 1 | 2063 | Combustion Turbine | PJM_WMAC | Pennsylvania | York | 18 | 1972 | 9999 | 2019 | 0.1429 | 850 | 0.33624 | NEI 2019
Tolna | 3116_G_2 | 3116 | G | 2 | 2064 | Combustion Turbine | PJM_WMAC | Pennsylvania | York | 18 | 1972 | 9999 | 2019 | 0.1292 | 850 | 0.304 | NEI 2019
Conemaugh | 3118_G_A | 3118 | G | A |  | Combustion Turbine | PJM_PENE | Pennsylvania | Indiana | 2.8 | 1970 | 9999 | 2019 | 0.027212 | 12.25 | 4.4428 | NEI 2019
Conemaugh | 3118_G_B | 3118 | G | B |  | Combustion Turbine | PJM_PENE | Pennsylvania | Indiana | 2.8 | 1970 | 9999 | 2019 | 0.026459 | 12.25 | 4.3199 | NEI 2019
Conemaugh | 3118_G_C | 3118 | G | C |  | Combustion Turbine | PJM_PENE | Pennsylvania | Indiana | 2.8 | 1970 | 9999 | 2019 | 0.028395 | 12.25 | 4.636 | NEI 2019
Conemaugh | 3118_G_D | 3118 | G | D |  | Combustion Turbine | PJM_PENE | Pennsylvania | Indiana | 2.8 | 1970 | 9999 | 2019 | 0.023233 | 12.25 | 3.7931 | NEI 2019
Blossburg | 3120_G_1 | 3120 | G | 1 |  | Combustion Turbine | PJM_PENE | Pennsylvania | Tioga | 16 | 1971 | 9999 | 2019 | 0.2135 | 783 | 0.54534 | NEI 2019
Shawville | 3131_G_5 | 3131 | G | 5 |  | Combustion Turbine | PJM_PENE | Pennsylvania | Clearfield | 2 | 1960 | 9999 | 2019 | 0.0033 | 0.66667 | 9.9 | NEI 2019
Shawville | 3131_G_6 | 3131 | G | 6 |  | Combustion Turbine | PJM_PENE | Pennsylvania | Clearfield | 2 | 1966 | 9999 | 2019 | 0.0035 | 0.66667 | 10.5 | NEI 2019
Shawville | 3131_G_7 | 3131 | G | 7 |  | Combustion Turbine | PJM_PENE | Pennsylvania | Clearfield | 2 | 1960 | 9999 | 2019 | 0.0036 | 0.66667 | 10.8 | NEI 2019
Warren | 3132_G_3 | 3132 | G | 3 | 2082 | Combustion Turbine | PJM_PENE | Pennsylvania | Warren | 46 | 1972 | 9999 | 2019 | 0.1376 | 1930 | 0.14259 | NEI 2019
Keystone | 3136_G_3 | 3136 | G | 3 |  | Combustion Turbine | PJM_PENE | Pennsylvania | Armstrong | 2.8 | 1968 | 9999 | 2019 | 0.032268 | 14.5 | 4.4507 | NEI 2019
Keystone | 3136_G_4 | 3136 | G | 4 |  | Combustion Turbine | PJM_PENE | Pennsylvania | Armstrong | 2.8 | 1968 | 9999 | 2019 | 0.021512 | 14.5 | 2.9671 | NEI 2019
Keystone | 3136_G_5 | 3136 | G | 5 |  | Combustion Turbine | PJM_PENE | Pennsylvania | Armstrong | 2.8 | 1968 | 9999 | 2019 | 0.021512 | 14.5 | 2.9671 | NEI 2019
Keystone | 3136_G_6 | 3136 | G | 6 |  | Combustion Turbine | PJM_PENE | Pennsylvania | Armstrong | 2.8 | 1968 | 9999 | 2019 | 0.021512 | 14.5 | 2.9671 | NEI 2019
New Castle Plant | 3138_G_EMDA | 3138 | G | EMDA |  | Combustion Turbine | PJM_ATSI | Pennsylvania | Lawrence | 2.5 | 1968 | 9999 | 2019 | 0.0032 | 9 | 0.71111 | NEI 2019
Sunbury Generation LP | 3152_G_CTG1 | 3152 | G | CTG1 |  | Combustion Turbine | PJM_WMAC | Pennsylvania | Snyder | 18 | 1971 | 9999 | 2019 | 0.0010756 | 28.5 | 0.07548 | NEI 2019
Sunbury Generation LP | 3152_G_CTG2 | 3152 | G | CTG2 |  | Combustion Turbine | PJM_WMAC | Pennsylvania | Snyder | 18 | 1971 | 9999 | 2019 | 0.010648 | 28.5 | 0.74725 | NEI 2019
Sunbury Generation LP | 3152_G_DI2 | 3152 | G | DI2 |  | Combustion Turbine | PJM_WMAC | Pennsylvania | Snyder | 5 | 1967 | 9999 | 2019 | 0.0051667 | 5 | 2.0667 | NEI 2019
Chester Generating Station | 3157_G_7 | 3157 | G | 7 |  | Combustion Turbine | PJM_EMAC | Pennsylvania | Chester | 13 | 1969 | 9999 |  |  |  | 0.12736 | Default Emission Factor
Chester Generating Station | 3157_G_8 | 3157 | G | 8 |  | Combustion Turbine | PJM_EMAC | Pennsylvania | Chester | 13 | 1969 | 9999 |  |  |  | 0.12736 | Default Emission Factor
Chester Generating Station | 3157_G_9 | 3157 | G | 9 |  | Combustion Turbine | PJM_EMAC | Pennsylvania | Chester | 13 | 1969 | 9999 |  |  |  | 0.12736 | Default Emission Factor
Delaware Generating Station | 3160_G_10 | 3160 | G | 10 |  | Combustion Turbine | PJM_EMAC | Pennsylvania | Philadelphia | 13 | 1969 | 9999 | 2019 | 0.0141 | 53.8571 | 0.52361 | NEI 2019
Delaware Generating Station | 3160_G_11 | 3160 | G | 11 |  | Combustion Turbine | PJM_EMAC | Pennsylvania | Philadelphia | 13 | 1969 | 9999 | 2019 | 0.0131 | 53.8571 | 0.48647 | NEI 2019
Delaware Generating Station | 3160_G_12 | 3160 | G | 12 |  | Combustion Turbine | PJM_EMAC | Pennsylvania | Philadelphia | 13 | 1969 | 9999 | 2019 | 0.0226 | 53.8571 | 0.83926 | NEI 2019
Delaware Generating Station | 3160_G_9 | 3160 | G | 9 |  | Combustion Turbine | PJM_EMAC | Pennsylvania | Philadelphia | 17 | 1970 | 9999 | 2019 | 0.0274 | 70.4286 | 0.77809 | NEI 2019
Eddystone Generating Station | 3161_G_10 | 3161 | G | 10 |  | Combustion Turbine | PJM_EMAC | Pennsylvania | Delaware | 13 | 1967 | 9999 | 2019 | 0.0227 | 184.3833 | 0.24623 | NEI 2019
Eddystone Generating Station | 3161_G_20 | 3161 | G | 20 |  | Combustion Turbine | PJM_EMAC | Pennsylvania | Delaware | 13 | 1967 | 9999 | 2019 | 0.0122 | 184.3833 | 0.13233 | NEI 2019
Eddystone Generating Station | 3161_G_30 | 3161 | G | 30 |  | Combustion Turbine | PJM_EMAC | Pennsylvania | Delaware | 17 | 1970 | 9999 | 2019 | 0.0429 | 241.1167 | 0.35584 | NEI 2019
Eddystone Generating Station | 3161_G_40 | 3161 | G | 40 |  | Combustion Turbine | PJM_EMAC | Pennsylvania | Delaware | 17 | 1970 | 9999 | 2019 | 0.0311 | 241.1167 | 0.25797 | NEI 2019
Falls | 3162_G_1 | 3162 | G | 1 |  | Combustion Turbine | PJM_EMAC | Pennsylvania | Bucks | 17 | 1970 | 9999 | 2017 | 0.0413 | 933.6667 | 0.08847 | NEI 2019
Falls | 3162_G_2 | 3162 | G | 2 |  | Combustion Turbine | PJM_EMAC | Pennsylvania | Bucks | 17 | 1970 | 9999 | 2019 | 0.0293 | 219 | 0.26758 | NEI 2019
Falls | 3162_G_3 | 3162 | G | 3 |  | Combustion Turbine | PJM_EMAC | Pennsylvania | Bucks | 17 | 1970 | 9999 | 2019 | 0.037 | 219 | 0.3379 | NEI 2019
Moser Generating Station | 3163_G_1 | 3163 | G | 1 |  | Combustion Turbine | PJM_EMAC | Pennsylvania | Montgomery | 17 | 1970 | 9999 | 2019 | 0.0366 | 199 | 0.36784 | NEI 2019
Moser Generating Station | 3163_G_2 | 3163 | G | 2 |  | Combustion Turbine | PJM_EMAC | Pennsylvania | Montgomery | 17 | 1970 | 9999 | 2019 | 0.0395 | 199 | 0.39699 | NEI 2019
Moser Generating Station | 3163_G_3 | 3163 | G | 3 |  | Combustion Turbine | PJM_EMAC | Pennsylvania | Montgomery | 17 | 1970 | 9999 | 2019 | 0.0332 | 199 | 0.33367 | NEI 2019
Richmond Generating Station | 3168_G_91 | 3168 | G | 91 | 2164 | Combustion Turbine | PJM_EMAC | Pennsylvania | Philadelphia | 49 | 1973 | 9999 | 2019 | 0.0511 | 449 | 0.22762 | NEI 2019
Richmond Generating Station | 3168_G_92 | 3168 | G | 92 | 2165 | Combustion Turbine | PJM_EMAC | Pennsylvania | Philadelphia | 49 | 1973 | 9999 | 2019 | 0.0498 | 449 | 0.22183 | NEI 2019
Schuylkill Generating Station | 3169_G_10 | 3169 | G | 10 |  | Combustion Turbine | PJM_EMAC | Pennsylvania | Philadelphia | 13 | 1969 | 9999 | 2019 | 0.0109 | 239.2 | 0.09114 | NEI 2019
Schuylkill Generating Station | 3169_G_11 | 3169 | G | 11 |  | Combustion Turbine | PJM_EMAC | Pennsylvania | Philadelphia | 17 | 1971 | 9999 | 2019 | 0.0429 | 312.8 | 0.2743 | NEI 2019
Southwark | 3170_G_3 | 3170 | G | 3 |  | Combustion Turbine | PJM_EMAC | Pennsylvania | Philadelphia | 13 | 1967 | 9999 | 2019 | 0.0166 | 99.5 | 0.33367 | NEI 2019
Southwark | 3170_G_4 | 3170 | G | 4 |  | Combustion Turbine | PJM_EMAC | Pennsylvania | Philadelphia | 13 | 1967 | 9999 | 2019 | 0.016 | 99.5 | 0.32161 | NEI 2019
Southwark | 3170_G_5 | 3170 | G | 5 |  | Combustion Turbine | PJM_EMAC | Pennsylvania | Philadelphia | 13 | 1967 | 9999 | 2019 | 0.014 | 99.5 | 0.28141 | NEI 2019
Southwark | 3170_G_6 | 3170 | G | 6 |  | Combustion Turbine | PJM_EMAC | Pennsylvania | Philadelphia | 13 | 1968 | 9999 | 2019 | 0.015 | 99.5 | 0.30151 | NEI 2019
Hunlock Power Station | 3176_G_3 | 3176 | G | 3 |  | Combined Cycle | PJM_WMAC | Pennsylvania | Luzerne | 29 | 1959 | 9999 |  |  |  | 0.0309 | NEI 2019
Hunlock Power Station | 3176_G_5 | 3176 | G | 5 | 90563 | Combined Cycle | PJM_WMAC | Pennsylvania | Luzerne | 49.2 | 2011 | 9999 | 2019 | 0.88 | 63634 | 0.0309 | NEI 2019
Hunlock Power Station | 3176_G_6 | 3176 | G | 6 | 90564 | Combined Cycle | PJM_WMAC | Pennsylvania | Luzerne | 48.5 | 2011 | 9999 | 2019 | 0.8 | 45119 | 0.0309 | NEI 2019
Manchester Street | 3236_G_G10A | 3236 | G | G10A | 2191 | Combined Cycle | NENGREST | Rhode Island | Providence | 110.1 | 1995 | 9999 |  |  |  | 0.04505 | Default Emission Factor
Manchester Street | 3236_G_G11A | 3236 | G | G11A | 2192 | Combined Cycle | NENGREST | Rhode Island | Providence | 110.2 | 1995 | 9999 |  |  |  | 0.02273 | NEI 2019
Manchester Street | 3236_G_GE10 | 3236 | G | GE10 | 2191 | Combined Cycle | NENGREST | Rhode Island | Providence | 46.9 | 1995 | 9999 |  |  |  | 0.04505 | Default Emission Factor
Manchester Street | 3236_G_GE11 | 3236 | G | GE11 | 2192 | Combined Cycle | NENGREST | Rhode Island | Providence | 46.8 | 1995 | 9999 | 2019 | 4.9485 | 1484595 | 0.02273 | NEI 2019
Manchester Street | 3236_G_GE9A | 3236 | G | GE9A | 2196 | Combined Cycle | NENGREST | Rhode Island | Providence | 110.1 | 1995 | 9999 |  |  |  | 0.04505 | Default Emission Factor
Manchester Street | 3236_G_GEN9 | 3236 | G | GEN9 | 2196 | Combined Cycle | NENGREST | Rhode Island | Providence | 46.9 | 1995 | 9999 |  |  |  | 0.04505 | Default Emission Factor
Darlington County | 3250_G_12 | 3250 | G | 12 | 2199 | Combustion Turbine | S_VACA | South Carolina | Darlington | 118 | 1997 | 9999 | 2019 | 0.55821 | 4057.814 | 0.27513 | NEI 2019
Darlington County | 3250_G_13 | 3250 | G | 13 | 2200 | Combustion Turbine | S_VACA | South Carolina | Darlington | 116 | 1997 | 9999 | 2019 | 0.46578 | 3989.0375 | 0.23353 | NEI 2019
W S Lee | 3264_G_7 | 3264 | G | 7 | 89636 | Combustion Turbine | S_VACA | South Carolina | Anderson | 42 | 2007 | 9999 | 2019 | 0.23457 | 4076.5 | 0.11509 | NEI 2019
W S Lee | 3264_G_8 | 3264 | G | 8 | 89637 | Combustion Turbine | S_VACA | South Carolina | Anderson | 42 | 2007 | 9999 | 2019 | 0.41514 | 4076.5 | 0.20368 | NEI 2019
W S Lee | 3264_G_CT11 | 3264 | G | CT11 | 91015 | Combined Cycle | S_VACA | South Carolina | Anderson | 237 | 2018 | 9999 | 2019 | 61.9681 | 1548785 | 0.04692 | NEI 2019
W S Lee | 3264_G_CT12 | 3264 | G | CT12 | 91016 | Combined Cycle | S_VACA | South Carolina | Anderson | 236 | 2018 | 9999 | 2019 | 61.6585 | 1553187 | 0.04692 | NEI 2019
W S Lee | 3264_G_ST10 | 3264 | G | ST10 | 91015 | Combined Cycle | S_VACA | South Carolina | Anderson | 313 | 2018 | 9999 |  |  |  | 0.04692 | NEI 2019
Coit GT | 3281_G_1 | 3281 | G | 1 |  | Combustion Turbine | S_VACA | South Carolina | Richland | 14 | 1969 | 9999 | 2017 | 0.078298 | 431.3077 | 0.36307 | NEI 2019
Coit GT | 3281_G_2 | 3281 | G | 2 |  | Combustion Turbine | S_VACA | South Carolina | Richland | 12 | 1969 | 9999 |  |  |  | 0.12736 | Default Emission Factor
Hagood | 3285_G_4 | 3285 | G | 4 | 2225 | Combustion Turbine | S_VACA | South Carolina | Charleston | 88 | 1991 | 9999 |  |  |  | 0.12736 | Default Emission Factor
Hagood | 3285_G_5 | 3285 | G | 5 |  | Combustion Turbine | S_VACA | South Carolina | Charleston | 18 | 2009 | 9999 |  |  |  | 0.12736 | Default Emission Factor
Hagood | 3285_G_6 | 3285 | G | 6 |  | Combustion Turbine | S_VACA | South Carolina | Charleston | 20 | 2010 | 9999 |  |  |  | 0.12736 | Default Emission Factor
Hardeeville | 3286_G_1 | 3286 | G | 1 |  | Combustion Turbine | S_VACA | South Carolina | Jasper | 9 | 1968 | 9999 |  |  |  | 0.12736 | Default Emission Factor
Parr GT | 3291_G_GT1 | 3291 | G | GT1 |  | Combustion Turbine | S_VACA | South Carolina | Fairfield | 13.5 | 1970 | 9999 | 2019 | 0.16165 | 536.85 | 0.60221 | NEI 2019
Parr GT | 3291_G_GT2 | 3291 | G | GT2 |  | Combustion Turbine | S_VACA | South Carolina | Fairfield | 13.5 | 1970 | 9999 |  |  |  | 0.12736 | Default Emission Factor
Parr GT | 3291_G_GT3 | 3291 | G | GT3 |  | Combustion Turbine | S_VACA | South Carolina | Fairfield | 16.5 | 1971 | 9999 |  |  |  | 0.12736 | Default Emission Factor
Parr GT | 3291_G_GT4 | 3291 | G | GT4 |  | Combustion Turbine | S_VACA | South Carolina | Fairfield | 16.5 | 1971 | 9999 |  |  |  | 0.12736 | Default Emission Factor
Urquhart | 3295_G_1 | 3295 | G | 1 | 8330 | Combined Cycle | S_VACA | South Carolina | Aiken | 64 | 1953 | 9999 |  |  |  | 0.09487 | NEI 2019
Urquhart | 3295_G_2 | 3295 | G | 2 | 8332 | Combined Cycle | S_VACA | South Carolina | Aiken | 64 | 1954 | 9999 |  |  |  | 0.04505 | Default Emission Factor
Urquhart | 3295_G_CT1 | 3295 | G | CT1 | 8330 | Combined Cycle | S_VACA | South Carolina | Aiken | 162 | 2002 | 9999 | 2019 | 44.3494 | 1658671 | 0.09487 | NEI 2019
Urquhart | 3295_G_CT2 | 3295 | G | CT2 | 8332 | Combined Cycle | S_VACA | South Carolina | Aiken | 168 | 2002 | 9999 |  |  |  | 0.04505 | Default Emission Factor
Urquhart | 3295_G_GT1 | 3295 | G | GT1 |  | Combustion Turbine | S_VACA | South Carolina | Aiken | 13 | 1969 | 9999 |  |  |  | 0.12736 | Default Emission Factor
Urquhart | 3295_G_GT2 | 3295 | G | GT2 |  | Combustion Turbine | S_VACA | South Carolina | Aiken | 14 | 1969 | 9999 | 2019 | 0.0045694 | 1795.907 | 0.00509 | NEI 2019
Urquhart | 3295_G_GT3 | 3295 | G | GT3 |  | Combustion Turbine | S_VACA | South Carolina | Aiken | 11 | 1969 | 9999 | 2019 | 0.0048883 | 1411.0698 | 0.00693 | NEI 2019
Urquhart | 3295_G_GT4 | 3295 | G | GT4 | 2231 | Combustion Turbine | S_VACA | South Carolina | Aiken | 48 | 1999 | 9999 | 2019 | 0.29944 | 6157.3953 | 0.09726 | NEI 2019
Williams | 3298_G_1 | 3298 | G | 1 | 88279 | Combustion Turbine | S_VACA | South Carolina | Berkeley | 20 | 1972 | 9999 | 2019 | 0.0098818 | 155.5 | 0.1271 | NEI 2019
Williams | 3298_G_2 | 3298 | G | 2 | 88280 | Combustion Turbine | S_VACA | South Carolina | Berkeley | 20 | 1972 | 9999 | 2019 | 0.020113 | 155.5 | 0.25869 | NEI 2019
Rocky River (SC) | 3305_G_IC2 | 3305 | G | IC2 |  | Combustion Turbine | S_VACA | South Carolina | Anderson | 1 | 2013 | 9999 |  |  |  | 0.92213 | Default Emission Factor
Hilton Head | 3318_G_1 | 3318 | G | 1 | 88281 | Combustion Turbine | S_VACA | South Carolina | Beaufort | 19 | 1973 | 9999 | 2019 | 0.0032801 | 41.3778 | 0.15855 | NEI 2019
Hilton Head | 3318_G_2 | 3318 | G | 2 | 88282 | Combustion Turbine | S_VACA | South Carolina | Beaufort | 19 | 1974 | 9999 |  |  |  | 0.12736 | Default Emission Factor
Hilton Head | 3318_G_3 | 3318 | G | 3 | 88283 | Combustion Turbine | S_VACA | South Carolina | Beaufort | 52 | 1979 | 9999 | 2019 | 0.046993 | 113.2444 | 0.82994 | NEI 2019
Myrtle Beach | 3320_G_1 | 3320 | G | 1 |  | Combustion Turbine | S_VACA | South Carolina | Horry | 8 | 1972 | 9999 |  |  |  | 0.12736 | Default Emission Factor
Myrtle Beach | 3320_G_2 | 3320 | G | 2 |  | Combustion Turbine | S_VACA | South Carolina | Horry | 8 | 1962 | 9999 |  |  |  | 0.12736 | Default Emission Factor
Myrtle Beach | 3320_G_3 | 3320 | G | 3 | 88284 | Combustion Turbine | S_VACA | South Carolina | Horry | 19 | 1962 | 9999 |  |  |  | 0.12736 | Default Emission Factor
Myrtle Beach | 3320_G_4 | 3320 | G | 4 |  | Combustion Turbine | S_VACA | South Carolina | Horry | 19 | 1972 | 9999 |  |  |  | 0.12736 | Default Emission Factor
Myrtle Beach | 3320_G_5 | 3320 | G | 5 | 88286 | Combustion Turbine | S_VACA | South Carolina | Horry | 21 | 1976 | 9999 |  |  |  | 0.12736 | Default Emission Factor
Ben French | 3325_G_1 | 3325 | G | 1 |  | Combustion Turbine | WECC_WY | South Dakota | Pennington | 2 | 1965 | 9999 |  |  |  | 0.92213 | Default Emission Factor
Ben French | 3325_G_2 | 3325 | G | 2 |  | Combustion Turbine | WECC_WY | South Dakota | Pennington | 2 | 1965 | 9999 |  |  |  | 0.92213 | Default Emission Factor
Ben French | 3325_G_3 | 3325 | G | 3 |  | Combustion Turbine | WECC_WY | South Dakota | Pennington | 2 | 1965 | 9999 |  |  |  | 0.92213 | Default Emission Factor
Ben French | 3325_G_4 | 3325 | G | 4 |  | Combustion Turbine | WECC_WY | South Dakota | Pennington | 2 | 1965 | 9999 |  |  |  | 0.92213 | Default Emission Factor
Ben French | 3325_G_5 | 3325 | G | 5 |  | Combustion Turbine | WECC_WY | South Dakota | Pennington | 2 | 1965 | 9999 |  |  |  | 0.92213 | Default Emission Factor
Ben French | 3325_G_GT1 | 3325 | G | GT1 |  | Combustion Turbine | WECC_WY | South Dakota | Pennington | 17 | 1977 | 9999 |  |  |  | 0.12736 | Default Emission Factor
Ben French | 3325_G_GT2 | 3325 | G | GT2 |  | Combustion Turbine | WECC_WY | South Dakota | Pennington | 17 | 1977 | 9999 |  |  |  | 0.12736 | Default Emission Factor
Ben French | 3325_G_GT3 | 3325 | G | GT3 |  | Combustion Turbine | WECC_WY | South Dakota | Pennington | 17 | 1978 | 9999 | 2017 | 0.30196 | 873.74 | 0.69118 | NEI 2019
Ben French | 3325_G_GT4 | 3325 | G | GT4 |  | Combustion Turbine | WECC_WY | South Dakota | Pennington | 17 | 1979 | 9999 | 2019 | 0.32514 | 1973.75 | 0.32946 | NEI 2019
Aberdeen CT | 3338_G_2 | 3338 | G | 2 | 90796 | Combustion Turbine | SPP_WAUE | South Dakota | Brown | 52 | 2013 | 9999 |  |  |  | 0.12736 | Default Emission Factor
Aberdeen CT | 3338_G_GT1 | 3338 | G | GT1 |  | Combustion Turbine | SPP_WAUE | South Dakota | Brown | 20.5 | 1978 | 2025 |  |  |  | 0.12736 | Default Emission Factor
Clark (SD) | 3341_G_1 | 3341 | G | 1 |  | Combustion Turbine | SPP_WAUE | South Dakota | Clark | 2.6 | 1970 | 9999 |  |  |  | 0.92213 | Default Emission Factor
Faulkton | 3342_G_1 | 3342 | G | 1 |  | Combustion Turbine | SPP_WAUE | South Dakota | Faulk | 2.5 | 1969 | 9999 |  |  |  | 0.92213 | Default Emission Factor
Huron | 3344_G_1 | 3344 | G | 1 |  | Combustion Turbine | SPP_WAUE | South Dakota | Beadle | 11 | 1961 | 9999 |  |  |  | 0.12736 | Default Emission Factor
Lake Preston | 3352_G_1A | 3352 | G | 1A |  | Combustion Turbine | MIS_MAPP | South Dakota | Kingsbury | 19.9 | 1978 | 9999 |  |  |  | 0.12736 | Default Emission Factor
Allen | 3393_G_CTG1 | 3393 | G | CTG1 | 91027 | Combined Cycle | S_C_TVA | Tennessee | Shelby | 311.9 | 2018 | 9999 | 2019 | 50.2815 | 4074977 | 0.03326 | NEI 2019
Allen | 3393_G_CTG2 | 3393 | G | CTG2 | 91028 | Combined Cycle | S_C_TVA | Tennessee | Shelby | 311.9 | 2018 | 9999 | 2019 | 46.8527 | 1766850 | 0.03326 | NEI 2019
Allen | 3393_G_G10 | 3393 | G | G10 |  | Combustion Turbine | S_C_TVA | Tennessee | Shelby | 15.1 | 1971 | 9999 | 2019 | 0.0027001 | 29.0901 | 0.18564 | NEI 2019
Allen | 3393_G_G11 | 3393 | G | G11 |  | Combustion Turbine | S_C_TVA | Tennessee | Shelby | 15.1 | 1971 | 9999 | 2019 | 0.0027001 | 29.0901 | 0.18564 | NEI 2019
Allen | 3393_G_G12 | 3393 | G | G12 |  | Combustion Turbine | S_C_TVA | Tennessee | Shelby | 15.1 | 1971 | 9999 | 2019 | 0.0027001 | 29.0901 | 0.18564 | NEI 2019
Allen | 3393_G_G13 | 3393 | G | G13 |  | Combustion Turbine | S_C_TVA | Tennessee | Shelby | 15.1 | 1971 | 9999 | 2019 | 0.0027001 | 29.0901 | 0.18564 | NEI 2019
Allen | 3393_G_G14 | 3393 | G | G14 |  | Combustion Turbine | S_C_TVA | Tennessee | Shelby | 15.1 | 1971 | 9999 | 2019 | 0.0027001 | 29.0901 | 0.18564 | NEI 2019
Allen | 3393_G_G15 | 3393 | G | G15 |  | Combustion Turbine | S_C_TVA | Tennessee | Shelby | 15.1 | 1971 | 9999 | 2019 | 0.0027001 | 29.0901 | 0.18564 | NEI 2019
Allen | 3393_G_G16 | 3393 | G | G16 |  | Combustion Turbine | S_C_TVA | Tennessee | Shelby | 15.1 | 1971 | 9999 | 2019 | 0.0027001 | 29.0901 | 0.18564 | NEI 2019
Allen | 3393_G_G17 | 3393 | G | G17 | 88158 | Combustion Turbine | S_C_TVA | Tennessee | Shelby | 46.4 | 1972 | 9999 |  |  |  | 0.12736 | Default Emission Factor
Allen | 3393_G_G18 | 3393 | G | G18 | 88159 | Combustion Turbine | S_C_TVA | Tennessee | Shelby | 46.4 | 1972 | 9999 |  |  |  | 0.12736 | Default Emission Factor
Allen | 3393_G_G19 | 3393 | G | G19 | 88160 | Combustion Turbine | S_C_TVA | Tennessee | Shelby | 46.4 | 1972 | 9999 |  |  |  | 0.12736 | Default Emission Factor
Allen | 3393_G_G20 | 3393 | G | G20 | 88161 | Combustion Turbine | S_C_TVA | Tennessee | Shelby | 46.4 | 1972 | 9999 |  |  |  | 0.12736 | Default Emission Factor
Allen | 3393_G_GT1 | 3393 | G | GT1 |  | Combustion Turbine | S_C_TVA | Tennessee | Shelby | 15.1 | 1971 | 9999 | 2019 | 0.0027001 | 29.0901 | 0.18564 | NEI 2019
Allen | 3393_G_GT2 | 3393 | G | GT2 |  | Combustion Turbine | S_C_TVA | Tennessee | Shelby | 15.1 | 1971 | 9999 | 2019 | 0.0027001 | 29.0901 | 0.18564 | NEI 2019
Allen | 3393_G_GT3 | 3393 | G | GT3 |  | Combustion Turbine | S_C_TVA | Tennessee | Shelby | 15.1 | 1971 | 9999 | 2019 | 0.0027001 | 29.0901 | 0.18564 | NEI 2019
Allen | 3393_G_GT4 | 3393 | G | GT4 |  | Combustion Turbine | S_C_TVA | Tennessee | Shelby | 15.1 | 1971 | 9999 | 2019 | 0.0027001 | 29.0901 | 0.18564 | NEI 2019
Allen | 3393_G_GT5 | 3393 | G | GT5 |  | Combustion Turbine | S_C_TVA | Tennessee | Shelby | 15.1 | 1971 | 9999 | 2019 | 0.0027001 | 29.0901 | 0.18564 | NEI 2019
Allen | 3393_G_GT6 | 3393 | G | GT6 |  | Combustion Turbine | S_C_TVA | Tennessee | Shelby | 15.1 | 1971 | 9999 | 2019 | 0.0027001 | 29.0901 | 0.18564 | NEI 2019
Allen | 3393_G_GT7 | 3393 | G | GT7 |  | Combustion Turbine | S_C_TVA | Tennessee | Shelby | 15.1 | 1971 | 9999 | 2019 | 0.0027001 | 29.0901 | 0.18564 | NEI 2019
Allen | 3393_G_GT8 | 3393 | G | GT8 |  | Combustion Turbine | S_C_TVA | Tennessee | Shelby | 15.1 | 1971 | 9999 | 2019 | 0.0027001 | 29.0901 | 0.18564 | NEI 2019
Allen | 3393_G_GT9 | 3393 | G | GT9 |  | Combustion Turbine | S_C_TVA | Tennessee | Shelby | 15.1 | 1971 | 9999 | 2019 | 0.0027001 | 29.0901 | 0.18564 | NEI 2019
Allen | 3393_G_STG1 | 3393 | G | STG1 | 91027 | Combined Cycle | S_C_TVA | Tennessee | Shelby | 428.3 | 2018 | 9999 |  |  |  | 0.03326 | NEI 2019
Gallatin (TN) | 3403_G_GT1 | 3403 | G | GT1 | 88162 | Combustion Turbine | S_C_TVA | Tennessee | Sumner | 71.5 | 1975 | 9999 |  |  |  | 0.02025 | NEI 2019
Gallatin (TN) | 3403_G_GT2 | 3403 | G | GT2 | 88163 | Combustion Turbine | S_C_TVA | Tennessee | Sumner | 71.5 | 1975 | 9999 |  |  |  | 0.02025 | NEI 2019
Gallatin (TN) | 3403_G_GT3 | 3403 | G | GT3 | 88164 | Combustion Turbine | S_C_TVA | Tennessee | Sumner | 71.5 | 1975 | 9999 |  |  |  | 0.02025 | NEI 2019
Gallatin (TN) | 3403_G_GT4 | 3403 | G | GT4 | 88165 | Combustion Turbine | S_C_TVA | Tennessee | Sumner | 71.5 | 1975 | 9999 | 2019 | 0.48827 | 48233.6335 | 0.02025 | NEI 2019
Gallatin (TN) | 3403_G_GT5 | 3403 | G | GT5 | 2258 | Combustion Turbine | S_C_TVA | Tennessee | Sumner | 73.4 | 2000 | 9999 |  |  |  | 0.29074 | NEI 2019
Gallatin (TN) | 3403_G_GT6 | 3403 | G | GT6 | 2259 | Combustion Turbine | S_C_TVA | Tennessee | Sumner | 73.4 | 2000 | 9999 |  |  |  | 0.29074 | NEI 2019
Gallatin (TN) | 3403_G_GT7 | 3403 | G | GT7 | 2260 | Combustion Turbine | S_C_TVA | Tennessee | Sumner | 73.4 | 2000 | 9999 |  |  |  | 0.29074 | NEI 2019
Gallatin (TN) | 3403_G_GT8 | 3403 | G | GT8 | 2261 | Combustion Turbine | S_C_TVA | Tennessee | Sumner | 73.4 | 2000 | 9999 | 2019 | 7.1982 | 49515.3665 | 0.29074 | NEI 2019
John Sevier | 3405_G_CTG1 | 3405 | G | CTG1 | 90657 | Combined Cycle | S_C_TVA | Tennessee | Hawkins | 165 | 2012 | 9999 | 2019 | 23.4333 | 962937 | 0.02974 | NEI 2019
John Sevier | 3405_G_CTG2 | 3405 | G | CTG2 | 90658 | Combined Cycle | S_C_TVA | Tennessee | Hawkins | 165 | 2012 | 9999 | 2019 | 25.3943 | 1073147 | 0.02974 | NEI 2019
John Sevier | 3405_G_CTG3 | 3405 | G | CTG3 | 90659 | Combined Cycle | S_C_TVA | Tennessee | Hawkins | 165 | 2012 | 9999 | 2019 | 24.8506 | 1081958 | 0.02974 | NEI 2019
John Sevier | 3405_G_STG1 | 3405 | G | STG1 | 90657 | Combined Cycle | S_C_TVA | Tennessee | Hawkins | 383 | 2012 | 9999 |  |  |  | 0.02974 | NEI 2019
Johnsonville | 3406_G_G10 | 3406 | G | G10 | 88167 | Combustion Turbine | S_C_TVA | Tennessee | Humphreys | 47.1 | 1975 | 9999 |  |  |  | 0.02656 | NEI 2019
Johnsonville | 3406_G_G11 | 3406 | G | G11 | 88168 | Combustion Turbine | S_C_TVA | Tennessee | Humphreys | 47.1 | 1975 | 9999 |  |  |  | 0.02656 | NEI 2019
Johnsonville | 3406_G_G12 | 3406 | G | G12 | 88169 | Combustion Turbine | S_C_TVA | Tennessee | Humphreys | 47.1 | 1975 | 9999 |  |  |  | 0.02656 | NEI 2019
Johnsonville | 3406_G_G13 | 3406 | G | G13 | 88170 | Combustion Turbine | S_C_TVA | Tennessee | Humphreys | 47.1 | 1975 | 9999 |  |  |  | 0.02656 | NEI 2019
Johnsonville | 3406_G_G14 | 3406 | G | G14 | 88171 | Combustion Turbine | S_C_TVA | Tennessee | Humphreys | 47.1 | 1975 | 9999 |  |  |  | 0.02656 | NEI 2019
Johnsonville | 3406_G_G15 | 3406 | G | G15 | 88172 | Combustion Turbine | S_C_TVA | Tennessee | Humphreys | 47.1 | 1975 | 9999 |  |  |  | 0.02656 | NEI 2019
Johnsonville | 3406_G_G16 | 3406 | G | G16 | 88173 | Combustion Turbine | S_C_TVA | Tennessee | Humphreys | 47.1 | 1975 | 9999 | 2019 | 1.3431 | 101138.0572 | 0.02656 | NEI 2019
Johnsonville | 3406_G_G17 | 3406 | G | G17 | 2276 | Combustion Turbine | S_C_TVA | Tennessee | Humphreys | 72.8 | 2000 | 9999 |  |  |  | 0.14225 | NEI 2019
Johnsonville | 3406_G_G18 | 3406 | G | G18 | 2277 | Combustion Turbine | S_C_TVA | Tennessee | Humphreys | 72.8 | 2000 | 9999 |  |  |  | 0.14225 | NEI 2019
Johnsonville | 3406_G_G19 | 3406 | G | G19 | 2278 | Combustion Turbine | S_C_TVA | Tennessee | Humphreys | 72.8 | 2000 | 9999 |  |  |  | 0.14225 | NEI 2019
Johnsonville | 3406_G_G20 | 3406 | G | G20 | 2279 | Combustion Turbine | S_C_TVA | Tennessee | Humphreys | 72.8 | 2000 | 9999 | 2019 | 2.7797 | 39080.9478 | 0.14225 | NEI 2019
Johnsonville | 3406_G_GT1 | 3406 | G | GT1 | 88166 | Combustion Turbine | S_C_TVA | Tennessee | Humphreys | 47.1 | 1975 | 9999 |  |  |  | 0.02656 | NEI 2019
Johnsonville | 3406_G_GT2 | 3406 | G | GT2 | 88174 | Combustion Turbine | S_C_TVA | Tennessee | Humphreys | 47.1 | 1975 | 9999 |  |  |  | 0.02656 | NEI 2019
Johnsonville | 3406_G_GT3 | 3406 | G | GT3 | 88175 | Combustion Turbine | S_C_TVA | Tennessee | Humphreys | 47.1 | 1975 | 9999 |  |  |  | 0.02656 | NEI 2019
Johnsonville | 3406_G_GT4 | 3406 | G | GT4 | 88176 | Combustion Turbine | S_C_TVA | Tennessee | Humphreys | 47.1 | 1975 | 9999 |  |  |  | 0.02656 | NEI 2019
Johnsonville | 3406_G_GT5 | 3406 | G | GT5 | 88177 | Combustion Turbine | S_C_TVA | Tennessee | Humphreys | 47.1 | 1975 | 9999 |  |  |  | 0.02656 | NEI 2019
Johnsonville | 3406_G_GT6 | 3406 | G | GT6 | 88178 | Combustion Turbine | S_C_TVA | Tennessee | Humphreys | 47.1 | 1975 | 9999 |  |  |  | 0.02656 | NEI 2019
Johnsonville | 3406_G_GT7 | 3406 | G | GT7 | 88179 | Combustion Turbine | S_C_TVA | Tennessee | Humphreys | 47.1 | 1975 | 9999 |  |  |  | 0.02656 | NEI 2019
Johnsonville | 3406_G_GT8 | 3406 | G | GT8 | 88180 | Combustion Turbine | S_C_TVA | Tennessee | Humphreys | 47.1 | 1975 | 9999 |  |  |  | 0.02656 | NEI 2019
Johnsonville | 3406_G_GT9 | 3406 | G | GT9 | 88181 | Combustion Turbine | S_C_TVA | Tennessee | Humphreys | 47.1 | 1975 | 9999 |  |  |  | 0.02656 | NEI 2019
Long Beach Generation LLC | 341_G_CT1 | 341 | G | CT1 | 89768 | Combustion Turbine | WECC_SCE | California | Los Angeles | 65 | 1976 | 9999 | 2019 | 0.41664 | 3645.5 | 0.22858 | NEI 2019
Long Beach Generation LLC | 341_G_CT2 | 341 | G | CT2 | 89769 | Combustion Turbine | WECC_SCE | California | Los Angeles | 65 | 1976 | 9999 | 2017 | 0.38688 | 8095.75 | 0.09558 | NEI 2019
Long Beach Generation LLC | 341_G_CT3 | 341 | G | CT3 | 89770 | Combustion Turbine | WECC_SCE | California | Los Angeles | 65 | 1976 | 9999 | 2017 | 0.36704 | 8095.75 | 0.09068 | NEI 2019
Long Beach Generation LLC | 341_G_CT4 | 341 | G | CT4 | 89771 | Combustion Turbine | WECC_SCE | California | Los Angeles | 65 | 1976 | 9999 | 2017 | 0.37696 | 8095.75 | 0.09313 | NEI 2019
Laredo | 3439_G_4 | 3439 | G | 4 | 90196 | Combustion Turbine | ERC_REST | Texas | Webb | 90.1 | 2008 | 9999 | 2019 | 0.79 | 56685.2926 | 0.02787 | NEI 2019
Laredo | 3439_G_5 | 3439 | G | 5 | 90197 | Combustion Turbine | ERC_REST | Texas | Webb | 87.3 | 2008 | 9999 | 2019 | 1.13 | 54923.7074 | 0.04115 | NEI 2019
Nueces Bay | 3441_G_7 | 3441 | G | 7 | 90242 | Combined Cycle | ERC_REST | Texas | Nueces | 319 | 1972 | 9999 |  |  |  | 0.07215 | NEI 2019
Nueces Bay | 3441_G_8 | 3441 | G | 8 | 90242 | Combined Cycle | ERC_REST | Texas | Nueces | 157 | 2010 | 9999 | 2019 | 27.96 | 848693 | 0.07215 | NEI 2019
Nueces Bay | 3441_G_9 | 3441 | G | 9 | 90243 | Combined Cycle | ERC_REST | Texas | Nueces | 157 | 2010 | 9999 | 2019 | 30.65 | 775881 | 0.07215 | NEI 2019
Victoria | 3443_G_5 | 3443 | G | 5 | 90094 | Combined Cycle | ERC_REST | Texas | Victoria | 125 | 1963 | 9999 |  |  |  | 0.04459 | NEI 2019
Victoria | 3443_G_7 | 3443 | G | 7 | 90094 | Combined Cycle | ERC_REST | Texas | Victoria | 160 | 2009 | 9999 | 2019 | 28.1129 | 1260976 | 0.04459 | NEI 2019
Newman | 3456_G_4 | 3456 | G | 4 | 2327 | Combined Cycle | WECC_NM | Texas | El Paso | 83 | 1975 | 2025 |  |  |  | 0.01287 | NEI 2019
Newman | 3456_G_5CA1 | 3456 | G | 5CA1 | 91266 | Combined Cycle | WECC_NM | Texas | El Paso | 138 | 2011 | 9999 |  |  |  | 0.06096 | NEI 2019
Newman | 3456_G_5CT1 | 3456 | G | 5CT1 | 91266 | Combined Cycle | WECC_NM | Texas | El Paso | 70 | 2009 | 9999 | 2019 | 20.5165 | 375921 | 0.06096 | NEI 2019
Newman | 3456_G_5CT2 | 3456 | G | 5CT2 | 91267 | Combined Cycle | WECC_NM | Texas | El Paso | 70 | 2009 | 9999 | 2019 | 17.4777 | 364283 | 0.06096 | NEI 2019
Newman | 3456_G_CT1 | 3456 | G | CT1 | 2327 | Combined Cycle | WECC_NM | Texas | El Paso | 72 | 1975 | 2025 | 2019 | 2.4464 | 566647 | 0.01287 | NEI 2019
Newman | 3456_G_CT2 | 3456 | G | CT2 | 2328 | Combined Cycle | WECC_NM | Texas | El Paso | 72 | 1975 | 2025 | 2019 | 3.9964 | 434466 | 0.01287 | NEI 2019
Greens Bayou | 3464_G_73 | 3464 | G | 73 | 89952 | Combustion Turbine | ERC_REST | Texas | Harris | 54 | 1976 | 9999 | 2019 | 1.2884 | 24189.2542 | 0.10653 | NEI 2019
Greens Bayou | 3464_G_74 | 3464 | G | 74 | 89953 | Combustion Turbine | ERC_REST | Texas | Harris | 54 | 1976 | 9999 | 2019 | 1.2458 | 24189.2542 | 0.103 | NEI 2019
Greens Bayou | 3464_G_81 | 3464 | G | 81 | 89954 | Combustion Turbine | ERC_REST | Texas | Harris | 54 | 1976 | 9999 | 2019 | 1.3417 | 24189.2542 | 0.11093 | NEI 2019
Greens Bayou | 3464_G_82 | 3464 | G | 82 | 89955 | Combustion Turbine | ERC_REST | Texas | Harris | 64 | 1976 | 9999 | 2019 | 1.2935 | 28668.7458 | 0.09024 | NEI 2019
Greens Bayou | 3464_G_83 | 3464 | G | 83 | 89956 | Combustion Turbine | ERC_REST | Texas | Harris | 64 | 1976 | 9999 | 2019 | 1.3846 | 28668.7458 | 0.09659 | NEI 2019
Greens Bayou | 3464_G_84 | 3464 | G | 84 | 89957 | Combustion Turbine | ERC_REST | Texas | Harris | 64 | 1976 | 9999 | 2019 | 1.3497 | 28668.7458 | 0.09416 | NEI 2019
T H Wharton | 3469_G_3 | 3469 | G | 3 | 89958 | Combined Cycle | ERC_REST | Texas | Harris | 104 | 1974 | 9999 |  |  |  | 0.06497 | NEI 2019
T H Wharton | 3469_G_31 | 3469 | G | 31 | 89958 | Combined Cycle | ERC_REST | Texas | Harris | 57 | 1972 | 9999 | 2019 | 3.3198 | 178590 | 0.06497 | NEI 2019
T H Wharton | 3469_G_32 | 3469 | G | 32 | 89959 | Combined Cycle | ERC_REST | Texas | Harris | 57 | 1972 | 9999 | 2019 | 2.4451 | 52820 | 0.06497 | NEI 2019
T H Wharton | 3469_G_33 | 3469 | G | 33 | 89960 | Combined Cycle | ERC_REST | Texas | Harris | 57 | 1972 | 9999 | 2019 | 3.3718 | 73501 | 0.06497 | NEI 2019
T H Wharton | 3469_G_34 | 3469 | G | 34 | 89961 | Combined Cycle | ERC_REST | Texas | Harris | 57 | 1972 | 9999 | 2019 | 3.0207 | 69338 | 0.06497 | NEI 2019
T H Wharton | 3469_G_4 | 3469 | G | 4 | 89962 | Combined Cycle | ERC_REST | Texas | Harris | 104 | 1974 | 9999 |  |  |  | 0.0656 | NEI 2019
T H Wharton | 3469_G_41 | 3469 | G | 41 | 89962 | Combined Cycle | ERC_REST | Texas | Harris | 57 | 1972 | 9999 | 2019 | 3.3826 | 192755 | 0.0656 | NEI 2019
T H Wharton | 3469_G_42 | 3469 | G | 42 | 89963 | Combined Cycle | ERC_REST | Texas | Harris | 57 | 1972 | 9999 | 2019 | 3.2952 | 71616 | 0.0656 | NEI 2019
T H Wharton | 3469_G_43 | 3469 | G | 43 | 89964 | Combined Cycle | ERC_REST | Texas | Harris | 57 | 1974 | 9999 | 2019 | 3.3748 | 71381 | 0.0656 | NEI 2019
T H Wharton | 3469_G_44 | 3469 | G | 44 | 89965 | Combined Cycle | ERC_REST | Texas | Harris | 57 | 1974 | 9999 | 2019 | 3.4822 | 76892 | 0.0656 | NEI 2019
T H Wharton | 3469_G_51 | 3469 | G | 51 | 89966 | Combustion Turbine | ERC_REST | Texas | Harris | 58 | 1975 | 9999 | 2019 | 1.6519 | 22701.6177 | 0.14553 | NEI 2019
T H Wharton | 3469_G_52 | 3469 | G | 52 | 89967 | Combustion Turbine | ERC_REST | Texas | Harris | 58 | 1975 | 9999 | 2019 | 1.697 | 22701.6177 | 0.14951 | NEI 2019
T H Wharton | 3469_G_53 | 3469 | G | 53 | 89968 | Combustion Turbine | ERC_REST | Texas | Harris | 58 | 1975 | 9999 | 2019 | 1.8186 | 22701.6177 | 0.16022 | NEI 2019
T H Wharton | 3469_G_54 | 3469 | G | 54 | 89969 | Combustion Turbine | ERC_REST | Texas | Harris | 58 | 1975 | 9999 | 2019 | 1.78 | 22701.6177 | 0.15682 | NEI 2019
T H Wharton | 3469_G_55 | 3469 | G | 55 | 89970 | Combustion Turbine | ERC_REST | Texas | Harris | 58 | 1975 | 9999 | 2019 | 1.532 | 22701.6177 | 0.13497 | NEI 2019
T H Wharton | 3469_G_56 | 3469 | G | 56 | 89971 | Combustion Turbine | ERC_REST | Texas | Harris | 58 | 1975 | 9999 | 2019 | 1.6432 | 22701.6177 | 0.14477 | NEI 2019
T H Wharton | 3469_G_GT1 | 3469 | G | GT1 |  | Combustion Turbine | ERC_REST | Texas | Harris | 13 | 1967 | 9999 | 2019 | 0.0878 | 5088.2936 | 0.03451 | NEI 2019
W A Parish | 3470_G_GT1 | 3470 | G | GT1 |  | Combustion Turbine | ERC_REST | Texas | Fort Bend | 13 | 1967 | 9999 | 2019 | 0.0805 | 1125 | 0.14311 | NEI 2019
Jones | 3482_G_3 | 3482 | G | 3 | 90700 | Combustion Turbine | SPP_SPS | Texas | Lubbock | 166 | 2011 | 9999 | 2019 | 4.8037 | 362004.7485 | 0.02654 | NEI 2019
Jones | 3482_G_4 | 3482 | G | 4 | 90833 | Combustion Turbine | SPP_SPS | Texas | Lubbock | 168 | 2013 | 9999 | 2019 | 1.8686 | 366366.2515 | 0.0102 | NEI 2019
Nichols | 3484_G_2 | 3484 | G | 2 | 2399 | O/G Steam | SPP_SPS | Texas | Potter | 106 | 1962 | 2024 | 2017 | 15.4922 | 85732 | 0.36141 | NEI 2019
Plant X | 3485_G_3 | 3485 | G | 3 | 2403 | O/G Steam | SPP_SPS | Texas | Lamb | 93 | 1955 | 2024 | 2019 | 10.113 | 240371 | 0.08415 | NEI 2019
Morgan Creek | 3492_G_CT1 | 3492 | G | CT1 | 90017 | Combustion Turbine | ERC_WEST | Texas | Mitchell | 67 | 1988 | 9999 | 2019 | 0.1983 | 2734.5 | 0.14504 | NEI 2019
Morgan Creek | 3492_G_CT2 | 3492 | G | CT2 | 90018 | Combustion Turbine | ERC_WEST | Texas | Mitchell | 66 | 1988 | 9999 | 2019 | 0.3541 | 2693.6866 | 0.26291 | NEI 2019
Morgan Creek | 3492_G_CT3 | 3492 | G | CT3 | 90019 | Combustion Turbine | ERC_WEST | Texas | Mitchell | 66 | 1988 | 9999 | 2019 | 0.2622 | 2693.6866 | 0.19468 | NEI 2019
Morgan Creek | 3492_G_CT4 | 3492 | G | CT4 | 90020 | Combustion Turbine | ERC_WEST | Texas | Mitchell | 67 | 1988 | 9999 | 2019 | 0.2899 | 2734.5 | 0.21203 | NEI 2019
Morgan Creek | 3492_G_CT5 | 3492 | G | CT5 | 90021 | Combustion Turbine | ERC_WEST | Texas | Mitchell | 68 | 1988 | 9999 | 2019 | 0.2888 | 2775.3134 | 0.20812 | NEI 2019
Morgan Creek | 3492_G_CT6 | 3492 | G | CT6 | 90022 | Combustion Turbine | ERC_WEST | Texas | Mitchell | 68 | 1988 | 9999 | 2019 | 0.1918 | 2775.3134 | 0.13822 | NEI 2019
Permian Basin | 3494_G_CT1 | 3494 | G | CT1 | 90023 | Combustion Turbine | ERC_WEST | Texas | Ward | 64 | 1988 | 9999 | 2019 | 7.0475 | 139856.1503 | 0.10078 | NEI 2019
Permian Basin | 3494_G_CT2 | 3494 | G | CT2 | 90024 | Combustion Turbine | ERC_WEST | Texas | Ward | 64 | 1988 | 9999 | 2019 | 10.2419 | 139856.1503 | 0.14646 | NEI 2019
Permian Basin | 3494_G_CT3 | 3494 | G | CT3 | 90025 | Combustion Turbine | ERC_WEST | Texas | Ward | 64 | 1988 | 9999 | 2019 | 14.1705 | 139856.1503 | 0.20264 | NEI 2019
Permian Basin | 3494_G_CT4 | 3494 | G | CT4 | 90026 | Combustion Turbine | ERC_WEST | Texas | Ward | 64 | 1990 | 9999 | 2019 | 17.4559 | 139856.1503 | 0.24963 | NEI 2019
Permian Basin | 3494_G_CT5 | 3494 | G | CT5 | 90027 | Combustion Turbine | ERC_WEST | Texas | Ward | 65 | 1990 | 9999 | 2019 | 13.5974 | 142041.4027 | 0.19146 | NEI 2019
Stryker Creek | 3504_G_D1 | 3504 | G | D1 |  | Combustion Turbine | ERC_REST | Texas | Cherokee | 2 | 1966 | 9999 |  |  |  | 0.92213 | Default Emission Factor
Stryker Creek | 3504_G_D2 | 3504 | G | D2 |  | Combustion Turbine | ERC_REST | Texas | Cherokee | 2 | 1966 | 9999 |  |  |  | 0.92213 | Default Emission Factor
Stryker Creek | 3504_G_D3 | 3504 | G | D3 |  | Combustion Turbine | ERC_REST | Texas | Cherokee | 2 | 1966 | 9999 |  |  |  | 0.92213 | Default Emission Factor
Stryker Creek | 3504_G_D4 | 3504 | G | D4 |  | Combustion Turbine | ERC_REST | Texas | Cherokee | 2 | 1966 | 9999 |  |  |  | 0.92213 | Default Emission Factor
Stryker Creek | 3504_G_D5 | 3504 | G | D5 |  | Combustion Turbine | ERC_REST | Texas | Cherokee | 2 | 1966 | 9999 |  |  |  | 0.92213 | Default Emission Factor
Trinidad (TX) | 3507_G_D1 | 3507 | G | D1 |  | Combustion Turbine | ERC_REST | Texas | Henderson | 2 | 1966 | 9999 |  |  |  | 0.92213 | Default Emission Factor
Trinidad (TX) | 3507_G_D2 | 3507 | G | D2 |  | Combustion Turbine | ERC_REST | Texas | Henderson | 2 | 1966 | 9999 |  |  |  | 0.92213 | Default Emission Factor
Decker Creek | 3548_G_GT1 | 3548 | G | GT1 | 89911 | Combustion Turbine | ERC_REST | Texas | Travis | 52 | 1988 | 9999 | 2019 | 0.9404 | 9601 | 0.1959 | NEI 2019
Decker Creek | 3548_G_GT2 | 3548 | G | GT2 | 89913 | Combustion Turbine | ERC_REST | Texas | Travis | 52 | 1988 | 9999 |  |  |  | 0.12736 | Default Emission Factor
Decker Creek | 3548_G_GT3 | 3548 | G | GT3 | 89915 | Combustion Turbine | ERC_REST | Texas | Travis | 52 | 1988 | 9999 | 2019 | 0.2282 | 9601 | 0.04754 | NEI 2019
Decker Creek | 3548_G_GT4 | 3548 | G | GT4 | 89917 | Combustion Turbine | ERC_REST | Texas | Travis | 52 | 1988 | 9999 | 2019 | 0.2863 | 9601 | 0.05964 | NEI 2019
Silas Ray | 3559_G_10 | 3559 | G | 10 | 89523 | Combustion Turbine | ERC_REST | Texas | Cameron | 45 | 2004 | 9999 | 2019 | 1 | 32592 | 0.06137 | NEI 2019
Silas Ray | 3559_G_6 | 3559 | G | 6 |  | Combined Cycle | ERC_REST | Texas | Cameron | 20 | 1959 | 9999 |  |  |  | 0.02991 | NEI 2019
Silas Ray | 3559_G_9 | 3559 | G | 9 | 2461 | Combined Cycle | ERC_REST | Texas | Cameron | 42 | 1996 | 9999 | 2019 | 0.5 | 25793 | 0.02991 | NEI 2019
Silas Ray | 3559_G_DG-3a | 3559 | G | DG-3a |  | Combustion Turbine | ERC_REST | Texas | Cameron | 1 | 2001 | 9999 |  |  |  | 0.92213 | Default Emission Factor
Silas Ray | 3559_G_DG-3b | 3559 | G | DG-3b |  | Combustion Turbine | ERC_REST | Texas | Cameron | 1 | 2001 | 9999 |  |  |  | 0.92213 | Default Emission Factor
Silas Ray | 3559_G_DG-4 | 3559 | G | DG-4 |  | Combustion Turbine | ERC_REST | Texas | Cameron | 1 | 2001 | 9999 |  |  |  | 0.92213 | Default Emission Factor
Silas Ray | 3559_G_DG-6a | 3559 | G | DG-6a |  | Combustion Turbine | ERC_REST | Texas | Cameron | 1 | 2001 | 9999 |  |  |  | 0.92213 | Default Emission Factor
Silas Ray | 3559_G_DG-6b | 3559 | G | DG-6b |  | Combustion Turbine | ERC_REST | Texas | Cameron | 1 | 2001 | 9999 |  |  |  | 0.92213 | Default Emission Factor
Bryan (TX) | 3561_G_7 | 3561 | G | 7 |  | Combustion Turbine | ERC_REST | Texas | Brazos | 21 | 1975 | 9999 | 2019 | 0.1032 | 1785 | 0.11563 | NEI 2019
Ray Olinger | 3576_G_4 | 3576 | G | 4 | 2467 | Combustion Turbine | ERC_REST | Texas | Collin | 75 | 2001 | 9999 | 2019 | 0.3662 | 9167 | 0.0799 | NEI 2019
Mountainview Generating Station | 358_G_MV3A | 358 | G | MV3A | 89500 | Combined Cycle | WECC_SCE | California | San Bernardino | 149 | 2005 | 9999 | 2019 | 19.8003 | 957191.15 | 0.05569 | NEI 2019
Mountainview Generating Station | 358_G_MV3B | 358 | G | MV3B | 89501 | Combined Cycle | WECC_SCE | California | San Bernardino | 149 | 2005 | 9999 | 2019 | 19.1258 | 440700.1 | 0.05569 | NEI 2019
Mountainview Generating Station | 358_G_MV3C | 358 | G | MV3C | 89500 | Combined Cycle | WECC_SCE | California | San Bernardino | 188 | 2005 | 9999 |  |  |  | 0.05569 | NEI 2019
Mountainview Generating Station | 358_G_MV4A | 358 | G | MV4A | 89502 | Combined Cycle | WECC_SCE | California | San Bernardino | 149 | 2006 | 9999 | 2017 | 19.959 | 1435747.44 | 0.0392 | NEI 2019
Mountainview Generating Station | 358_G_MV4B | 358 | G | MV4B | 89503 | Combined Cycle | WECC_SCE | California | San Bernardino | 149 | 2006 | 9999 | 2017 | 20.9213 | 650241.44 | 0.0392 | NEI 2019
Mountainview Generating Station | 358_G_MV4C | 358 | G | MV4C | 89502 | Combined Cycle | WECC_SCE | California | San Bernardino | 188 | 2006 | 9999 |  |  |  | 0.0392 | NEI 2019
Ty Cooke | 3602_G_GT2 | 3602 | G | GT2 |  | Combustion Turbine | SPP_SPS | Texas | Lubbock | 16 | 1971 | 9999 | 2017 | 0.159 | 1201 | 0.26478 | NEI 2019
Ty Cooke | 3602_G_GT3 | 3602 | G | GT3 |  | Combustion Turbine | SPP_SPS | Texas | Lubbock | 16 | 1974 | 9999 |  |  |  | 0.12736 | Default Emission Factor
J Robert Massengale | 3604_G_6A | 3604 | G | 6A | 2474 | Combined Cycle | SPP_SPS | Texas | Lubbock | 18 | 1957 | 9999 |  |  |  | 0.06245 | NEI 2019
J Robert Massengale | 3604_G_7 | 3604 | G | 7 | 2474 | Combined Cycle | SPP_SPS | Texas | Lubbock | 18 | 1959 | 9999 |  |  |  | 0.06245 | NEI 2019
J Robert Massengale | 3604_G_8 | 3604 | G | 8 | 2474 | Combined Cycle | SPP_SPS | Texas | Lubbock | 38 | 2000 | 9999 | 2019 | 4.6799 | 125615 | 0.06245 | NEI 2019
Leon Creek | 3609_G_CGT1 | 3609 | G | CGT1 | 89297 | Combustion Turbine | ERC_REST | Texas | Bexar | 46 | 2004 | 9999 | 2019 | 1.0358 | 41731.0989 | 0.04964 | NEI 2019
Leon Creek | 3609_G_CGT2 | 3609 | G | CGT2 | 89298 | Combustion Turbine | ERC_REST | Texas | Bexar | 46 | 2004 | 9999 | 2019 | 0.5993 | 41731.0989 | 0.02872 | NEI 2019
Leon Creek | 3609_G_CGT3 | 3609 | G | CGT3 | 89299 | Combustion Turbine | ERC_REST | Texas | Bexar | 44 | 2004 | 9999 | 2019 | 0.7794 | 39916.7033 | 0.03905 | NEI 2019
Leon Creek | 3609_G_CGT4 | 3609 | G | CGT4 | 89300 | Combustion Turbine | ERC_REST | Texas | Bexar | 46 | 2004 | 9999 | 2019 | 1.7431 | 41731.0989 | 0.08354 | NEI 2019
V H Braunig | 3612_G_5 | 3612 | G | 5 | 89837 | Combustion Turbine | ERC_REST | Texas | Bexar | 48 | 2010 | 9999 | 2019 | 0.7 | 39285.3608 | 0.03564 | NEI 2019
V H Braunig | 3612_G_6 | 3612 | G | 6 | 89838 | Combustion Turbine | ERC_REST | Texas | Bexar | 48 | 2010 | 9999 | 2019 | 0.5 | 39285.3608 | 0.02546 | NEI 2019
V H Braunig | 3612_G_7 | 3612 | G | 7 | 89839 | Combustion Turbine | ERC_REST | Texas | Bexar | 48 | 2010 | 9999 | 2019 | 1.4 | 39285.3608 | 0.07127 | NEI 2019
V H Braunig | 3612_G_8 | 3612 | G | 8 | 89840 | Combustion Turbine | ERC_REST | Texas | Bexar | 47 | 2010 | 9999 | 2019 | 1.5 | 38466.9157 | 0.07799 | NEI 2019
R W Miller | 3628_G_4 | 3628 | G | 4 | 2491 | Combustion Turbine | ERC_REST | Texas | Palo Pinto | 104 | 1994 | 9999 | 2019 | 2.3753 | 52299.498 | 0.09084 | NEI 2019
R W Miller | 3628_G_5 | 3628 | G | 5 | 2492 | Combustion Turbine | ERC_REST | Texas | Palo Pinto | 104 | 1994 | 9999 | 2019 | 2.3759 | 52299.498 | 0.09086 | NEI 2019
Pearsall | 3630_G_10A | 3630 | G | 10A |  | Combustion Turbine | ERC_REST | Texas | Frio | 8.4 | 2010 | 9999 | 2019 | 3.0592 | 16473.125 | 0.37142 | NEI 2019
Pearsall | 3630_G_11A | 3630 | G | 11A |  | Combustion Turbine | ERC_REST | Texas | Frio | 8.4 | 2010 | 9999 | 2019 | 3.0422 | 16473.125 | 0.36935 | NEI 2019
Pearsall | 3630_G_12A | 3630 | G | 12A |  | Combustion Turbine | ERC_REST | Texas | Frio | 8.4 | 2010 | 9999 | 2019 | 3.0434 | 16473.125 | 0.3695 | NEI 2019
Pearsall | 3630_G_13A | 3630 | G | 13A |  | Combustion Turbine | ERC_REST | Texas | Frio | 8.4 | 2010 | 9999 | 2019 | 1.8422 | 16473.125 | 0.22366 | NEI 2019
Pearsall | 3630_G_14A | 3630 | G | 14A |  | Combustion Turbine | ERC_REST | Texas | Frio | 8.4 | 2010 | 9999 | 2019 | 2.0035 | 16473.125 | 0.24325 | NEI 2019
Pearsall | 3630_G_15A | 3630 | G | 15A |  | Combustion Turbine | ERC_REST | Texas | Frio | 8.4 | 2010 | 9999 | 2019 | 1.5869 | 16473.125 | 0.19267 | NEI 2019
Pearsall | 3630_G_16A | 3630 | G | 16A |  | Combustion Turbine | ERC_REST | Texas | Frio | 8.4 | 2010 | 9999 | 2019 | 1.6709 | 16473.125 | 0.20286 | NEI 2019
Pearsall | 3630_G_17A | 3630 | G | 17A |  | Combustion Turbine | ERC_REST | Texas | Frio | 8.4 | 2010 | 9999 | 2019 | 1.8455 | 16473.125 | 0.22406 | NEI 2019
Pearsall | 3630_G_18A | 3630 | G | 18A |  | Combustion Turbine | ERC_REST | Texas | Frio | 8.4 | 2010 | 9999 | 2019 | 2.0069 | 16473.125 | 0.24366 | NEI 2019
Pearsall | 3630_G_19A | 3630 | G | 19A |  | Combustion Turbine | ERC_REST | Texas | Frio | 8.4 | 2010 | 9999 | 2019 | 1.9059 | 16473.125 | 0.2314 | NEI 2019
Pearsall | 3630_G_1A | 3630 | G | 1A |  | Combustion Turbine | ERC_REST | Texas | Frio | 8.4 | 2010 | 9999 | 2019 | 3.2112 | 16473.125 | 0.38987 | NEI 2019
Pearsall | 3630_G_20A | 3630 | G | 20A |  | Combustion Turbine | ERC_REST | Texas | Frio | 8.4 | 2010 | 9999 | 2019 | 1.9726 | 16473.125 | 0.23949 | NEI 2019
Pearsall | 3630_G_21A | 3630 | G | 21A |  | Combustion Turbine | ERC_REST | Texas | Frio | 8.4 | 2010 | 9999 | 2019 | 2.0784 | 16473.125 | 0.25234 | NEI 2019
Pearsall | 3630_G_22A | 3630 | G | 22A |  | Combustion Turbine | ERC_REST | Texas | Frio | 8.4 | 2010 | 9999 | 2019 | 2.132 | 16473.125 | 0.25885 | NEI 2019
Pearsall | 3630_G_23A | 3630 | G | 23A |  | Combustion Turbine | ERC_REST | Texas | Frio | 8.4 | 2010 | 9999 | 2019 | 2.1212 | 16473.125 | 0.25754 | NEI 2019
Pearsall | 3630_G_24A | 3630 | G | 24A |  | Combustion Turbine | ERC_REST | Texas | Frio | 8.4 | 2010 | 9999 | 2019 | 1.9193 | 16473.125 | 0.23302 | NEI 2019
Pearsall | 3630_G_2A | 3630 | G | 2A |  | Combustion Turbine | ERC_REST | Texas | Frio | 8.4 | 2010 | 9999 | 2019 | 3.2469 | 16473.125 | 0.39421 | NEI 2019
Pearsall | 3630_G_3A | 3630 | G | 3A |  | Combustion Turbine | ERC_REST | Texas | Frio | 8.4 | 2010 | 9999 | 2019 | 3.2532 | 16473.125 | 0.39497 | NEI 2019
Pearsall | 3630_G_4A | 3630 | G | 4A |  | Combustion Turbine | ERC_REST | Texas | Frio | 8.4 | 2010 | 9999 | 2019 | 3.251 | 16473.125 | 0.3947 | NEI 2019
Pearsall | 3630_G_5A | 3630 | G | 5A |  | Combustion Turbine | ERC_REST | Texas | Frio | 8.4 | 2010 | 9999 | 2019 | 3.2637 | 16473.125 | 0.39625 | NEI 2019
Pearsall | 3630_G_6A | 3630 | G | 6A |  | Combustion Turbine | ERC_REST | Texas | Frio | 8.4 | 2010 | 9999 | 2019 | 3.2671 | 16473.125 | 0.39666 | NEI 2019
Pearsall | 3630_G_7A | 3630 | G | 7A |  | Combustion Turbine | ERC_REST | Texas | Frio | 8.4 | 2010 | 9999 | 2019 | 3.0562 | 16473.125 | 0.37105 | NEI 2019
Pearsall | 3630_G_8A | 3630 | G | 8A |  | Combustion Turbine | ERC_REST | Texas | Frio | 8.4 | 2010 | 9999 | 2019 | 3.0548 | 16473.125 | 0.37088 | NEI 2019
Pearsall | 3630_G_9A | 3630 | G | 9A |  | Combustion Turbine | ERC_REST | Texas | Frio | 8.4 | 2010 | 9999 | 2019 | 3.0377 | 16473.125 | 0.36881 | NEI 2019
Sam Rayburn | 3631_G_10 | 3631 | G | 10 | 8334 | Combined Cycle | ERC_REST | Texas | Victoria | 37 | 2003 | 9999 |  |  |  | 0.06084 | NEI 2019
Sam Rayburn | 3631_G_4 | 3631 | G | 4 |  | Combustion Turbine | ERC_REST | Texas | Victoria | 1.6 | 1991 | 9999 | 2019 | 0.0324 | 115 | 0.56348 | NEI 2019
Sam Rayburn | 3631_G_5 | 3631 | G | 5 |  | Combustion Turbine | ERC_REST | Texas | Victoria | 1.6 | 1991 | 9999 | 2019 | 0.0343 | 115 | 0.59652 | NEI 2019
Sam Rayburn | 3631_G_7 | 3631 | G | 7 | 8334 | Combined Cycle | ERC_REST | Texas | Victoria | 49 | 2003 | 9999 | 2019 | 2.1173 | 105095 | 0.06084 | NEI 2019
Sam Rayburn | 3631_G_8 | 3631 | G | 8 | 8336 | Combined Cycle | ERC_REST | Texas | Victoria | 49 | 2003 | 9999 | 2019 | 2.4351 | 63761 | 0.06084 | NEI 2019
Sam Rayburn | 3631_G_9 | 3631 | G | 9 | 8338 | Combined Cycle | ERC_REST | Texas | Victoria | 48 | 2003 | 9999 | 2019 | 2.3867 | 59250 | 0.06084 | NEI 2019
Gadsby | 3648_G_4 | 3648 | G | 4 | 9559 | Combustion Turbine | WECC_UT | Utah | Salt Lake | 39 | 2002 | 9999 | 2019 | 0.3075 | 6410 | 0.09595 | NEI 2019
Gadsby | 3648_G_5 | 3648 | G | 5 | 9560 | Combustion Turbine | WECC_UT | Utah | Salt Lake | 39 | 2002 | 9999 | 2019 | 0.26208 | 6410 | 0.08177 | NEI 2019
Gadsby | 3648_G_6 | 3648 | G | 6 | 9561 | Combustion Turbine | WECC_UT | Utah | Salt Lake | 39 | 2002 | 9999 | 2019 | 0.22256 | 6410 | 0.06944 | NEI 2019
Bountiful City | 3665_G_1A | 3665 | G | 1A |  | Combustion Turbine | WECC_UT | Utah | Davis | 4.2 | 2001 | 9999 |  |  |  | 0.12736 | Default Emission Factor
Bountiful City | 3665_G_2A | 3665 | G | 2A |  | Combustion Turbine | WECC_UT | Utah | Davis | 11.5 | 2012 | 9999 |  |  |  | 0.12736 | Default Emission Factor
Bountiful City | 3665_G_3A | 3665 | G | 3A |  | Combustion Turbine | WECC_UT | Utah | Davis | 11.5 | 2012 | 9999 |  |  |  | 0.12736 | Default Emission Factor
Ascutney | 3708_G_GT4 | 3708 | G | GT4 |  | Combustion Turbine | NENGREST | Vermont | Windsor | 9 | 1961 | 9999 |  |  |  | 0.12736 | Default Emission Factor
Rutland | 3723_G_GT5 | 3723 | G | GT5 |  | Combustion Turbine | NENGREST | Vermont | Rutland | 8.4 | 1962 | 9999 |  |  |  | 0.12736 | Default Emission Factor
Berlin 5 | 3734_G_GT1 | 3734 | G | GT1 | 90480 | Combustion Turbine | NENGREST | Vermont | Washington | 35 | 1972 | 9999 |  |  |  | 0.12736 | Default Emission Factor
Colchester 16 | 3735_G_GT1 | 3735 | G | GT1 |  | Combustion Turbine | NENGREST | Vermont | Chittenden | 8.7 | 1965 | 9999 |  |  |  | 0.12736 | Default Emission Factor
Essex Junction 19 | 3737_G_IC-5 | 3737 | G | IC-5 |  | Combustion Turbine | NENGREST | Vermont | Chittenden | 1.8 | 2007 | 9999 |  |  |  | 0.92213 | Default Emission Factor
Essex Junction 19 | 3737_G_IC-6 | 3737 | G | IC-6 |  | Combustion Turbine | NENGREST | Vermont | Chittenden | 1.8 | 2007 | 9999 |  |  |  | 0.92213 | Default Emission Factor
Essex Junction 19 | 3737_G_IC-7 | 3737 | G | IC-7 |  | Combustion Turbine | NENGREST | Vermont | Chittenden | 1.8 | 2007 | 9999 |  |  |  | 0.92213 | Default Emission Factor
Essex Junction 19 | 3737_G_IC-8 | 3737 | G | IC-8 |  | Combustion Turbine | NENGREST | Vermont | Chittenden | 1.8 | 2007 | 9999 |  |  |  | 0.92213 | Default Emission Factor
Burlington GT | 3754_G_GT1 | 3754 | G | GT1 | 90491 | Combustion Turbine | NENGREST | Vermont | Chittenden | 19.7 | 1971 | 9999 |  |  |  | 0.12736 | Default Emission Factor
Grayson | 377_G_1 | 377 | G | 1 |  | Combined Cycle | WEC_LADW | California | Los Angeles | 19 | 1977 | 9999 |  |  |  | 0.04505 | Default Emission Factor
Grayson | 377_G_2 | 377 | G | 2 |  | Combined Cycle | WEC_LADW | California | Los Angeles | 19 | 1977 | 9999 |  |  |  | 0.04505 | Default Emission Factor
Grayson | 377_G_8A | 377 | G | 8A |  | Combined Cycle | WEC_LADW | California | Los Angeles | 26 | 1977 | 9999 |  |  |  | 0.04505 | Default Emission Factor
Grayson | 377_G_8BC | 377 | G | 8BC |  | Combined Cycle | WEC_LADW | California | Los Angeles | 46 | 1977 | 9999 |  |  |  | 0.04505 | Default Emission Factor
Grayson | 377_G_9 | 377 | G | 9 | 89495 | Combustion Turbine | WEC_LADW | California | Los Angeles | 48 | 2004 | 9999 |  |  |  | 0.12736 | Default Emission Factor
Bayview | 3782_G_BAYV | 3782 | G | BAYV |  | Combustion Turbine | PJM_EMAC | Virginia | Northampton | 2.1 | 1963 | 9999 | 2019 | 0.12785 | 431 | 0.59325 | NEI 2019
Bayview | 3782_G_BYV2 | 3782 | G | BYV2 |  | Combustion Turbine | PJM_EMAC | Virginia | Northampton | 2.1 | 1963 | 9999 | 2019 | 0.12061 | 431 | 0.55969 | NEI 2019
Bayview | 3782_G_BYV3 | 3782 | G | BYV3 |  | Combustion Turbine | PJM_EMAC | Virginia | Northampton | 2.1 | 1963 | 9999 | 2017 | 0.12011 | 269.8333 | 0.89025 | NEI 2019
Bayview | 3782_G_BYV4 | 3782 | G | BYV4 |  | Combustion Turbine | PJM_EMAC | Virginia | Northampton | 2.1 | 1963 | 9999 | 2019 | 0.10629 | 431 | 0.49323 | NEI 2019
Bayview | 3782_G_BYV5 | 3782 | G | BYV5 |  | Combustion Turbine | PJM_EMAC | Virginia | Northampton | 2.1 | 1963 | 9999 | 2019 | 0.093189 | 431 | 0.43243 | NEI 2019
Bayview | 3782_G_BYV6 | 3782 | G | BYV6 |  | Combustion Turbine | PJM_EMAC | Virginia | Northampton | 2.1 | 1963 | 9999 | 2017 | 0.046607 | 269.8333 | 0.34545 | NEI 2019
Tasley | 3785_G_TAS | 3785 | G | TAS | 89335 | Combustion Turbine | PJM_EMAC | Virginia | Accomack | 31 | 1972 | 9999 | 2019 | 0.021405 | 656 | 0.06526 | NEI 2019
Chesterfield | 3797_G_CT7 | 3797 | G | CT7 | 89200 | Combined Cycle | PJM_Dom | Virginia | Chesterfield | 142 | 1990 | 9999 | 2019 | 33.1899 | 2678400 | 0.02478 | NEI 2019
Chesterfield | 3797_G_CT8 | 3797 | G | CT8 | 2515 | Combined Cycle | PJM_Dom | Virginia | Chesterfield | 140 | 1992 | 9999 |  |  |  | 0.04505 | Default Emission Factor
Chesterfield | 3797_G_CW7 | 3797 | G | CW7 | 89200 | Combined Cycle | PJM_Dom | Virginia | Chesterfield | 55 | 1990 | 9999 |  |  |  | 0.02478 | NEI 2019
Chesterfield | 3797_G_CW8 | 3797 | G | CW8 | 2515 | Combined Cycle | PJM_Dom | Virginia | Chesterfield | 60 | 1992 | 9999 |  |  |  | 0.04505 | Default Emission Factor
Low Moor | 3799_G_GT1 | 3799 | G | GT1 |  | Combustion Turbine | PJM_Dom | Virginia | Alleghany | 12 | 1971 | 9999 | 2019 | 0.014028 | 149.75 | 0.18735 | NEI 2019
Low Moor | 3799_G_GT2 | 3799 | G | GT2 |  | Combustion Turbine | PJM_Dom | Virginia | Alleghany | 12 | 1971 | 9999 | 2019 | 0.014124 | 149.75 | 0.18863 | NEI 2019
Low Moor | 3799_G_GT3 | 3799 | G | GT3 |  | Combustion Turbine | PJM_Dom | Virginia | Alleghany | 12 | 1971 | 9999 | 2019 | 0.018426 | 149.75 | 0.24609 | NEI 2019
Low Moor | 3799_G_GT4 | 3799 | G | GT4 |  | Combustion Turbine | PJM_Dom | Virginia | Alleghany | 12 | 1971 | 9999 | 2019 | 0.01548 | 149.75 | 0.20674 | NEI 2019
Northern Neck | 3800_G_GT1 | 3800 | G | GT1 |  | Combustion Turbine | PJM_Dom | Virginia | Richmond | 12 | 1971 | 9999 | 2019 | 0.016341 | 136.5957 | 0.23927 | NEI 2019
Northern Neck | 3800_G_GT2 | 3800 | G | GT2 |  | Combustion Turbine | PJM_Dom | Virginia | Richmond | 11 | 1971 | 9999 | 2019 | 0.0082751 | 125.2128 | 0.13218 | NEI 2019
Northern Neck | 3800_G_GT3 | 3800 | G | GT3 |  | Combustion Turbine | PJM_Dom | Virginia | Richmond | 12 | 1971 | 9999 | 2019 | 0.018874 | 136.5957 | 0.27635 | NEI 2019
Northern Neck | 3800_G_GT4 | 3800 | G | GT4 |  | Combustion Turbine | PJM_Dom | Virginia | Richmond | 12 | 1971 | 9999 | 2019 | 0.015836 | 136.5957 | 0.23187 | NEI 2019
Chesapeake | 3803_G_6 | 3803 | G | 6 |  | Combustion Turbine | PJM_Dom | Virginia | Chesapeake City | 12 | 1969 | 9999 | 2019 | 0.0014615 | 32.9412 | 0.08873 | NEI 2019
Chesapeake | 3803_G_GT1 | 3803 | G | GT1 |  | Combustion Turbine | PJM_Dom | Virginia | Chesapeake City | 15 | 1967 | 9999 | 2019 | 0.0054304 | 41.1765 | 0.26376 | NEI 2019
Chesapeake | 3803_G_GT2 | 3803 | G | GT2 |  | Combustion Turbine | PJM_Dom | Virginia | Chesapeake City | 12 | 1969 | 9999 |  |  |  | 0.12736 | Default Emission Factor
Chesapeake | 3803_G_GT4 | 3803 | G | GT4 |  | Combustion Turbine | PJM_Dom | Virginia | Chesapeake City | 12 | 1969 | 9999 | 2019 | 0.00155 | 32.9412 | 0.09411 | NEI 2019
Possum Point | 3804_G_6A | 3804 | G | 6A | 8340 | Combined Cycle | PJM_Dom | Virginia | Prince William | 148.5 | 2003 | 9999 | 2019 | 39.63 | 2823893 | 0.04429 | NEI 2019
Possum Point | 3804_G_6B | 3804 | G | 6B | 8342 | Combined Cycle | PJM_Dom | Virginia | Prince William | 148.5 | 2003 | 9999 |  |  |  | 0.04429 | NEI 2019
Possum Point | 3804_G_6ST | 3804 | G | 6ST | 8340 | Combined Cycle | PJM_Dom | Virginia | Prince William | 262 | 2003 | 9999 |  |  |  | 0.04429 | NEI 2019
Possum Point | 3804_G_GT1 | 3804 | G | GT1 |  | Combustion Turbine | PJM_Dom | Virginia | Prince William | 12 | 1968 | 9999 | 2019 | 0.006972 | 144 | 0.09683 | NEI 2019
Possum Point | 3804_G_GT2 | 3804 | G | GT2 |  | Combustion Turbine | PJM_Dom | Virginia | Prince William | 12 | 1968 | 9999 | 2019 | 0.008436 | 144 | 0.11717 | NEI 2019
Possum Point | 3804_G_GT3 | 3804 | G | GT3 |  | Combustion Turbine | PJM_Dom | Virginia | Prince William | 12 | 1968 | 9999 |  |  |  | 0.12736 | Default Emission Factor
Possum Point | 3804_G_GT4 | 3804 | G | GT4 |  | Combustion Turbine | PJM_Dom | Virginia | Prince William | 12 | 1968 | 9999 |  |  |  | 0.12736 | Default Emission Factor
Possum Point | 3804_G_GT5 | 3804 | G | GT5 |  | Combustion Turbine | PJM_Dom | Virginia | Prince William | 12 | 1968 | 9999 |  |  |  | 0.12736 | Default Emission Factor
Possum Point | 3804_G_GT6 | 3804 | G | GT6 |  | Combustion Turbine | PJM_Dom | Virginia | Prince William | 12 | 1968 | 9999 | 2019 | 0.006612 | 144 | 0.09183 | NEI 2019
Crystal Mountain | 3853_G_1 | 3853 | G | 1 |  | Combustion Turbine | WECC_PNW | Washington | Pierce | 2.5 | 1969 | 9999 |  |  |  | 0.92213 | Default Emission Factor
El Centro Hybrid | 389_G_2 | 389 | G | 2 | 255 | Combined Cycle | WECC_IID | California | Imperial | 31 | 1952 | 9999 |  |  |  | 0.04505 | Default Emission Factor
El Centro Hybrid | 389_G_2A | 389 | G | 2A | 255 | Combined Cycle | WECC_IID | California | Imperial | 71 | 1993 | 9999 |  |  |  | 0.04505 | Default Emission Factor
El Centro Hybrid | 389_G_30 | 389 | G | 30 | 90785 | Combined Cycle | WECC_IID | California | Imperial | 52 | 2012 | 9999 |  |  |  | 0.019 | NEI 2019
El Centro Hybrid | 389_G_31 | 389 | G | 31 | 90785 | Combined Cycle | WECC_IID | California | Imperial | 45 | 2012 | 9999 |  |  |  | 0.019 | NEI 2019
El Centro Hybrid | 389_G_32 | 389 | G | 32 | 90786 | Combined Cycle | WECC_IID | California | Imperial | 45 | 2012 | 9999 | 2017 | 5.9518 | 626404 | 0.019 | NEI 2019
Mt Storm | 3954_G_JF1 | 3954 | G | JF1 |  | Combustion Turbine | PJM_AP | West Virginia | Grant | 11 | 1967 | 9999 | 2019 | 0.0182 | 217 | 0.16775 | NEI 2019
Gordon | 3976_G_3 | 3976 | G | 3 |  | Combustion Turbine | MIS_MNWI | Wisconsin | Douglas | 0.7 | 1955 | 9999 |  |  |  | 0.92213 | Default Emission Factor
Gordon | 3976_G_4 | 3976 | G | 4 |  | Combustion Turbine | MIS_MNWI | Wisconsin | Douglas | 0.7 | 1949 | 9999 |  |  |  | 0.92213 | Default Emission Factor
Gordon | 3976_G_5 | 3976 | G | 5 |  | Combustion Turbine | MIS_MNWI | Wisconsin | Douglas | 0.7 | 2001 | 9999 |  |  |  | 0.92213 | Default Emission Factor
Gordon | 3976_G_6 | 3976 | G | 6 |  | Combustion Turbine | MIS_MNWI | Wisconsin | Douglas | 0.7 | 2001 | 9999 |  |  |  | 0.92213 | Default Emission Factor
Harbor | 399_G_10A | 399 | G | 10A | 259 | Combined Cycle | WEC_LADW | California | Los Angeles | 73 | 1995 | 9999 |  |  |  | 0.04505 | Default Emission Factor
Harbor | 399_G_10B | 399 | G | 10B | 260 | Combined Cycle | WEC_LADW | California | Los Angeles | 73 | 1995 | 9999 |  |  |  | 0.04505 | Default Emission Factor
Harbor | 399_G_5 | 399 | G | 5 | 259 | Combined Cycle | WEC_LADW | California | Los Angeles | 56 | 1995 | 9999 |  |  |  | 0.04505 | Default Emission Factor
Harbor | 399_G_GT10 | 399 | G | GT10 | 262 | Combustion Turbine | WEC_LADW | California | Los Angeles | 47.4 | 2002 | 9999 | 2017 | 0.05852 | 3071 | 0.03811 | NEI 2019
Harbor | 399_G_GT11 | 399 | G | GT11 | 263 | Combustion Turbine | WEC_LADW | California | Los Angeles | 47.4 | 2002 | 9999 | 2019 | 0.02951 | 3615.2 | 0.01633 | NEI 2019
Harbor | 399_G_GT12 | 399 | G | GT12 | 264 | Combustion Turbine | WEC_LADW | California | Los Angeles | 47.4 | 2002 | 9999 |  |  |  | 0.12736 | Default Emission Factor
Harbor | 399_G_GT13 | 399 | G | GT13 | 265 | Combustion Turbine | WEC_LADW | California | Los Angeles | 47.4 | 2002 | 9999 |  |  |  | 0.12736 | Default Emission Factor
Harbor | 399_G_GT14 | 399 | G | GT14 | 266 | Combustion Turbine | WEC_LADW | California | Los Angeles | 47.4 | 2002 | 9999 |  |  |  | 0.12736 | Default Emission Factor
Haynes | 400_G_10 | 400 | G | 10 | 89434 | Combined Cycle | WEC_LADW | California | Los Angeles | 157.5 | 2005 | 9999 | 2017 | 4.6043 | 796618 | 0.00722 | NEI 2019
Haynes | 400_G_11 | 400 | G | 11 | 90755 | Combustion Turbine | WEC_LADW | California | Los Angeles | 99.4 | 2013 | 9999 | 2019 | 0.2976 | 62974.3333 | 0.00945 | NEI 2019
Haynes | 400_G_12 | 400 | G | 12 | 90756 | Combustion Turbine | WEC_LADW | California | Los Angeles | 99.4 | 2013 | 9999 |  |  |  | 0.12736 | Default Emission Factor
Haynes | 400_G_13 | 400 | G | 13 | 90757 | Combustion Turbine | WEC_LADW | California | Los Angeles | 99.4 | 2013 | 9999 | 2017 | 0.43648 | 30880 | 0.02827 | NEI 2019
Haynes | 400_G_14 | 400 | G | 14 | 90758 | Combustion Turbine | WEC_LADW | California | Los Angeles | 99.4 | 2013 | 9999 | 2017 | 0.1488 | 30880 | 0.00964 | NEI 2019
Haynes | 400_G_15 | 400 | G | 15 | 90759 | Combustion Turbine | WEC_LADW | California | Los Angeles | 99.4 | 2013 | 9999 | 2017 | 0.42656 | 30880 | 0.02763 | NEI 2019
Haynes | 400_G_16 | 400 | G | 16 | 90760 | Combustion Turbine | WEC_LADW | California | Los Angeles | 99.4 | 2013 | 9999 | 2017 | 0.36704 | 30880 | 0.02377 | NEI 2019
Haynes | 400_G_8 | 400 | G | 8 | 89433 | Combined Cycle | WEC_LADW | California | Los Angeles | 235 | 2005 | 9999 |  |  |  | 0.00722 | NEI 2019
Haynes | 400_G_9 | 400 | G | 9 | 89433 | Combined Cycle | WEC_LADW | California | Los Angeles | 162.5 | 2005 | 9999 | 2019 | 4.4536 | 1713072 | 0.00722 | NEI 2019
Wheaton | 4014_G_1 | 4014 | G | 1 | 89998 | Combustion Turbine | MIS_MNWI | Wisconsin | Chippewa | 44 | 1973 | 2025 | 2019 | 4.4471 | 2900.6154 | 3.0663 | NEI 2019
Wheaton | 4014_G_2 | 4014 | G | 2 | 89999 | Combustion Turbine | MIS_MNWI | Wisconsin | Chippewa | 51 | 1973 | 2025 | 2019 | 3.7079 | 3362.0769 | 2.2057 | NEI 2019
Wheaton | 4014_G_3 | 4014 | G | 3 | 90000 | Combustion Turbine | MIS_MNWI | Wisconsin | Chippewa | 44 | 1973 | 2025 | 2017 | 5.3645 | 13821.8291 | 0.77624 | NEI 2019
Wheaton | 4014_G_4 | 4014 | G | 4 | 90001 | Combustion Turbine | MIS_MNWI | Wisconsin | Chippewa | 47 | 1973 | 2025 | 2017 | 3.5675 | 14764.2265 | 0.48327 | NEI 2019
Wheaton | 4014_G_6 | 4014 | G | 6 | 90003 | Combustion Turbine | MIS_MNWI | Wisconsin | Chippewa | 48 | 1973 | 2025 | 2017 | 0.026306 | 15078.359 | 0.00349 | NEI 2019
Frederic Diesel | 4020_G_10 | 4020 | G | 10 |  | Combustion Turbine | MIS_MNWI | Wisconsin | Polk | 2.5 | 2000 | 9999 |  |  |  | 0.92213 | Default Emission Factor
Frederic Diesel | 4020_G_2 | 4020 | G | 2 |  | Combustion Turbine | MIS_MNWI | Wisconsin | Polk | 0.7 | 1948 | 9999 |  |  |  | 0.92213 | Default Emission Factor
Frederic Diesel | 4020_G_3 | 4020 | G | 3 |  | Combustion Turbine | MIS_MNWI | Wisconsin | Polk | 0.7 | 1949 | 9999 |  |  |  | 0.92213 | Default Emission Factor
Frederic Diesel | 4020_G_4 | 4020 | G | 4 |  | Combustion Turbine | MIS_MNWI | Wisconsin | Polk | 0.6 | 1955 | 9999 |  |  |  | 0.92213 | Default Emission Factor
Frederic Diesel | 4020_G_5 | 4020 | G | 5 |  | Combustion Turbine | MIS_MNWI | Wisconsin | Polk | 0.5 | 1955 | 9999 |  |  |  | 0.92213 | Default Emission Factor
Frederic Diesel | 4020_G_6 | 4020 | G | 6 |  | Combustion Turbine | MIS_MNWI | Wisconsin | Polk | 1.7 | 1970 | 9999 |  |  |  | 0.92213 | Default Emission Factor
Frederic Diesel | 4020_G_7 | 4020 | G | 7 |  | Combustion Turbine | MIS_MNWI | Wisconsin | Polk | 1.8 | 1975 | 9999 |  |  |  | 0.92213 | Default Emission Factor
Frederic Diesel | 4020_G_8 | 4020 | G | 8 |  | Combustion Turbine | MIS_MNWI | Wisconsin | Polk | 2.5 | 2000 | 9999 |  |  |  | 0.92213 | Default Emission Factor
Frederic Diesel | 4020_G_9 | 4020 | G | 9 |  | Combustion Turbine | MIS_MNWI | Wisconsin | Polk | 2.5 | 2000 | 9999 |  |  |  | 0.92213 | Default Emission Factor
Grantsburg Diesel | 4021_G_1A | 4021 | G | 1A |  | Combustion Turbine | MIS_MNWI | Wisconsin | Burnett | 0.8 | 1995 | 9999 |  |  |  | 0.92213 | Default Emission Factor
Grantsburg Diesel | 4021_G_2 | 4021 | G | 2 |  | Combustion Turbine | MIS_MNWI | Wisconsin | Burnett | 0.8 | 1963 | 9999 |  |  |  | 0.92213 | Default Emission Factor
Grantsburg Diesel | 4021_G_3 | 4021 | G | 3 |  | Combustion Turbine | MIS_MNWI | Wisconsin | Burnett | 0.9 | 1968 | 9999 |  |  |  | 0.92213 | Default Emission Factor
Grantsburg Diesel | 4021_G_4 | 4021 | G | 4 |  | Combustion Turbine | MIS_MNWI | Wisconsin | Burnett | 2 | 1975 | 9999 |  |  |  | 0.92213 | Default Emission Factor
Grantsburg Diesel | 4021_G_8 | 4021 | G | 8 |  | Combustion Turbine | MIS_MNWI | Wisconsin | Burnett | 1.8 | 2007 | 9999 |  |  |  | 0.92213 | Default Emission Factor
Scattergood | 404_G_4 | 404 | G | 4 | 90958 | Combined Cycle | WEC_LADW | California | Los Angeles | 204 | 2015 | 9999 | 2017 | 7.4202 | 1824024 | 0.00814 | NEI 2019
Scattergood | 404_G_5 | 404 | G | 5 | 90958 | Combined Cycle | WEC_LADW | California | Los Angeles | 107 | 2015 | 9999 |  |  |  | 0.00814 | NEI 2019
Scattergood | 404_G_6 | 404 | G | 6 | 90959 | Combustion Turbine | WEC_LADW | California | Los Angeles | 102 | 2015 | 9999 | 2017 | 0.16864 | 30122 | 0.0112 | NEI 2019
Scattergood | 404_G_7 | 404 | G | 7 | 90960 | Combustion Turbine | WEC_LADW | California | Los Angeles | 102 | 2015 | 9999 | 2017 | 0.07936 | 30122 | 0.00527 | NEI 2019
Port Washington Generating Station | 4040_G_1CT1 | 4040 | G | 1CT1 | 89429 | Combined Cycle | MIS_WUMS | Wisconsin | Ozaukee | 171.9 | 2008 | 9999 | 2019 | 17.797 | 1258683 | 0.01505 | NEI 2019
Port Washington Generating Station | 4040_G_1CT2 | 4040 | G | 1CT2 | 89430 | Combined Cycle | MIS_WUMS | Wisconsin | Ozaukee | 171.9 | 2008 | 9999 | 2019 | 10.977 | 1222778 | 0.01505 | NEI 2019
Port Washington Generating Station | 4040_G_2CT1 | 4040 | G | 2CT1 | 89431 | Combined Cycle | MIS_WUMS | Wisconsin | Ozaukee | 171.9 | 2005 | 9999 | 2019 | 10.7089 | 1296876 | 0.01224 | NEI 2019
Port Washington Generating Station | 4040_G_2CT2 | 4040 | G | 2CT2 | 89432 | Combined Cycle | MIS_WUMS | Wisconsin | Ozaukee | 171.9 | 2005 | 9999 | 2019 | 14.0202 | 1329071 | 0.01224 | NEI 2019
Port Washington Generating Station | 4040_G_ST1 | 4040 | G | ST1 | 89429 | Combined Cycle | MIS_WUMS | Wisconsin | Ozaukee | 264.6 | 2008 | 9999 |  |  |  | 0.01505 | NEI 2019
Port Washington Generating Station | 4040_G_ST2 | 4040 | G | ST2 | 89431 | Combined Cycle | MIS_WUMS | Wisconsin | Ozaukee | 264.6 | 2005 | 9999 |  |  |  | 0.01224 | NEI 2019
Valley (WI) | 4042_G_3 | 4042 | G | 3 |  | Combustion Turbine | MIS_WUMS | Wisconsin | Milwaukee | 2.7 | 1969 | 9999 |  |  |  | 0.92213 | Default Emission Factor
Point Beach Nuclear Plant | 4046_G_5 | 4046 | G | 5 |  | Combustion Turbine | MIS_WUMS | Wisconsin | Manitowoc | 15 | 1969 | 9999 |  |  |  | 0.12736 | Default Emission Factor
Pulliam | 4072_G_31 | 4072 | G | 31 | 9282 | Combustion Turbine | MIS_WUMS | Wisconsin | Brown | 81.5 | 2003 | 9999 | 2019 | 4.9265 | 53774 | 0.18323 | NEI 2019
West Marinette | 4076_G_31 | 4076 | G | 31 | 89871 | Combustion Turbine | MIS_WUMS | Wisconsin | Marinette | 38.6 | 1971 | 9999 | 2019 | 0.80708 | 6196.2005 | 0.26051 | NEI 2019
West Marinette | 4076_G_32 | 4076 | G | 32 | 89873 | Combustion Turbine | MIS_WUMS | Wisconsin | Marinette | 37.1 | 1973 | 9999 | 2019 | 0.78222 | 5955.4155 | 0.26269 | NEI 2019
West Marinette | 4076_G_33 | 4076 | G | 33 | 2611 | Combustion Turbine | MIS_WUMS | Wisconsin | Marinette | 82.9 | 1993 | 9999 |  |  |  | 0.12736 | Default Emission Factor
Weston | 4078_G_31 | 4078 | G | 31 | 89867 | Combustion Turbine | MIS_WUMS | Wisconsin | Marathon | 14.9 | 1969 | 9999 | 2019 | 0.00336 | 1330.1399 | 0.00505 | NEI 2019
Weston | 4078_G_32 | 4078 | G | 32 | 89875 | Combustion Turbine | MIS_WUMS | Wisconsin | Marathon | 19.4 | 1973 | 9999 | 2017 | 0.66677 | 15167.0671 | 0.08792 | NEI 2019
Valley (CA) | 408_G_5 | 408 | G | 5 | 284 | Combustion Turbine | WEC_LADW | California | Los Angeles | 43 | 2001 | 9999 |  |  |  | 0.12736 | Default Emission Factor
Valley (CA) | 408_G_6 | 408 | G | 6 | 89304 | Combined Cycle | WEC_LADW | California | Los Angeles | 162 | 2003 | 9999 | 2019 | 6.3486 | 725728 | 0.01223 | NEI 2019
Valley (CA) | 408_G_7 | 408 | G | 7 | 89305 | Combined Cycle | WEC_LADW | California | Los Angeles | 162 | 2003 | 9999 | 2017 | 6.0306 | 1027072 | 0.01223 | NEI 2019
Valley (CA) | 408_G_8 | 408 | G | 8 | 89304 | Combined Cycle | WEC_LADW | California | Los Angeles | 209 | 2003 | 9999 |  |  |  | 0.01223 | NEI 2019
Arcadia Electric | 4100_G_1 | 4100 | G | 1 |  | Combustion Turbine | MIS_MNWI | Wisconsin | Trempealeau | 1.3 | 1956 | 9999 |  |  |  | 0.92213 | Default Emission Factor
Arcadia Electric | 4100_G_10 | 4100 | G | 10 |  | Combustion Turbine | MIS_MNWI | Wisconsin | Trempealeau | 2 | 2007 | 9999 |  |  |  | 0.92213 | Default Emission Factor
Arcadia Electric | 4100_G_2 | 4100 | G | 2 |  | Combustion Turbine | MIS_MNWI | Wisconsin | Trempealeau | 1 | 1947 | 9999 |  |  |  | 0.92213 | Default Emission Factor
Arcadia Electric | 4100_G_3 | 4100 | G | 3 |  | Combustion Turbine | MIS_MNWI | Wisconsin | Trempealeau | 0.4 | 1940 | 9999 |  |  |  | 0.92213 | Default Emission Factor
Arcadia Electric | 4100_G_4 | 4100 | G | 4 |  | Combustion Turbine | MIS_MNWI | Wisconsin | Trempealeau | 0.2 | 1930 | 9999 |  |  |  | 0.92213 | Default Emission Factor
Arcadia Electric | 4100_G_5 | 4100 | G | 5 |  | Combustion Turbine | MIS_MNWI | Wisconsin | Trempealeau | 3 | 1972 | 9999 |  |  |  | 0.92213 | Default Emission Factor
Arcadia Electric | 4100_G_6 | 4100 | G | 6 |  | Combustion Turbine | MIS_MNWI | Wisconsin | Trempealeau | 3 | 1987 | 9999 |  |  |  | 0.92213 | Default Emission Factor
Arcadia Electric | 4100_G_7 | 4100 | G | 7 |  | Combustion Turbine | MIS_MNWI | Wisconsin | Trempealeau | 2 | 2002 | 9999 |  |  |  | 0.92213 | Default Emission Factor
Arcadia Electric | 4100_G_8 | 4100 | G | 8 |  | Combustion Turbine | MIS_MNWI | Wisconsin | Trempealeau | 2 | 2002 | 9999 |  |  |  | 0.92213 | Default Emission Factor
Arcadia Electric | 4100_G_9 | 4100 | G | 9 |  | Combustion Turbine | MIS_MNWI | Wisconsin | Trempealeau | 2 | 2002 | 9999 |  |  |  | 0.92213 | Default Emission Factor
Barron | 4102_G_1A | 4102 | G | 1A |  | Combustion Turbine | MIS_MNWI | Wisconsin | Barron | 1.1 | 1998 | 9999 |  |  |  | 0.92213 | Default Emission Factor
Barron | 4102_G_2A | 4102 | G | 2A |  | Combustion Turbine | MIS_MNWI | Wisconsin | Barron | 1.1 | 1998 | 9999 |  |  |  | 0.92213 | Default Emission Factor
Barron | 4102_G_3A | 4102 | G | 3A |  | Combustion Turbine | MIS_MNWI | Wisconsin | Barron | 1.1 | 1998 | 9999 |  |  |  | 0.92213 | Default Emission Factor
Barron | 4102_G_4 | 4102 | G | 4 |  | Combustion Turbine | MIS_MNWI | Wisconsin | Barron | 1.1 | 1998 | 9999 |  |  |  | 0.92213 | Default Emission Factor
Barron | 4102_G_8 | 4102 | G | 8 |  | Combustion Turbine | MIS_MNWI | Wisconsin | Barron | 1.3 | 1954 | 9999 |  |  |  | 0.92213 | Default Emission Factor
Barron | 4102_G_9 | 4102 | G | 9 |  | Combustion Turbine | MIS_MNWI | Wisconsin | Barron | 2 | 1960 | 9999 |  |  |  | 0.92213 | Default Emission Factor
Cashton | 4107_G_3 | 4107 | G | 3 |  | Combustion Turbine | MIS_WUMS | Wisconsin | Monroe | 0.4 | 1932 | 9999 |  |  |  | 0.92213 | Default Emission Factor
Cashton | 4107_G_5 | 4107 | G | 5 |  | Combustion Turbine | MIS_WUMS | Wisconsin | Monroe | 1.1 | 1970 | 9999 |  |  |  | 0.92213 | Default Emission Factor
Cashton | 4107_G_6 | 4107 | G | 6 |  | Combustion Turbine | MIS_WUMS | Wisconsin | Monroe | 2 | 2002 | 9999 |  |  |  | 0.92213 | Default Emission Factor
Cumberland (WI) | 4112_G_1 | 4112 | G | 1 |  | Combustion Turbine | MIS_MNWI | Wisconsin | Barron | 0.7 | 1945 | 9999 |  |  |  | 0.92213 | Default Emission Factor
Cumberland (WI) | 4112_G_2 | 4112 | G | 2 |  | Combustion Turbine | MIS_MNWI | Wisconsin | Barron | 0.3 | 1939 | 9999 |  |  |  | 0.92213 | Default Emission Factor
Cumberland (WI) | 4112_G_3 | 4112 | G | 3 |  | Combustion Turbine | MIS_MNWI | Wisconsin | Barron | 0.3 | 1939 | 9999 |  |  |  | 0.92213 | Default Emission Factor
Cumberland (WI) | 4112_G_4 | 4112 | G | 4 |  | Combustion Turbine | MIS_MNWI | Wisconsin | Barron | 1.2 | 1954 | 9999 |  |  |  | 0.92213 | Default Emission Factor
Cumberland (WI) | 4112_G_5 | 4112 | G | 5 |  | Combustion Turbine | MIS_MNWI | Wisconsin | Barron | 2.1 | 1966 | 9999 |  |  |  | 0.92213 | Default Emission Factor
Cumberland (WI) | 4112_G_6 | 4112 | G | 6 |  | Combustion Turbine | MIS_MNWI | Wisconsin | Barron | 6.7 | 1979 | 9999 |  |  |  | 0.92213 | Default Emission Factor
Cumberland (WI) | 4112_G_7 | 4112 | G | 7 |  | Combustion Turbine | MIS_MNWI | Wisconsin | Barron | 6.2 | 2001 | 9999 |  |  |  | 0.92213 | Default Emission Factor
Cumberland (WI) | 4112_G_8 | 4112 | G | 8 |  | Combustion Turbine | MIS_MNWI | Wisconsin | Barron | 3.5 | 2001 | 9999 |  |  |  | 0.92213 | Default Emission Factor
Elroy | 4113_G_1A | 4113 | G | 1A |  | Combustion Turbine | MIS_MNWI | Wisconsin | Juneau | 2.2 | 2005 | 9999 |  |  |  | 0.92213 | Default Emission Factor
Elroy | 4113_G_2A | 4113 | G | 2A |  | Combustion Turbine | MIS_MNWI | Wisconsin | Juneau | 2.2 | 2005 | 9999 |  |  |  | 0.92213 | Default Emission Factor
Elroy | 4113_G_5 | 4113 | G | 5 |  | Combustion Turbine | MIS_MNWI | Wisconsin | Juneau | 2.2 | 1973 | 9999 |  |  |  | 0.92213 | Default Emission Factor
Fennimore | 4114_G_4 | 4114 | G | 4 |  | Combustion Turbine | MIS_MNWI | Wisconsin | Grant | 1.1 | 1964 | 9999 |  |  |  | 0.92213 | Default Emission Factor
Fennimore | 4114_G_5 | 4114 | G | 5 |  | Combustion Turbine | MIS_MNWI | Wisconsin | Grant | 0.9 | 1952 | 9999 |  |  |  | 0.92213 | Default Emission Factor
Fennimore | 4114_G_6 | 4114 | G | 6 |  | Combustion Turbine | MIS_MNWI | Wisconsin | Grant | 2 | 1999 | 9999 |  |  |  | 0.92213 | Default Emission Factor
Fennimore | 4114_G_7 | 4114 | G | 7 |  | Combustion Turbine | MIS_MNWI | Wisconsin | Grant | 2 | 1999 | 9999 |  |  |  | 0.92213 | Default Emission Factor
Fennimore | 4114_G_8 | 4114 | G | 8 |  | Combustion Turbine | MIS_MNWI | Wisconsin | Grant | 2 | 1999 | 9999 |  |  |  | 0.92213 | Default Emission Factor
Kaukauna Gas Turbine | 4118_G_GT1 | 4118 | G | GT1 |  | Combustion Turbine | MIS_WUMS | Wisconsin | Outagamie | 15.8 | 1969 | 9999 |  |  |  | 0.12736 | Default Emission Factor
La Farge | 4124_G_2A | 4124 | G | 2A |  | Combustion Turbine | MIS_MNWI | Wisconsin | Vernon | 1.5 | 1990 | 9999 |  |  |  | 0.92213 | Default Emission Factor
New Lisbon | 4130_G_2 | 4130 | G | 2 |  | Combustion Turbine | MIS_MNWI | Wisconsin | Juneau | 1.2 | 1966 | 9999 |  |  |  | 0.92213 | Default Emission Factor
New Lisbon | 4130_G_5 | 4130 | G | 5 |  | Combustion Turbine | MIS_MNWI | Wisconsin | Juneau | 2.4 | 1977 | 9999 |  |  |  | 0.92213 | Default Emission Factor
New Lisbon | 4130_G_6 | 4130 | G | 6 |  | Combustion Turbine | MIS_MNWI | Wisconsin | Juneau | 2 | 2005 | 9999 |  |  |  | 0.92213 | Default Emission Factor
New Lisbon | 4130_G_7 | 4130 | G | 7 |  | Combustion Turbine | MIS_MNWI | Wisconsin | Juneau | 2 | 2005 | 9999 |  |  |  | 0.92213 | Default Emission Factor
Viola | 4139_G_3 | 4139 | G | 3 |  | Combustion Turbine | MIS_MNWI | Wisconsin | Richland | 1.8 | 2002 | 9999 |  |  |  | 0.92213 | Default Emission Factor
Washington Island | 4148_G_2 | 4148 | G | 2 |  | Combustion Turbine | MIS_WUMS | Wisconsin | Door | 0.1 | 1952 | 9999 |  |  |  | 0.92213 | Default Emission Factor
Washington Island | 4148_G_3 | 4148 | G | 3 |  | Combustion Turbine | MIS_WUMS | Wisconsin | Door | 0.1 | 1945 | 9999 |  |  |  | 0.92213 | Default Emission Factor
Washington Island | 4148_G_4 | 4148 | G | 4 |  | Combustion Turbine | MIS_WUMS | Wisconsin | Door | 0.2 | 1951 | 9999 |  |  |  | 0.92213 | Default Emission Factor
Washington Island | 4148_G_5 | 4148 | G | 5 |  | Combustion Turbine | MIS_WUMS | Wisconsin | Door | 0.5 | 1968 | 9999 |  |  |  | 0.92213 | Default Emission Factor
Washington Island | 4148_G_6 | 4148 | G | 6 |  | Combustion Turbine | MIS_WUMS | Wisconsin | Door | 0.9 | 1972 | 9999 |  |  |  | 0.92213 | Default Emission Factor
Washington Island | 4148_G_7 | 4148 | G | 7 |  | Combustion Turbine | MIS_WUMS | Wisconsin | Door | 1.6 | 1997 | 9999 |  |  |  | 0.92213 | Default Emission Factor
Washington Island | 4148_G_8 | 4148 | G | 8 |  | Combustion Turbine | MIS_WUMS | Wisconsin | Door | 1.6 | 1997 | 9999 |  |  |  | 0.92213 | Default Emission Factor
Powerlane Plant | 4195_G_EP | 4195 | G | EP |  | Combustion Turbine | ERC_REST | Texas | Hunt | 8.2 | 2010 | 9999 | 2019 | 5.0301 | 2164 | 4.6489 | NEI 2019
Powerlane Plant | 4195_G_EP2 | 4195 | G | EP2 |  | Combustion Turbine | ERC_REST | Texas | Hunt | 8.2 | 2010 | 9999 | 2019 | 4.6903 | 2164 | 4.3348 | NEI 2019
Powerlane Plant | 4195_G_EP3 | 4195 | G | EP3 |  | Combustion Turbine | ERC_REST | Texas | Hunt | 8.2 | 2010 | 9999 | 2019 | 4.7866 | 2164 | 4.4238 | NEI 2019
Glenarm | 422_G_GT1 | 422 | G | GT1 |  | Combustion Turbine | WECC_SCE | California | Los Angeles | 28.6 | 1976 | 9999 |  |  |  | 0.12736 | Default Emission Factor
Glenarm | 422_G_GT2 | 422 | G | GT2 |  | Combustion Turbine | WECC_SCE | California | Los Angeles | 28.6 | 1976 | 9999 |  |  |  | 0.12736 | Default Emission Factor
Glenarm | 422_G_GT3 | 422 | G | GT3 | 88258 | Combustion Turbine | WECC_SCE | California | Los Angeles | 47.2 | 2004 | 9999 |  |  |  | 0.12736 | Default Emission Factor
Glenarm | 422_G_GT4 | 422 | G | GT4 | 88259 | Combustion Turbine | WECC_SCE | California | Los Angeles | 47.2 | 2004 | 9999 |  |  |  | 0.12736 | Default Emission Factor
Glenarm | 422_G_GT5 | 422 | G | GT5 | 90975 | Combined Cycle | WECC_SCE | California | Los Angeles | 68 | 2016 | 9999 |  |  |  | 0.04505 | Default Emission Factor
Glenarm | 422_G_ST1 | 422 | G | ST1 |  | Combined Cycle | WECC_SCE | California | Los Angeles | 16 | 2016 | 9999 |  |  |  | 0.04505 | Default Emission Factor
Logan City | 4251_G_1 | 4251 | G | 1 |  | Combustion Turbine | WECC_UT | Utah | Cache | 4.5 | 2002 | 9999 |  |  |  | 0.12736 | Default Emission Factor
Logan City | 4251_G_2 | 4251 | G | 2 |  | Combustion Turbine | WECC_UT | Utah | Cache | 4.5 | 2002 | 9999 |  |  |  | 0.12736 | Default Emission Factor
Logan City | 4251_G_3 | 4251 | G | 3 |  | Combustion Turbine | WECC_UT | Utah | Cache | 4.5 | 2002 | 9999 |  |  |  | 0.12736 | Default Emission Factor
Walnut | 4256_G_1 | 4256 | G | 1 |  | Combustion Turbine | WEC_CALN | California | Stanislaus | 23.5 | 1986 | 9999 |  |  |  | 0.12736 | Default Emission Factor
Walnut | 4256_G_2 | 4256 | G | 2 |  | Combustion Turbine | WEC_CALN | California | Stanislaus | 23.5 | 1986 | 9999 |  |  |  | 0.12736 | Default Emission Factor
Easton 2 | 4257_G_201 | 4257 | G | 201 |  | Combustion Turbine | PJM_EMAC | Maryland | Talbot | 1.5 | 1995 | 9999 |  |  |  | 0.92213 | Default Emission Factor
Easton 2 | 4257_G_202 | 4257 | G | 202 |  | Combustion Turbine | PJM_EMAC | Maryland | Talbot | 1.5 | 1995 | 9999 |  |  |  | 0.92213 | Default Emission Factor
Easton 2 | 4257_G_203 | 4257 | G | 203 |  | Combustion Turbine | PJM_EMAC | Maryland | Talbot | 4.5 | 2004 | 9999 | 2019 | 0.003745 | 12 | 0.62417 | NEI 2019
Easton 2 | 4257_G_204 | 4257 | G | 204 |  | Combustion Turbine | PJM_EMAC | Maryland | Talbot | 4.5 | 2004 | 9999 | 2019 | 0.00464 | 12 | 0.77333 | NEI 2019
Easton 2 | 4257_G_21 | 4257 | G | 21 |  | Combustion Turbine | PJM_EMAC | Maryland | Talbot | 6.2 | 1978 | 9999 |  |  |  | 0.92213 | Default Emission Factor
Easton 2 | 4257_G_22 | 4257 | G | 22 |  | Combustion Turbine | PJM_EMAC | Maryland | Talbot | 6.2 | 1978 | 9999 |  |  |  | 0.92213 | Default Emission Factor
Easton 2 | 4257_G_23 | 4257 | G | 23 |  | Combustion Turbine | PJM_EMAC | Maryland | Talbot | 6.3 | 1989 | 9999 |  |  |  | 0.92213 | Default Emission Factor
Easton 2 | 4257_G_24 | 4257 | G | 24 |  | Combustion Turbine | PJM_EMAC | Maryland | Talbot | 6.3 | 1989 | 9999 |  |  |  | 0.92213 | Default Emission Factor
Pueblo | 460_G_IC1 | 460 | G | IC1 |  | Combustion Turbine | WECC_CO | Colorado | Pueblo | 2 | 1964 | 9999 |  |  |  | 0.92213 | Default Emission Factor
Pueblo | 460_G_IC3 | 460 | G | IC3 |  | Combustion Turbine | WECC_CO | Colorado | Pueblo | 2 | 1964 | 9999 |  |  |  | 0.92213 | Default Emission Factor
Pueblo | 460_G_IC4 | 460 | G | IC4 |  | Combustion Turbine | WECC_CO | Colorado | Pueblo | 2 | 1964 | 9999 |  |  |  | 0.92213 | Default Emission Factor
Pueblo | 460_G_IC5 | 460 | G | IC5 |  | Combustion Turbine | WECC_CO | Colorado | Pueblo | 2 | 1964 | 9999 |  |  |  | 0.92213 | Default Emission Factor
Alamosa | 464_G_CT1 | 464 | G | CT1 |  | Combustion Turbine | WECC_CO | Colorado | Alamosa | 13 | 1973 | 2025 | 2017 | 0.040084 | 195.4815 | 0.41011 | NEI 2019
Alamosa | 464_G_CT2 | 464 | G | CT2 |  | Combustion Turbine | WECC_CO | Colorado | Alamosa | 14 | 1977 | 2025 | 2017 | 0.021043 | 210.5185 | 0.19992 | NEI 2019
Cherokee | 469_G_5 | 469 | G | 5 | 90850 | Combined Cycle | WECC_CO | Colorado | Adams | 168 | 2015 | 9999 | 2017 | 21.3331 | 2153174 | 0.02896 | NEI 2019
Cherokee | 469_G_6 | 469 | G | 6 | 90851 | Combined Cycle | WECC_CO | Colorado | Adams | 168 | 2015 | 9999 | 2017 | 23.4215 | 937553 | 0.02896 | NEI 2019
Cherokee | 469_G_7 | 469 | G | 7 | 90850 | Combined Cycle | WECC_CO | Colorado | Adams | 240 | 2015 | 9999 |  |  |  | 0.02896 | NEI 2019
Colbert | 47_G_GT1 | 47 | G | GT1 | 88150 | Combustion Turbine | S_C_TVA | Alabama | Colbert | 45.4 | 1972 | 9999 | 2019 | 0.0559 | 208.75 | 0.53557 | NEI 2019
Colbert | 47_G_GT2 | 47 | G | GT2 | 88151 | Combustion Turbine | S_C_TVA | Alabama | Colbert | 45.4 | 1972 | 9999 | 2019 | 0.0577 | 208.75 | 0.55281 | NEI 2019
Colbert | 47_G_GT3 | 47 | G | GT3 | 88152 | Combustion Turbine | S_C_TVA | Alabama | Colbert | 45.4 | 1972 | 9999 |  |  |  | 0.12736 | Default Emission Factor
Colbert | 47_G_GT4 | 47 | G | GT4 | 88153 | Combustion Turbine | S_C_TVA | Alabama | Colbert | 45.4 | 1972 | 9999 | 2019 | 0.0527 | 208.75 | 0.50491 | NEI 2019
Colbert | 47_G_GT5 | 47 | G | GT5 | 88154 | Combustion Turbine | S_C_TVA | Alabama | Colbert | 45.4 | 1972 | 9999 | 2019 | 0.0672 | 208.75 | 0.64383 | NEI 2019
Colbert | 47_G_GT6 | 47 | G | GT6 | 88155 | Combustion Turbine | S_C_TVA | Alabama | Colbert | 45.4 | 1972 | 9999 | 2019 | 0.0625 | 208.75 | 0.5988 | NEI 2019
Colbert | 47_G_GT7 | 47 | G | GT7 | 88156 | Combustion Turbine | S_C_TVA | Alabama | Colbert | 45.4 | 1972 | 9999 |  |  |  | 0.12736 | Default Emission Factor
Colbert | 47_G_GT8 | 47 | G | GT8 | 88157 | Combustion Turbine | S_C_TVA | Alabama | Colbert | 45.4 | 1972 | 9999 |  |  |  | 0.12736 | Default Emission Factor
Fruita | 471_G_1 | 471 | G | 1 |  | Combustion Turbine | WECC_CO | Colorado | Mesa | 14 | 1973 | 2025 | 2017 | 0.023001 | 170 | 0.2706 | NEI 2019
Valmont | 477_G_6 | 477 | G | 6 |  | Combustion Turbine | WECC_CO | Colorado | Boulder | 43 | 1973 | 2025 | 2017 | 0.019578 | 913 | 0.04289 | NEI 2019
Thomas C Ferguson | 4937_G_CT-1 | 4937 | G | CT-1 | 90812 | Combined Cycle | ERC_REST | Texas | Llano | 168 | 2014 | 9999 | 2019 | 19.3454 | 2223415 | 0.02677 | NEI 2019
Thomas C Ferguson | 4937_G_CT-2 | 4937 | G | CT-2 | 90813 | Combined Cycle | ERC_REST | Texas | Llano | 168 | 2014 | 9999 | 2019 | 23.7295 | 994295 | 0.02677 | NEI 2019
Thomas C Ferguson | 4937_G_STG | 4937 | G | STG | 90812 | Combined Cycle | ERC_REST | Texas | Llano | 180 | 2014 | 9999 |  |  |  | 0.02677 | NEI 2019
Barney M Davis | 4939_G_2 | 4939 | G | 2 | 90244 | Combined Cycle | ERC_REST | Texas | Nueces | 319 | 1976 | 9999 |  |  |  | 0.07261 | NEI 2019
Barney M Davis | 4939_G_3 | 4939 | G | 3 | 90244 | Combined Cycle | ERC_REST | Texas | Nueces | 157 | 2010 | 9999 | 2019 | 25.74 | 736419 | 0.07261 | NEI 2019
Barney M Davis | 4939_G_4 | 4939 | G | 4 | 90245 | Combined Cycle | ERC_REST | Texas | Nueces | 157 | 2010 | 9999 | 2019 | 23.7 | 625393 | 0.07261 | NEI 2019
Riverside (OK) | 4940_G_3 | 4940 | G | 3 | 91251 | Combustion Turbine | SPP_WEST | Oklahoma | Tulsa | 79 | 2008 | 9999 | 2019 | 1.1687 | 32076 | 0.07287 | NEI 2019
Riverside (OK) | 4940_G_4 | 4940 | G | 4 | 91252 | Combustion Turbine | SPP_WEST | Oklahoma | Tulsa | 79 | 2008 | 9999 | 2019 | 0.97053 | 32076 | 0.06051 | NEI 2019
Riverside (OK) | 4940_G_IC1 | 4940 | G | IC1 |  | Combustion Turbine | SPP_WEST | Oklahoma | Tulsa | 2.8 | 1976 | 9999 |  |  |  | 0.92213 | Default Emission Factor
Pittsfield Generating LP | 50002_G_GEN1 | 50002 | G | GEN1 | 3627 | Combined Cycle | NENGREST | Massachusetts | Berkshire | 35.2 | 1990 | 9999 | 2019 | 0.40495 | 18007 | 0.03291 | NEI 2019
Pittsfield Generating LP | 50002_G_GEN2 | 50002 | G | GEN2 | 3628 | Combined Cycle | NENGREST | Massachusetts | Berkshire | 35.2 | 1990 | 9999 | 2019 | 0.41564 | 18210 | 0.03291 | NEI 2019
Pittsfield Generating LP | 50002_G_GEN3 | 50002 | G | GEN3 | 3629 | Combined Cycle | NENGREST | Massachusetts | Berkshire | 35.2 | 1990 | 9999 | 2019 | 0.4203 | 18815 | 0.03291 | NEI 2019
Pittsfield Generating LP | 50002_G_GEN4 | 50002 | G | GEN4 | 3627 | Combined Cycle | NENGREST | Massachusetts | Berkshire | 45.8 | 1990 | 9999 | 2019 | 0.078 | 25130 | 0.03291 | NEI 2019
Chalk Cliff Limited | 50003_G_GEN1 | 50003 | G | GEN1 |  | Combustion Turbine | WEC_CALN | California | Kern | 46 | 1990 | 9999 | 2017 | 0.12991 | 20877 | 0.01245 | NEI 2019
Linden Cogen Plant | 50006_G_GTG1 | 50006 | G | GTG1 | 3631 | Combined Cycle | NY_Z_J | New Jersey | Union | 98.3 | 1992 | 9999 | 2019 | 8.55 | 876034 | 0.02586 | NEI 2019
Linden Cogen Plant | 50006_G_GTG2 | 50006 | G | GTG2 | 3632 | Combined Cycle | NY_Z_J | New Jersey | Union | 98.3 | 1992 | 9999 | 2019 | 11.071 | 641256 | 0.02586 | NEI 2019
Linden Cogen Plant | 50006_G_GTG3 | 50006 | G | GTG3 | 3633 | Combined Cycle | NY_Z_J | New Jersey | Union | 98.3 | 1992 | 9999 | 2019 | 18.393 | 596489 | 0.0343 | NEI 2019
Linden Cogen Plant | 50006_G_GTG4 | 50006 | G | GTG4 | 3634 | Combined Cycle | NY_Z_J | New Jersey | Union | 98.3 | 1992 | 9999 | 2019 | 10.601 | 587074 | 0.0343 | NEI 2019
Linden Cogen Plant | 50006_G_GTG5 | 50006 | G | GTG5 | 3635 | Combined Cycle | NY_Z_J | New Jersey | Union | 98.3 | 1992 | 9999 | 2019 | 11.011 | 1094546 | 0.04596 | NEI 2019
Linden Cogen Plant | 50006_G_GTG6 | 50006 | G | GTG6 | 3630 | Combined Cycle | NY_Z_J | New Jersey | Union | 165.8 | 2002 | 9999 | 2019 | 41.6692 | 1197763 | 0.04596 | NEI 2019
Linden Cogen Plant | 50006_G_STG1 | 50006 | G | STG1 | 3631 | Combined Cycle | NY_Z_J | New Jersey | Union | 98.3 | 1992 | 9999 |  |  |  | 0.02586 | NEI 2019
Linden Cogen Plant | 50006_G_STG2 | 50006 | G | STG2 | 3633 | Combined Cycle | NY_Z_J | New Jersey | Union | 98.3 | 1992 | 9999 |  |  |  | 0.0343 | NEI 2019
Linden Cogen Plant | 50006_G_STG3 | 50006 | G | STG3 | 3630 | Combined Cycle | NY_Z_J | New Jersey | Union | 98.4 | 1992 | 9999 |  |  |  | 0.04596 | NEI 2019
Plant 31 Paper Mill | 50028_G_GEN7 | 50028 | G | GEN7 |  | Combustion Turbine | MIS_LA | Louisiana | Ouachita | 32 | 2016 | 9999 |  |  |  | 0.12736 | Default Emission Factor
MMWAC Resource Recovery Facility | 50035_G_ST1 | 50035 | G | ST1 |  | Municipal Solid Waste | NENG_ME | Maine | Androscoggin | 2.7 | 1992 | 9999 | 2019 | 0.13874 | 16100 | 0.01724 | NEI 2019
Houston Chemical Complex Battleground | 50043_G_GT1 | 50043 | G | GT1 |  | Combined Cycle | ERC_REST | Texas | Harris | 66 | 1982 | 9999 |  |  |  | 0.04505 | Default Emission Factor
Houston Chemical Complex Battleground | 50043_G_GT2 | 50043 | G | GT2 |  | Combined Cycle | ERC_REST | Texas | Harris | 66 | 1982 | 9999 |  |  |  | 0.04505 | Default Emission Factor
Houston Chemical Complex Battleground | 50043_G_GT3 | 50043 | G | GT3 |  | Combined Cycle | ERC_REST | Texas | Harris | 69 | 2005 | 9999 |  |  |  | 0.04505 | Default Emission Factor
Houston Chemical Complex Battleground | 50043_G_ST | 50043 | G | ST |  | Combined Cycle | ERC_REST | Texas | Harris | 62 | 1982 | 9999 |  |  |  | 0.04505 | Default Emission Factor
Brown Station Road Plant I | 50060_G_3972 | 50060 | G | 3972 |  | Landfill Gas | PJM_SMAC | Maryland | Prince Georges | 0.8 | 1987 | 9999 |  |  |  | 0.54258 | Default Emission Factor
Brown Station Road Plant I | 50060_G_9314 | 50060 | G | 9314 |  | Landfill Gas | PJM_SMAC | Maryland | Prince Georges | 0.8 | 1987 | 9999 |  |  |  | 0.54258 | Default Emission Factor
Brown Station Road Plant I | 50060_G_9340 | 50060 | G | 9340 |  | Landfill Gas | PJM_SMAC | Maryland | Prince Georges | 0.8 | 1987 | 9999 |  |  |  | 0.54258 | Default Emission Factor
Univ of Calif Santa Cruz Cogeneration | 50064_G_003 | 50064 | G | 003 |  | Combustion Turbine | WEC_CALN | California | Santa Cruz | 4.4 | 2015 | 9999 |  |  |  | 0.12736 | Default Emission Factor
Veolia Energy Trenton L.P. | 50094_G_7214 | 50094 | G | 7214 |  | Combustion Turbine | PJM_EMAC | New Jersey | Mercer | 5.8 | 1983 | 9999 |  |  |  | 0.92213 | Default Emission Factor
Tamarack Energy Partnership | 50099_G_GEN1 | 50099 | G | GEN1 |  | Biomass | WECC_ID | Idaho | Adams | 5.8 | 1983 | 9999 | 2017 | 20.3374 | 19942 | 2.0396 | NEI 2019
Paris Energy Center | 50109_G_GEN1 | 50109 | G | GEN1 | 89668 | Combined Cycle | ERC_REST | Texas | Lamar | 78 | 1989 | 9999 | 2019 | 7.5979 | 154399 | 0.06651 | NEI 2019
Paris Energy Center | 50109_G_GEN2 | 50109 | G | GEN2 | 89669 | Combined Cycle | ERC_REST | Texas | Lamar | 80 | 1989 | 9999 | 2019 | 7.6969 | 157493 | 0.06651 | NEI 2019
Paris Energy Center | 50109_G_GEN3 | 50109 | G | GEN3 | 89668 | Combined Cycle | ERC_REST | Texas | Lamar | 78 | 1989 | 9999 | 2019 | 0.0286 | 148922 | 0.06651 | NEI 2019
Sierra Pacific Loyalton Facility | 50111_G_GEN1 | 50111 | G | GEN1 |  | Biomass | WEC_CALN | California | Sierra | 11.8 | 1989 | 9999 |  |  |  | 0.58208 | Default Emission Factor
US Borax | 50115_G_GEN1 | 50115 | G | GEN1 |  | Combustion Turbine | WECC_SCE | California | Kern | 39 | 1984 | 9999 |  |  |  | 0.12736 | Default Emission Factor
Hal C Weaver Power Plant | 50118_G_GEN10 | 50118 | G | GEN10 |  | Combined Cycle | ERC_REST | Texas | Travis | 33 | 2010 | 9999 | 2019 | 4.197 | 113621.92 | 0.05369 | NEI 2019
Hal C Weaver Power Plant | 50118_G_GEN4 | 50118 | G | GEN4 |  | Combined Cycle | ERC_REST | Texas | Travis | 7.6 | 1951 | 9999 |  |  |  | 0.09616 | NEI 2019
Hal C Weaver Power Plant | 50118_G_GEN5 | 50118 | G | GEN5 |  | Combined Cycle | ERC_REST | Texas | Travis | 6 | 1959 | 9999 |  |  |  | 0.09616 | NEI 2019
Hal C Weaver Power Plant | 50118_G_GEN7 | 50118 | G | GEN7 |  | Combined Cycle | ERC_REST | Texas | Travis | 27.6 | 1979 | 9999 |  |  |  | 0.09616 | NEI 2019
Hal C Weaver Power Plant | 50118_G_GEN8 | 50118 | G | GEN8 |  | Combined Cycle | ERC_REST | Texas | Travis | 46.5 | 1987 | 9999 | 2019 | 5.6087 | 122931.01 | 0.09616 | NEI 2019
Hal C Weaver Power Plant | 50118_G_GEN9 | 50118 | G | GEN9 |  | Combined Cycle | ERC_REST | Texas | Travis | 26.1 | 2004 | 9999 |  |  |  | 0.05369 | NEI 2019
Phillips 66 Rodeo Refinery | 50119_G_GENA | 50119 | G | GENA |  | Fossil Waste | WEC_CALN | California | Contra Costa | 15.3 | 1987 | 9999 | 2017 | 4.3544 | 127930.4803 | 0.06808 | NEI 2019
Phillips 66 Rodeo Refinery | 50119_G_GENB | 50119 | G | GENB |  | Fossil Waste | WEC_CALN | California | Contra Costa | 15.4 | 1987 | 9999 | 2017 | 4.2008 | 128766.6272 | 0.06525 | NEI 2019
Phillips 66 Rodeo Refinery | 50119_G_GENC | 50119 | G | GENC |  | Fossil Waste | WEC_CALN | California | Contra Costa | 14.9 | 1987 | 9999 | 2019 | 4.3044 | 127046.6798 | 0.06776 | NEI 2019
Signal Hill Generating LLC | 50127_G_GTA | 50127 | G | GTA |  | Combined Cycle | ERC_WEST | Texas | Wichita | 19.7 | 1987 | 9999 | 2019 | 0.2442 | 4836 | 0.08648 | NEI 2019
Signal Hill Generating LLC | 50127_G_GTB | 50127 | G | GTB |  | Combined Cycle | ERC_WEST | Texas | Wichita | 19.7 | 1987 | 9999 | 2019 | 0.1445 | 3007 | 0.08648 | NEI 2019
Signal Hill Generating LLC | 50127_G_GTC | 50127 | G | GTC |  | Combined Cycle | ERC_WEST | Texas | Wichita | 19.7 | 1987 | 9999 | 2019 | 0.2459 | 4520 | 0.08648 | NEI 2019
Signal Hill Generating LLC | 50127_G_STD | 50127 | G | STD |  | Combined Cycle | ERC_WEST | Texas | Wichita | 17 | 1987 | 9999 |  |  |  | 0.08648 | NEI 2019
Sycamore Cogeneration | 50134_G_GTAG | 50134 | G | GTAG |  | Combustion Turbine | WECC_SCE | California | Kern | 75 | 1987 | 9999 | 2019 | 13.1066 | 143301 | 0.18292 | NEI 2019
Sycamore Cogeneration | 50134_G_GTBG | 50134 | G | GTBG |  | Combustion Turbine | WECC_SCE | California | Kern | 75 | 1987 | 9999 |  |  |  | 0.12736 | Default Emission Factor
Sycamore Cogeneration | 50134_G_GTCG | 50134 | G | GTCG |  | Combustion Turbine | WECC_SCE | California | Kern | 75 | 1987 | 9999 | 2017 | 12.6425 | 309800.25 | 0.08162 | NEI 2019
Sycamore Cogeneration | 50134_G_GTDG | 50134 | G | GTDG |  | Combustion Turbine | WECC_SCE | California | Kern | 75 | 1987 | 9999 |  |  |  | 0.12736 | Default Emission Factor
South Oaks Hospital | 50136_G_CG1 | 50136 | G | CG1 |  | Combustion Turbine | NY_Z_K | New York | Suffolk | 0.1 | 2008 | 9999 |  |  |  | 0.92213 | Default Emission Factor
South Oaks Hospital | 50136_G_CG2 | 50136 | G | CG2 |  | Combustion Turbine | NY_Z_K | New York | Suffolk | 0.1 | 2008 | 9999 |  |  |  | 0.92213 | Default Emission Factor
South Oaks Hospital | 50136_G_CG3 | 50136 | G | CG3 |  | Combustion Turbine | NY_Z_K | New York | Suffolk | 0.1 | 2008 | 9999 |  |  |  | 0.92213 | Default Emission Factor
South Oaks Hospital | 50136_G_CG4 | 50136 | G | CG4 |  | Combustion Turbine | NY_Z_K | New York | Suffolk | 0.1 | 2008 | 9999 |  |  |  | 0.92213 | Default Emission Factor
South Oaks Hospital | 50136_G_CG5 | 50136 | G | CG5 |  | Combustion Turbine | NY_Z_K | New York | Suffolk | 0.1 | 2008 | 9999 |  |  |  | 0.92213 | Default Emission Factor
Snider Industries | 50141_G_WGN1 | 50141 | G | WGN1 |  | Biomass | SPP_WEST | Texas | Harrison | 5 | 1983 | 9999 | 2017 | 13.61 | 17781 | 1.5309 | NEI 2019
Linde Wilmington | 50148_G_GEN1 | 50148 | G | GEN1 |  | Combined Cycle | WEC_LADW | California | Los Angeles | 21 | 1988 | 9999 |  |  |  | 0.04505 | Default Emission Factor
Linde Wilmington | 50148_G_GEN2 | 50148 | G | GEN2 |  | Combined Cycle | WEC_LADW | California | Los Angeles | 6 | 1988 | 9999 |  |  |  | 0.04505 | Default Emission Factor
Union Carbide Seadrift Cogen | 50150_G_GE10 | 50150 | G | GE10 |  | Combined Cycle | ERC_REST | Texas | Calhoun | 15 | 1964 | 9999 |  |  |  | 0.0933 | NEI 2019
Union Carbide Seadrift Cogen | 50150_G_GE11 | 50150 | G | GE11 |  | Combined Cycle | ERC_REST | Texas | Calhoun | 30 | 2000 | 9999 | 2019 | 21.3873 | 239241.77 | 0.0933 | NEI 2019
Union Carbide Seadrift Cogen | 50150_G_GEN5 | 50150 | G | GEN5 |  | Combined Cycle | ERC_REST | Texas | Calhoun | 15 | 1987 | 9999 |  |  |  | 0.0933 | NEI 2019
Union Carbide Seadrift Cogen | 50150_G_GEN6 | 50150 | G | GEN6 |  | Combined Cycle | ERC_REST | Texas | Calhoun | 30 | 1987 | 9999 | 2019 | 6.7152 | 171722.01 | 0.0933 | NEI 2019
Union Carbide Seadrift Cogen | 50150_G_GEN7 | 50150 | G | GEN7 |  | Combined Cycle | ERC_REST | Texas | Calhoun | 6 | 1987 | 9999 |  |  |  | 0.0933 | NEI 2019
Union Carbide Seadrift Cogen | 50150_G_GEN8 | 50150 | G | GEN8 |  | Combined Cycle | ERC_REST | Texas | Calhoun | 30 | 1987 | 9999 | 2019 | 6.3025 | 154750.89 | 0.0933 | NEI 2019
Union Carbide Seadrift Cogen | 50150_G_GEN9 | 50150 | G | GEN9 |  | Combined Cycle | ERC_REST | Texas | Calhoun | 15 | 1987 | 9999 |  |  |  | 0.0933 | NEI 2019
Dow St Charles Operations | 50152_G_CGN1 | 50152 | G | CGN1 |  | Combined Cycle | MIS_LA | Louisiana | St Charles | 100 | 1996 | 9999 | 2019 | 73.16 | 865658.3 | 0.14111 | NEI 2019
Dow St Charles Operations | 50152_G_CGN2 | 50152 | G | CGN2 |  | Combined Cycle | MIS_LA | Louisiana | St Charles | 100 | 1997 | 9999 | 2019 | 74.04 | 883668.47 | 0.14111 | NEI 2019
Dow St Charles Operations | 50152_G_CSTG | 50152 | G | CSTG |  | Combined Cycle | MIS_LA | Louisiana | St Charles | 50 | 2002 | 9999 |  |  |  | 0.14111 | NEI 2019
Dow St Charles Operations | 50152_G_STG | 50152 | G | STG |  | Combined Cycle | MIS_LA | Louisiana | St Charles | 20 | 1997 | 9999 |  |  |  | 0.14111 | NEI 2019
Berry Cogen | 50170_G_GEN1 | 50170 | G | GEN1 |  | Combustion Turbine | WEC_CALN | California | Kern | 35 | 1986 | 9999 | 2017 | 14.9333 | 251702 | 0.11866 | NEI 2019
Columbus MS | 50184_G_TG2 | 50184 | G | TG2 |  | Non-Fossil Waste | S_C_TVA | Mississippi | Lowndes | 46 | 1982 | 9999 | 2019 | 35.52 | 114280.59 | 0.62163 | NEI 2019
Holly | 502_G_5 | 502 | G | 5 |  | Combustion Turbine | WECC_CO | Colorado | Prowers | 0.3 | 2000 | 9999 |  |  |  | 0.92213 | Default Emission Factor
Holly | 502_G_CAT | 502 | G | CAT |  | Combustion Turbine | WECC_CO | Colorado | Prowers | 1.7 | 2007 | 9999 |  |  |  | 0.92213 | Default Emission Factor
Holly | 502_G_EMD | 502 | G | EMD |  | Combustion Turbine | WECC_CO | Colorado | Prowers | 0.7 | 1993 | 9999 |  |  |  | 0.92213 | Default Emission Factor
Williams Ignacio Natural Gas Plant | 50205_G_7101 | 50205 | G | 7101 |  | Non-Fossil Waste | WECC_CO | Colorado | La Plata | 6.1 | 1984 | 9999 |  |  |  | 0.70317 | Default Emission Factor
Watson Cogeneration | 50216_G_GN91 | 50216 | G | GN91 |  | Combined Cycle | WECC_SCE | California | Los Angeles | 82 | 1988 | 9999 | 2019 | 15.3374 | 854869 | 0.06489 | NEI 2019
Watson Cogeneration | 50216_G_GN92 | 50216 | G | GN92 |  | Combined Cycle | WECC_SCE | California | Los Angeles | 82 | 1988 | 9999 | 2019 | 35.5285 | 712962 | 0.06489 | NEI 2019
Watson Cogeneration | 50216_G_GN93 | 50216 | G | GN93 |  | Combined Cycle | WECC_SCE | California | Los Angeles | 82 | 1988 | 9999 | 2019 | 13.0621 | 773214 | 0.04225 | NEI 2019
Watson Cogeneration | 50216_G_GN94 | 50216 | G | GN94 |  | Combined Cycle | WECC_SCE | California | Los Angeles | 82 | 1987 | 9999 | 2019 | 17.9734 | 695799 | 0.04225 | NEI 2019
Watson Cogeneration | 50216_G_GN95 | 50216 | G | GN95 |  | Combined Cycle | WECC_SCE | California | Los Angeles | 35 | 1988 | 9999 |  |  |  | 0.06489 | NEI 2019
Watson Cogeneration | 50216_G_GN96 | 50216 | G | GN96 |  | Combined Cycle | WECC_SCE | California | Los Angeles | 35 | 1987 | 9999 |  |  |  | 0.04225 | NEI 2019
Bucksport Generation LLC | 50243_G_GEN4 | 50243 | G | GEN4 | 4072 | Combustion Turbine | NENG_ME | Maine | Hancock | 156.8 | 2001 | 9999 | 2019 | 0.030686 | 1362 | 0.04506 | NEI 2019
Pioneer Valley Resource Recovery | 50273_G_DLV1 | 50273 | G | DLV1 |  | Municipal Solid Waste | NENGREST | Massachusetts | Hampden | 7.5 | 1988 | 9999 | 2019 | 0.558 | 33448 | 0.03337 | NEI 2019
Archbald Power Station | 50279_G_Gen2 | 50279 | G | Gen2 | 3643 | Combustion Turbine | PJM_WMAC | Pennsylvania | Lackawanna | 43.7 | 2001 | 9999 | 2019 | 1.6706 | 46204.323 | 0.07231 | NEI 2019
Archbald Power Station | 50279_G_GEN5 | 50279 | G | GEN5 |  | Landfill Gas | PJM_WMAC | Pennsylvania | Lackawanna | 4 | 2010 | 9999 |  |  |  | 0.54258 | Default Emission Factor
Archbald Power Station | 50279_G_GEN6 | 50279 | G | GEN6 |  | Landfill Gas | PJM_WMAC | Pennsylvania | Lackawanna | 4 | 2010 | 9999 |  |  |  | 0.54258 | Default Emission Factor
Bethpage Power Plant | 50292_G_GEN1 | 50292 | G | GEN1 | 3647 | Combined Cycle | NY_Z_K | New York | Nassau | 22.2 | 1989 | 9999 |  |  |  | 0.04505 | Default Emission Factor
Bethpage Power Plant | 50292_G_GEN2 | 50292 | G | GEN2 | 3648 | Combined Cycle | NY_Z_K | New York | Nassau | 22.2 | 1989 | 9999 |  |  |  | 0.04505 | Default Emission Factor
Bethpage Power Plant | 50292_G_GEN3 | 50292 | G | GEN3 | 3647 | Combined Cycle | NY_Z_K | New York | Nassau | 10.6 | 1989 | 9999 |  |  |  | 0.04505 | Default Emission Factor
Bethpage Power Plant | 50292_G_GEN4 | 50292 | G | GEN4 |  | Combustion Turbine | NY_Z_K | New York | Nassau | 0.4 | 1989 | 9999 |  |  |  | 0.92213 | Default Emission Factor
Bethpage Power Plant | 50292_G_GEN5 | 50292 | G | GEN5 | 8438 | Combustion Turbine | NY_Z_K | New York | Nassau | 47 | 2002 | 9999 |  |  |  | 0.92213 | Default Emission Factor
Bethpage Power Plant | 50292_G_GEN6 | 50292 | G | GEN6 | 89507 | Combined Cycle | NY_Z_K | New York | Nassau | 49 | 2005 | 9999 |  |  |  | 0.04505 | Default Emission Factor
Bethpage Power Plant | 50292_G_GEN7 | 50292 | G | GEN7 | 89507 | Combined Cycle | NY_Z_K | New York | Nassau | 33 | 2005 | 9999 |  |  |  | 0.04505 | Default Emission Factor
AltaGas Ripon Energy Inc. | 50299_G_GEN1 | 50299 | G | GEN1 |  | Combustion Turbine | WEC_CALN | California | San Joaquin | 46.1 | 1988 | 9999 | 2019 | 0.62309 | 5377 | 0.23176 | NEI 2019
University of Oklahoma | 50307_G_GEN5 | 50307 | G | GEN5 |  | Combustion Turbine | SPP_WEST | Oklahoma | Cleveland | 1.8 | 2001 | 9999 |  |  |  | 0.92213 | Default Emission Factor
Nalco | 50326_G_AT1 | 50326 | G | AT1 |  | Combined Cycle | PJM_COMD | Illinois | DuPage | 3 | 1985 | 2045 |  |  |  | 0.04505 | Default Emission Factor
Nalco | 50326_G_DPOX | 50326 | G | DPOX |  | Combined Cycle | PJM_COMD | Illinois | DuPage | 0.7 | 1985 | 2045 |  |  |  | 0.04505 | Default Emission Factor
West Point Treatment Plant | 50329_G_4 | 50329 | G | 4 |  | Non-Fossil Waste | WECC_PNW | Washington | King | 2.3 | 2012 | 9999 |  |  |  | 0.70317 | Default Emission Factor
West Point Treatment Plant | 50329_G_5 | 50329 | G | 5 |  | Non-Fossil Waste | WECC_PNW | Washington | King | 2.3 | 2012 | 9999 |  |  |  | 0.70317 | Default Emission Factor
PCS Nitrogen Fertilizer LP | 50341_G_GEN3 | 50341 | G | GEN3 |  | Combustion Turbine | MIS_LA | Louisiana | Iberville | 1.8 | 2010 | 9999 |  |  |  | 0.92213 | Default Emission Factor
PCS Nitrogen Fertilizer LP | 50341_G_GEN4 | 50341 | G | GEN4 |  | Combustion Turbine | MIS_LA | Louisiana | Iberville | 1.8 | 2014 | 9999 |  |  |  | 0.92213 | Default Emission Factor
Ridgewood Providence Power | 50365_G_PH21 | 50365 | G | PH21 |  | Landfill Gas | NENGREST | Rhode Island | Providence | 1.5 | 2005 | 9999 |  |  |  | 0.54258 | Default Emission Factor
Ridgewood Providence Power | 50365_G_PH22 | 50365 | G | PH22 |  | Landfill Gas | NENGREST | Rhode Island | Providence | 1.5 | 2005 | 9999 |  |  |  | 0.54258 | Default Emission Factor
Ridgewood Providence Power | 50365_G_PH23 | 50365 | G | PH23 |  | Landfill Gas | NENGREST | Rhode Island | Providence | 1.5 | 2005 | 9999 |  |  |  | 0.54258 | Default Emission Factor
Ridgewood Providence Power | 50365_G_PH24 | 50365 | G | PH24 |  | Landfill Gas | NENGREST | Rhode Island | Providence | 1.5 | 2005 | 9999 |  |  |  | 0.54258 | Default Emission Factor
University of Notre Dame | 50366_G_GEN3 | 50366 | G | GEN3 |  | Combustion Turbine | PJM_West | Indiana | St Joseph | 1 | 1952 | 9999 |  |  |  | 0.92213 | Default Emission Factor
University of Notre Dame | 50366_G_GEN4 | 50366 | G | GEN4 |  | Combustion Turbine | PJM_West | Indiana | St Joseph | 1 | 1952 | 9999 |  |  |  | 0.92213 | Default Emission Factor
University of Notre Dame | 50366_G_GEN8 | 50366 | G | GEN8 |  | Combustion Turbine | PJM_West | Indiana | St Joseph | 1.7 | 2006 | 9999 |  |  |  | 0.92213 | Default Emission Factor
University of Notre Dame | 50366_G_GEN9 | 50366 | G | GEN9 |  | Combustion Turbine | PJM_West | Indiana | St Joseph | 1.7 | 2006 | 9999 |  |  |  | 0.92213 | Default Emission Factor
University of Notre Dame | 50366_G_GN10 | 50366 | G | GN10 |  | Combustion Turbine | PJM_West | Indiana | St Joseph | 1.7 | 2006 | 9999 |  |  |  | 0.92213 | Default Emission Factor
University of Notre Dame | 50366_G_GT1 | 50366 | G | GT1 |  | Combustion Turbine | PJM_West | Indiana | St Joseph | 5.6 | 2019 | 9999 |  |  |  | 0.06536 | Default Emission Factor
University of Notre Dame | 50366_G_GT2 | 50366 | G | GT2 |  | Combustion Turbine | PJM_West | Indiana | St Joseph | 5.6 | 2019 | 9999 |  |  |  | 0.06536 | Default Emission Factor
Cornell University Central Heat | 50368_G_CT1 | 50368 | G | CT1 | 90477 | Combined Cycle | NY_Z_C&E | New York | Tompkins | 12.3 | 2009 | 9999 |  |  |  | 0.04505 | Default Emission Factor
Cornell University Central Heat | 50368_G_CT2 | 50368 | G | CT2 | 90478 | Combined Cycle | NY_Z_C&E | New York | Tompkins | 12.3 | 2009 | 9999 |  |  |  | 0.04505 | Default Emission Factor
Cornell University Central Heat | 50368_G_EDG1 | 50368 | G | EDG1 |  | Combustion Turbine | NY_Z_C&E | New York | Tompkins | 0.9 | 2009 | 9999 |  |  |  | 0.92213 | Default Emission Factor
Cornell University Central Heat | 50368_G_EDG2 | 50368 | G | EDG2 |  | Combustion Turbine | NY_Z_C&E | New York | Tompkins | 0.9 | 2009 | 9999 |  |  |  | 0.92213 | Default Emission Factor
Cornell University Central Heat | 50368_G_TG1 | 50368 | G | TG1 | 90477 | Combined Cycle | NY_Z_C&E | New York | Tompkins | 1 | 1988 | 9999 |  |  |  | 0.04505 | Default Emission Factor
Cornell University Central Heat | 50368_G_TG2 | 50368 | G | TG2 | 90478 | Combined Cycle | NY_Z_C&E | New York | Tompkins | 5.3 | 1988 | 9999 |  |  |  | 0.04505 | Default Emission Factor
Paxton Creek Cogeneration | 50373_G_GEN1 | 50373 | G | GEN1 |  | Combustion Turbine | PJM_WMAC | Pennsylvania | Dauphin | 6 | 1986 | 9999 | 2019 | 0.0114 | 194 | 0.11753 | NEI 2019
Paxton Creek Cogeneration | 50373_G_GEN2 | 50373 | G | GEN2 |  | Combustion Turbine | PJM_WMAC | Pennsylvania | Dauphin | 6 | 1986 | 9999 | 2019 | 0.5288 | 194 | 5.4516 | NEI 2019
Julesburg | 504_G_1 | 504 | G | 1 |  | Combustion Turbine | WECC_CO | Colorado | Sedgwick | 0.7 | 1951 | 9999 |  |  |  | 0.92213 | Default Emission Factor
Julesburg | 504_G_3 | 504 | G | 3 |  | Combustion Turbine | WECC_CO | Colorado | Sedgwick | 0.2 | 1945 | 9999 |  |  |  | 0.92213 | Default Emission Factor
Julesburg | 504_G_4 | 504 | G | 4 |  | Combustion Turbine | WECC_CO | Colorado | Sedgwick | 1.1 | 1964 | 9999 |  |  |  | 0.92213 | Default Emission Factor
Julesburg | 504_G_5 | 504 | G | 5 |  | Combustion Turbine | WECC_CO | Colorado | Sedgwick | 0.2 | 1946 | 9999 |  |  |  | 0.92213 | Default Emission Factor
BP Chemicals Green Lake Plant | 50404_G_TG2 | 50404 | G | TG2 |  | Non-Fossil Waste | ERC_REST | Texas | Calhoun | 15 | 1989 | 9999 |  |  |  | 0.70317 | Default Emission Factor
BP Chemicals Green Lake Plant | 50404_G_TG3 | 50404 | G | TG3 |  | Non-Fossil Waste | ERC_REST | Texas | Calhoun | 23.8 | 1997 | 9999 |  |  |  | 0.70317 | Default Emission Factor
Chester Operations | 50410_G_6 | 50410 | G | 6 |  | Combined Cycle | PJM_EMAC | Pennsylvania | Delaware | 14.1 | 2020 | 9999 |  |  |  | 0.02842 | Default Emission Factor
Olmsted Waste Energy | 50413_G_DGCAT | 50413 | G | DGCAT |  | Combustion Turbine | MIS_MNWI | Minnesota | Olmsted | 1.3 | 2009 | 9999 |  |  |  | 0.92213 | Default Emission Factor
Olmsted Waste Energy | 50413_G_TG2 | 50413 | G | TG2 |  | Municipal Solid Waste | MIS_MNWI | Minnesota | Olmsted | 1.3 | 1987 | 9999 | 2017 | 1.0195 | 6658.08 | 0.30624 | NEI 2019
Olmsted Waste Energy | 50413_G_TG3 | 50413 | G | TG3 |  | Municipal Solid Waste | MIS_MNWI | Minnesota | Olmsted | 5 | 2010 | 9999 | 2017 | 5.332 | 21983.11 | 0.4851 | NEI 2019
Olmsted Waste Energy | 50413_G_TGI | 50413 | G | TGI |  | Municipal Solid Waste | MIS_MNWI | Minnesota | Olmsted | 1.4 | 1987 | 9999 | 2017 | 0.579 | 4660.85 | 0.24845 | NEI 2019
Bronx Zoo | 50427_G_GEN1 | 50427 | G | GEN1 |  | Combustion Turbine | NY_Z_J | New York | Bronx | 0.5 | 1991 | 9999 | 2018 | 0.054167 | 2902.0833 | 0.03733 | New York Emission Inventory
Bronx Zoo | 50427_G_GEN2 | 50427 | G | GEN2 |  | Combustion Turbine | NY_Z_J | New York | Bronx | 0.5 | 1991 | 9999 | 2018 | 0.054167 | 2902.0833 | 0.03733 | New York Emission Inventory
Bronx Zoo | 50427_G_GEN3 | 50427 | G | GEN3 |  | Combustion Turbine | NY_Z_J | New York | Bronx | 1.1 | 1991 | 9999 | 2018 | 0.11917 | 6384.5833 | 0.03733 | New York Emission Inventory
Bronx Zoo | 50427_G_GEN4 | 50427 | G | GEN4 |  | Combustion Turbine | NY_Z_J | New York | Bronx | 1.5 | 1995 | 9999 | 2018 | 0.1625 | 8706.25 | 0.03733 | New York Emission Inventory
University of Michigan | 50431_G_TG1 | 50431 | G | TG1 |  | Combined Cycle | MIS_LMI | Michigan | Washtenaw | 11.5 | 1986 | 9999 | 2019 | 3.7385 | 32683 | 0.10016 | NEI 2019
University of Michigan | 50431_G_TG10 | 50431 | G | TG10 |  | Combined Cycle | MIS_LMI | Michigan | Washtenaw | 3.5 | 1992 | 9999 | 2019 | 2.3465 | 30470 | 0.10016 | NEI 2019
University of Michigan | 50431_G_TG7 | 50431 | G | TG7 |  | Combined Cycle | MIS_LMI | Michigan | Washtenaw | 11.5 | 1975 | 9999 |  |  |  | 0.10016 | NEI 2019
University of Michigan | 50431_G_TG8 | 50431 | G | TG8 |  | Combined Cycle | MIS_LMI | Michigan | Washtenaw | 11.5 | 1975 | 9999 |  |  |  | 0.10016 | NEI 2019
University of Michigan | 50431_G_TG9 | 50431 | G | TG9 |  | Combined Cycle | MIS_LMI | Michigan | Washtenaw | 3.5 | 1990 | 9999 | 2019 | 0.8545 | 30460 | 0.10016 | NEI 2019
Indeck Silver Springs Energy Center | 50449_G_GEN1 | 50449 | G | GEN1 | 3660 | Combined Cycle | NY_Z_C&E | New York | Wyoming | 34.5 | 1991 | 9999 | 2019 | 0.14701 | 43110.68 | 0.00682 | NEI 2019
Indeck Silver Springs Energy Center | 50449_G_GEN2 | 50449 | G | GEN2 | 3660 | Combined Cycle | NY_Z_C&E | New York | Wyoming | 15 | 1991 | 9999 |  |  |  | 0.00682 | NEI 2019
Indeck Oswego Energy Center | 50450_G_GEN1 | 50450 | G | GEN1 | 3661 | Combined Cycle | NY_Z_C&E | New York | Oswego | 35.1 | 1990 | 9999 | 2019 | 0.85349 | 24724 | 0.06904 | NEI 2019
Indeck Oswego Energy Center | 50450_G_GEN2 | 50450 | G | GEN2 | 3661 | Combined Cycle | NY_Z_C&E | New York | Oswego | 13.8 | 1990 | 9999 |  |  |  | 0.06904 | NEI 2019
Indeck Yerkes Energy Center | 50451_G_GEN1 | 50451 | G | GEN1 | 3662 | Combined Cycle | NY_Z_A | New York | Erie | 32.3 | 1989 | 9999 | 2019 | 2.947 | 18760 | 0.23415 | NEI 2019
Indeck Yerkes Energy Center | 50451_G_GEN2 | 50451 | G | GEN2 | 3662 | Combined Cycle | NY_Z_A | New York | Erie | 15.4 | 1989 | 9999 | 2019 | 0.010673 | 6504 | 0.23415 | NEI 2019
Indeck Corinth Energy Center | 50458_G_GEN1 | 50458 | G | GEN1 | 3663 | Combined Cycle | NY_Z_F | New York | Saratoga | 74.7 | 1995 | 9999 | 2019 | 2.4148 | 370511 | 0.00833 | NEI 2019
Indeck Corinth Energy Center | 50458_G_GEN2 | 50458 | G | GEN2 | 3663 | Combined Cycle | NY_Z_F | New York | Saratoga | 54.6 | 1995 | 9999 | 2019 | 0.012773 | 212367 | 0.00833 | NEI 2019
Procter & Gamble Mehoopany Mill | 50463_G_GEN1 | 50463 | G | GEN1 | 3666 | Combustion Turbine | PJM_PENE | Pennsylvania | Wyoming | 40 | 1985 | 9999 | 2019 | 16.2 | 349583.0769 | 0.09268 | NEI 2019
Procter & Gamble Mehoopany Mill | 50463_G_GEN2 | 50463 | G | GEN2 |  | O/G Steam | PJM_PENE | Pennsylvania | Wyoming | 0.9 | 1984 | 9999 |  |  |  | 0.14445 | Default Emission Factor
Procter & Gamble Mehoopany Mill | 50463_G_GEN3 | 50463 | G | GEN3 | 90828 | Combustion Turbine | PJM_PENE | Pennsylvania | Wyoming | 64 | 2013 | 9999 |  |  |  | 0.12736 | Default Emission Factor
Oxnard | 50464_G_GEN1 | 50464 | G | GEN1 |  | Combustion Turbine | WECC_SCE | California | Ventura | 22.4 | 1982 | 9999 |  |  |  | 0.12736 | Default Emission Factor
Oxnard | 50464_G_GEN2 | 50464 | G | GEN2 |  | Combustion Turbine | WECC_SCE | California | Ventura | 48.5 | 1989 | 9999 |  |  |  | 0.12736 | Default Emission Factor
Corpus Christi | 50475_G_GEN1 | 50475 | G | GEN1 |  | Combustion Turbine | ERC_REST | Texas | Nueces | 33 | 1989 | 9999 | 2017 | 2.569 | 79360 | 0.06474 | NEI 2019
PPG Powerhouse A | 50487_G_A7 | 50487 | G | A7 |  | Non-Fossil Waste | MIS_WOTA | Louisiana | Calcasieu | 10 | 1950 | 9999 |  |  |  | 0.70317 | Default Emission Factor
PPG Riverside | 50488_G_GEN2 | 50488 | G | GEN2 |  | Non-Fossil Waste | MIS_WOTA | Louisiana | Calcasieu | 30 | 1950 | 9999 |  |  |  | 0.70317 | Default Emission Factor
PPG Riverside | 50488_G_GEN3 | 50488 | G | GEN3 |  | Non-Fossil Waste | MIS_WOTA | Louisiana | Calcasieu | 38 | 1969 | 9999 |  |  |  | 0.70317 | Default Emission Factor
PPG Powerhouse C | 50489_G_C1 | 50489 | G | C1 |  | Combustion Turbine | MIS_WOTA | Louisiana | Calcasieu | 55 | 1977 | 9999 | 2019 | 17.86 | 400897.6712 | 0.0891 | NEI 2019
PPG Powerhouse C | 50489_G_C2 | 50489 | G | C2 |  | Combustion Turbine | MIS_WOTA | Louisiana | Calcasieu | 55 | 1978 | 9999 | 2019 | 20.09 | 400897.6712 | 0.10023 | NEI 2019
PPG Powerhouse C | 50489_G_C4 | 50489 | G | C4 |  | Combustion Turbine | MIS_WOTA | Louisiana | Calcasieu | 70.6 | 1986 | 9999 | 2019 | 26.95 | 514606.8288 | 0.10474 | NEI 2019
PPG Powerhouse C | 50489_G_C5 | 50489 | G | C5 |  | Combustion Turbine | MIS_WOTA | Louisiana | Calcasieu | 70.6 | 1986 | 9999 | 2019 | 29.7 | 514606.8288 | 0.11543 | NEI 2019
PPG Plant C Caustic | 50490_G_TE | 50490 | G | TE |  | O/G Steam | MIS_WOTA | Louisiana | Calcasieu | 2.7 | 1986 | 9999 |  |  |  | 0.14445 | Default Emission Factor
Gas Utilization Facility | 50492_G_1 | 50492 | G | 1 |  | Non-Fossil Waste | WEC_SDGE | California | San Diego | 2.3 | 1985 | 9999 |  |  |  | 0.70317 | Default Emission Factor
Gas Utilization Facility | 50492_G_2 | 50492 | G | 2 |  | Non-Fossil Waste | WEC_SDGE | California | San Diego | 2.3 | 1985 | 9999 |  |  |  | 0.70317 | Default Emission Factor
Double C Generation Limited Partnership | 50493_G_DC1 | 50493 | G | DC1 |  | Combustion Turbine | WEC_CALN | California | Kern | 23 | 1989 | 9999 | 2017 | 0.079839 | 11819.5 | 0.01351 | NEI 2019
Double C Generation Limited Partnership | 50493_G_DC2 | 50493 | G | DC2 |  | Combustion Turbine | WEC_CALN | California | Kern | 23 | 1989 | 9999 | 2017 | 0.081436 | 11819.5 | 0.01378 | NEI 2019
Kern Front Limited | 50494_G_KF1 | 50494 | G | KF1 |  | Combustion Turbine | WEC_CALN | California | Kern | 23 | 1989 | 9999 | 2017 | 0.16616 | 24645 | 0.01348 | NEI 2019
Kern Front Limited | 50494_G_KF2 | 50494 | G | KF2 |  | Combustion Turbine | WEC_CALN | California | Kern | 23 | 1989 | 9999 | 2019 | 0.16768 | 6843 | 0.04901 | NEI 2019
High Sierra Limited | 50495_G_HS1 | 50495 | G | HS1 |  | Combustion Turbine | WEC_CALN | California | Kern | 23 | 1989 | 9999 | 2017 | 0.082234 | 12268.5 | 0.01341 | NEI 2019
High Sierra Limited | 50495_G_HS2 | 50495 | G | HS2 |  | Combustion Turbine | WEC_CALN | California | Kern | 23 | 1989 | 9999 | 2019 | 0.078242 | 8396 | 0.01864 | NEI 2019
SRI International Cogen Project | 50537_G_GEN1 | 50537 | G | GEN1 |  | Combustion Turbine | WEC_CALN | California | San Mateo | 5.6 | 1987 | 9999 | 2017 | 2.8528 | 29530 | 0.19321 | NEI 2019
Harbor Cogen | 50541_G_GEN1 | 50541 | G | GEN1 |  | Combined Cycle | WECC_SCE | California | Los Angeles | 80.8 | 1988 | 9999 |  |  |  | 0.04505 | Default Emission Factor
Harbor Cogen | 50541_G_ST1 | 50541 | G | ST1 |  | Combined Cycle | WECC_SCE | California | Los Angeles | 9.9 | 2001 | 9999 |  |  |  | 0.04505 | Default Emission Factor
Harbor Cogen | 50541_G_ST2 | 50541 | G | ST2 |  | Combined Cycle | WECC_SCE | California | Los Angeles | 11 | 2001 | 9999 |  |  |  | 0.04505 | Default Emission Factor
Rosemary Power Station | 50555_G_GEN1 | 50555 | G | GEN1 | 89294 | Combined Cycle | PJM_Dom | North Carolina | Halifax | 75 | 1990 | 9999 |  |  |  | 0.12032 | NEI 2019
Rosemary Power Station | 50555_G_GEN2 | 50555 | G | GEN2 | 89295 | Combined Cycle | PJM_Dom | North Carolina | Halifax | 36 | 1990 | 9999 |  |  |  | 0.12032 | NEI 2019
Rosemary Power Station | 50555_G_GEN3 | 50555 | G | GEN3 | 89294 | Combined Cycle | PJM_Dom | North Carolina | Halifax | 54 | 1990 | 9999 |  |  |  | 0.12032 | NEI 2019
Frontier | 50558_G_GT01 | 50558 | G | GT01 | 90991 | Combined Cycle | SPP_WEST | Oklahoma | Oklahoma | 67.3 | 1989 | 9999 | 2019 | 5.2 | 209392 | 0.04402 | NEI 2019
Frontier | 50558_G_ST01 | 50558 | G | ST01 | 90991 | Combined Cycle | SPP_WEST | Oklahoma | Oklahoma | 44.1 | 1989 | 9999 |  |  |  | 0.04402 | NEI 2019
Eagle Point Power Generation | 50561_G_GTG1 | 50561 | G | GTG1 | 3672 | Combined Cycle | PJM_EMAC | New Jersey | Gloucester | 85 | 1990 | 9999 |  |  |  | 0.04505 | Default Emission Factor
Eagle Point Power Generation | 50561_G_GTG2 | 50561 | G | GTG2 | 3673 | Combined Cycle | PJM_EMAC | New Jersey | Gloucester | 85 | 1990 | 9999 | 2019 | 4.12 | 589995 | 0.02829 | NEI 2019
Eagle Point Power Generation | 50561_G_STG1 | 50561 | G | STG1 | 3672 | Combined Cycle | PJM_EMAC | New Jersey | Gloucester | 40 | 1991 | 9999 |  |  |  | 0.04505 | Default Emission Factor
Eagle Point Power Generation | 50561_G_STG2 | 50561 | G | STG2 | 3673 | Combined Cycle | PJM_EMAC | New Jersey | Gloucester | 26.8 | 2016 | 9999 |  |  |  | 0.02829 | NEI 2019
Settlers Hill Gas Recovery | 50563_G_GEN1 | 50563 | G | GEN1 |  | Landfill Gas | PJM_COMD | Illinois | Kane | 2.9 | 1988 | 9999 |  |  |  | 0.54258 | Default Emission Factor
Settlers Hill Gas Recovery | 50563_G_GEN2 | 50563 | G | GEN2 |  | Landfill Gas | PJM_COMD | Illinois | Kane | 2.9 | 1998 | 9999 |  |  |  | 0.54258 | Default Emission Factor
New Milford Gas Recovery | 50564_G_GEN2 | 50564 | G | GEN2 |  | Landfill Gas | NENG_CT | Connecticut | Litchfield | 0.8 | 2008 | 9999 |  |  |  | 0.54258 | Default Emission Factor
New Milford Gas Recovery | 50564_G_GEN3 | 50564 | G | GEN3 |  | Landfill Gas | NENG_CT | Connecticut | Litchfield | 0.8 | 2008 | 9999 |  |  |  | 0.54258 | Default Emission Factor
New Milford Gas Recovery | 50564_G_GEN4 | 50564 | G | GEN4 |  | Landfill Gas | NENG_CT | Connecticut | Litchfield | 0.8 | 2008 | 9999 |  |  |  | 0.54258 | Default Emission Factor
Milam Gas Recovery | 50566_G_GEN1 | 50566 | G | GEN1 |  | Combustion Turbine | MIS_IL | Illinois | St Clair | 0.8 | 1991 | 2045 |  |  |  | 0.92213 | Default Emission Factor
Milam Gas Recovery | 50566_G_GEN2 | 50566 | G | GEN2 |  | Combustion Turbine | MIS_IL | Illinois | St Clair | 0.8 | 1991 | 2045 |  |  |  | 0.92213 | Default Emission Factor
Milam Gas Recovery | 50566_G_GEN3 | 50566 | G | GEN3 |  | Combustion Turbine | MIS_IL | Illinois | St Clair | 0.8 | 1993 | 2045 |  |  |  | 0.92213 | Default Emission Factor
High Acres Gas Recovery | 50568_G_GEN1 | 50568 | G | GEN1 |  | Landfill Gas | NY_Z_C&E | New York | Monroe | 0.8 | 1991 | 9999 |  |  |  | 0.54258 | Default Emission Factor
High Acres Gas Recovery | 50568_G_GEN2 | 50568 | G | GEN2 |  | Landfill Gas | NY_Z_C&E | New York | Monroe | 0.8 | 1991 | 9999 |  |  |  | 0.54258 | Default Emission Factor
High Acres Gas Recovery | 50568_G_GEN3 | 50568 | G | GEN3 |  | Landfill Gas | NY_Z_C&E | New York | Monroe | 0.8 | 1991 | 9999 |  |  |  | 0.54258 | Default Emission Factor
High Acres Gas Recovery | 50568_G_GEN4 | 50568 | G | GEN4 |  | Landfill Gas | NY_Z_C&E | New York | Monroe | 0.8 | 1991 | 9999 |  |  |  | 0.54258 | Default Emission Factor
High Acres Gas Recovery | 50568_G_GEN5 | 50568 | G | GEN5 |  | Landfill Gas | NY_Z_C&E | New York | Monroe | 1.6 | 2008 | 9999 |  |  |  | 0.54258 | Default Emission Factor
High Acres Gas Recovery | 50568_G_GEN6 | 50568 | G | GEN6 |  | Landfill Gas | NY_Z_C&E | New York | Monroe | 1.6 | 2008 | 9999 |  |  |  | 0.54258 | Default Emission Factor
High Acres Gas Recovery | 50568_G_GEN7 | 50568 | G | GEN7 |  | Landfill Gas | NY_Z_C&E | New York | Monroe | 1.6 | 2008 | 9999 |  |  |  | 0.54258 | Default Emission Factor
High Acres Gas Recovery | 50568_G_GEN8 | 50568 | G | GEN8 |  | Landfill Gas | NY_Z_C&E | New York | Monroe | 1.6 | 2008 | 9999 |  |  |  | 0.54258 | Default Emission Factor
DFW Gas Recovery | 50569_G_GEN1 | 50569 | G | GEN1 |  | Landfill Gas | ERC_REST | Texas | Denton | 2.9 | 1988 | 9999 |  |  |  | 0.54258 | Default Emission Factor
DFW Gas Recovery | 50569_G_GEN2 | 50569 | G | GEN2 |  | Landfill Gas | ERC_REST | Texas | Denton | 2.9 | 1988 | 9999 |  |  |  | 0.54258 | Default Emission Factor
DFW Gas Recovery | 50569_G_GEN3 | 50569 | G | GEN3 |  | Landfill Gas | ERC_REST | Texas | Denton | 1.6 | 2009 | 9999 |  |  |  | 0.54258 | Default Emission Factor
DFW Gas Recovery | 50569_G_GEN4 | 50569 | G | GEN4 |  | Landfill Gas | ERC_REST | Texas | Denton | 1.6 | 2009 | 9999 |  |  |  | 0.54258 | Default Emission Factor
DFW Gas Recovery | 50569_G_GEN5 | 50569 | G | GEN5 |  | Landfill Gas | ERC_REST | Texas | Denton | 1.6 | 2009 | 9999 |  |  |  | 0.54258 | Default Emission Factor
DFW Gas Recovery | 50569_G_GEN6 | 50569 | G | GEN6 |  | Landfill Gas | ERC_REST | Texas | Denton | 1.6 | 2009 | 9999 |  |  |  | 0.54258 | Default Emission Factor
Chestnut Ridge Gas Recovery | 50570_G_GEN1 | 50570 | G | GEN1 |  | Landfill Gas | S_C_TVA | Tennessee | Anderson | 0.8 | 1992 | 9999 |  |  |  | 0.54258 | Default Emission Factor
Chestnut Ridge Gas Recovery | 50570_G_GEN2 | 50570 | G | GEN2 |  | Landfill Gas | S_C_TVA | Tennessee | Anderson | 0.8 | 1992 | 9999 |  |  |  | 0.54258 | Default Emission Factor
Chestnut Ridge Gas Recovery | 50570_G_GEN3 | 50570 | G | GEN3 |  | Landfill Gas | S_C_TVA | Tennessee | Anderson | 0.8 | 1992 | 9999 |  |  |  | 0.54258 | Default Emission Factor
Chestnut Ridge Gas Recovery | 50570_G_GEN4 | 50570 | G | GEN4 |  | Landfill Gas | S_C_TVA | Tennessee | Anderson | 0.8 | 1992 | 9999 |  |  |  | 0.54258 | Default Emission Factor
Chestnut Ridge Gas Recovery | 50570_G_GEN5 | 50570 | G | GEN5 |  | Landfill Gas | S_C_TVA | Tennessee | Anderson | 1.6 | 2011 | 9999 |  |  |  | 0.54258 | Default Emission Factor
Altamont Gas Recovery | 50571_G_GEN1 | 50571 | G | GEN1 |  | Landfill Gas | WEC_CALN | California | Alameda | 2.9 | 1969 | 9999 |  |  |  | 0.54258 | Default Emission Factor
Altamont Gas Recovery | 50571_G_GEN2 | 50571 | G | GEN2 |  | Landfill Gas | WEC_CALN | California | Alameda | 2.9 | 1989 | 9999 |  |  |  | 0.54258 | Default Emission Factor
CSL Gas Recovery | 50572_G_GEN1 | 50572 | G | GEN1 |  | Landfill Gas | FRCC | Florida | Broward | 2.9 | 1989 | 9999 |  |  |  | 0.54258 | Default Emission Factor
CSL Gas Recovery | 50572_G_GEN2 | 50572 | G | GEN2 |  | Landfill Gas | FRCC | Florida | Broward | 2.9 | 1989 | 9999 |  |  |  | 0.54258 | Default Emission Factor
CSL Gas Recovery | 50572_G_GEN3 | 50572 | G | GEN3 |  | Landfill Gas | FRCC | Florida | Broward | 2.9 | 1989 | 9999 |  |  |  | 0.54258 | Default Emission Factor
CSL Gas Recovery | 50572_G_GEN4 | 50572 | G | GEN4 |  | Landfill Gas | FRCC | Florida | Broward | 2.2 | 2000 | 9999 |  |  |  | 0.54258 | Default Emission Factor
CID Gas Recovery | 50573_G_GEN2 | 50573 | G | GEN2 |  | Landfill Gas | PJM_COMD | Illinois | Cook | 2.9 | 1989 | 9999 |  |  |  | 0.54258 | Default Emission Factor
Lake Gas Recovery | 50575_G_GEN2 | 50575 | G | GEN2 |  | Landfill Gas | PJM_COMD | Illinois | Cook | 2.9 | 1993 | 9999 |  |  |  | 0.54258 | Default Emission Factor
Lake Gas Recovery | 50575_G_GEN3 | 50575 | G | GEN3 |  | Landfill Gas | PJM_COMD | Illinois | Cook | 2.9 | 1993 | 9999 |  |  |  | 0.54258 | Default Emission Factor
Metro Gas Recovery | 50576_G_GEN1 | 50576 | G | GEN1 |  | Landfill Gas | MIS_WUMS | Wisconsin | Milwaukee | 2.9 | 1985 | 9999 |  |  |  | 0.54258 | Default Emission Factor
Metro Gas Recovery | 50576_G_GEN2 | 50576 | G | GEN2 |  | Landfill Gas | MIS_WUMS | Wisconsin | Milwaukee | 2.9 | 1985 | 9999 |  |  |  | 0.54258 | Default Emission Factor
Metro Gas Recovery | 50576_G_GEN3 | 50576 | G | GEN3 |  | Landfill Gas | MIS_WUMS | Wisconsin | Milwaukee | 0.8 | 2000 | 9999 |  |  |  | 0.54258 | Default Emission Factor
Metro Gas Recovery | 50576_G_GEN4 | 50576 | G | GEN4 |  | Landfill Gas | MIS_WUMS | Wisconsin | Milwaukee | 0.8 | 2000 | 9999 |  |  |  | 0.54258 | Default Emission Factor
Metro Gas Recovery | 50576_G_GEN5 | 50576 | G | GEN5 |  | Landfill Gas | MIS_WUMS | Wisconsin | Milwaukee | 0.8 | 2000 | 9999 |  |  |  | 0.54258 | Default Emission Factor
Metro Gas Recovery | 50576_G_GEN6 | 50576 | G | GEN6 |  | Landfill Gas | MIS_WUMS | Wisconsin | Milwaukee | 0.8 | 2000 | 9999 |  |  |  | 0.54258 | Default Emission Factor
Omega Hills Gas Recovery | 50577_G_GEN1 | 50577 | G | GEN1 |  | Landfill Gas | MIS_WUMS | Wisconsin | Washington | 2.9 | 1985 | 9999 |  |  |  | 0.54258 | Default Emission Factor
Omega Hills Gas Recovery | 50577_G_GEN2 | 50577 | G | GEN2 |  | Landfill Gas | MIS_WUMS | Wisconsin | Washington | 2.9 | 1985 | 9999 |  |  |  | 0.54258 | Default Emission Factor
Omega Hills Gas Recovery | 50577_G_GEN3 | 50577 | G | GEN3 |  | Landfill Gas | MIS_WUMS | Wisconsin | Washington | 3 | 2001 | 9999 |  |  |  | 0.54258 | Default Emission Factor
Omega Hills Gas Recovery | 50577_G_GEN5 | 50577 | G | GEN5 |  | Landfill Gas | MIS_WUMS | Wisconsin | Washington | 2.9 | 2010 | 9999 |  |  |  | 0.54258 | Default Emission Factor
Saint Johns Health Center | 50610_G_01 | 50610 | G | 01 |  | Combustion Turbine | WEC_LADW | California | Los Angeles | 1 | 1992 | 9999 |  |  |  | 0.12736 | Default Emission Factor
McKittrick Limited | 50612_G_GEN1 | 50612 | G | GEN1 | 91284 | Combustion Turbine | WEC_CALN | California | Kern | 46 | 1991 | 9999 | 2017 | 0.18443 | 22591 | 0.01633 | NEI 2019
Central Power Plant | 50621_G_GEN4 | 50621 | G | GEN4 |  | O/G Steam | NENGREST | Rhode Island | Providence | 0.5 | 1958 | 9999 |  |  |  | 0.14445 | Default Emission Factor
Central Power Plant | 50621_G_GEN5 | 50621 | G | GEN5 |  | Combustion Turbine | NENGREST | Rhode Island | Providence | 2.8 | 2004 | 9999 |  |  |  | 0.12736 | Default Emission Factor
Central Power Plant | 50621_G_GEN6 | 50621 | G | GEN6 |  | Combustion Turbine | NENGREST | Rhode Island | Providence | 2.8 | 2004 | 9999 |  |  |  | 0.12736 | Default Emission Factor
Central Power Plant | 50621_G_GEN7 | 50621 | G | GEN7 |  | Combustion Turbine | NENGREST | Rhode Island | Providence | 2 | 2015 | 9999 |  |  |  | 0.92213 | Default Emission Factor
Berry Cogen Tanne Hills 18 | 50622_G_GEN1 | 50622 | G | GEN1 |  | Combustion Turbine | WEC_CALN | California | Kern | 7 | 1986 | 9999 |  |  |  | 0.12736 | Default Emission Factor
Berry Cogen Tanne Hills 18 | 50622_G_GEN2 | 50622 | G | GEN2 |  | Combustion Turbine | WEC_CALN | California | Kern | 7 | 1986 | 9999 |  |  |  | 0.12736 | Default Emission Factor
ExxonMobil Beaumont Refinery | 50625_G_ETG | 50625 | G | ETG |  | Fossil Waste | MIS_WOTA | Texas | Jefferson | 5 | 1978 | 9999 |  |  |  | 0.66403 | Default Emission Factor
ExxonMobil Beaumont Refinery | 50625_G_TG24 | 50625 | G | TG24 |  | Combustion Turbine | MIS_WOTA | Texas | Jefferson | 32 | 1993 | 9999 | 2019 | 12.1027 | 239793.6788 | 0.10094 | NEI 2019
ExxonMobil Beaumont Refinery | 50625_G_TG41 | 50625 | G | TG41 | 3679 | Combustion Turbine | MIS_WOTA | Texas | Jefferson | 145 | 2005 | 9999 | 2019 | 36.6353 | 1086565.1071 | 0.06743 | NEI 2019
ExxonMobil Beaumont Refinery | 50625_G_TG42 | 50625 | G | TG42 | 3680 | Combustion Turbine | MIS_WOTA | Texas | Jefferson | 145 | 2005 | 9999 | 2019 | 21.0448 | 1086565.1071 | 0.03874 | NEI 2019
ExxonMobil Beaumont Refinery | 50625_G_TG43 | 50625 | G | TG43 | 3681 | Combustion Turbine | MIS_WOTA | Texas | Jefferson | 145 | 2004 | 9999 | 2019 | 33.0444 | 1086565.1071 | 0.06082 | NEI 2019
Paulsboro Refinery | 50628_G_GEN1 | 50628 | G | GEN1 |  | Combustion Turbine | PJM_EMAC | New Jersey | Gloucester | 27 | 1991 | 9999 | 2019 | 25.82 | 517351.66 | 0.09982 | NEI 2019
Paulsboro Refinery | 50628_G_GEN4 | 50628 | G | GEN4 |  | Coal Steam | PJM_EMAC | New Jersey | Gloucester | 11.6 | 2006 | 9999 |  |  |  | 0.18776 | Default Emission Factor
Mosaic Co Bartow Facility | 50633_G_GEN1 | 50633 | G | GEN1 |  | Non-Fossil Waste | FRCC | Florida | Polk | 36 | 1985 | 9999 |  |  |  | 0.70317 | Default Emission Factor
Mosaic Co Bartow Facility | 50633_G_GEN2 | 50633 | G | GEN2 |  | Non-Fossil Waste | FRCC | Florida | Polk | 44 | 1992 | 9999 |  |  |  | 0.70317 | Default Emission Factor
Covanta Indianapolis Energy | 50647_G_GEN1 | 50647 | G | GEN1 |  | Municipal Solid Waste | MIS_INKY | Indiana | Marion | 5 | 1988 | 9999 | 2019 | 24.1412 | 44177 | 1.0929 | NEI 2019
Las Animas | 507_G_1 | 507 | G | 1 |  | Combustion Turbine | WECC_CO | Colorado | Bent | 0.3 | 1941 | 9999 |  |  |  | 0.92213 | Default Emission Factor
Las Animas | 507_G_2 | 507 | G | 2 |  | Combustion Turbine | WECC_CO | Colorado | Bent | 0.3 | 1941 | 9999 |  |  |  | 0.92213 | Default Emission Factor
Las Animas | 507_G_4 | 507 | G | 4 |  | Combustion Turbine | WECC_CO | Colorado | Bent | 1 | 1951 | 9999 |  |  |  | 0.92213 | Default Emission Factor
Las Animas | 507_G_5 | 507 | G | 5 |  | Combustion Turbine | WECC_CO | Colorado | Bent | 1 | 1951 | 9999 |  |  |  | 0.92213 | Default Emission Factor
Las Animas | 507_G_6 | 507 | G | 6 |  | Combustion Turbine | WECC_CO | Colorado | Bent | 2.5 | 1967 | 9999 |  |  |  | 0.92213 | Default Emission Factor
JM Shafer Generating Station | 50707_G_LMA | 50707 | G | LMA | 90505 | Combined Cycle | WECC_CO | Colorado | Weld | 40.1 | 1994 | 9999 | 2017 | 2.76 | 401542 | 0.05454 | NEI 2019
JM Shafer Generating Station | 50707_G_LMB | 50707 | G | LMB | 90506 | Combined Cycle | WECC_CO | Colorado | Weld | 40.1 | 1994 | 9999 |  |  |  | 0.05454 | NEI 2019
JM Shafer Generating Station | 50707_G_LMC | 50707 | G | LMC | 90507 | Combined Cycle | WECC_CO | Colorado | Weld | 40.1 | 1994 | 9999 | 2017 | 2.99 | 32429 | 0.05454 | NEI 2019
JM Shafer Generating Station | 50707_G_LMD | 50707 | G | LMD | 90508 | Combined Cycle | WECC_CO | Colorado | Weld | 40.1 | 1994 | 9999 |  |  |  | 0.05454 | NEI 2019
JM Shafer Generating Station | 50707_G_LME | 50707 | G | LME | 90509 | Combined Cycle | WECC_CO | Colorado | Weld | 40.1 | 1994 | 9999 |  |  |  | 0.05454 | NEI 2019
JM Shafer Generating Station | 50707_G_STA | 50707 | G | STA | 90505 | Combined Cycle | WECC_CO | Colorado | Weld | 35.8 | 1994 | 9999 |  |  |  | 0.05454 | NEI 2019
JM Shafer Generating Station | 50707_G_STB | 50707 | G | STB | 90505 | Combined Cycle | WECC_CO | Colorado | Weld | 35.8 | 1994 | 9999 |  |  |  | 0.05454 | NEI 2019
Tazewell Gas Recovery | 50721_G_GEN1 | 50721 | G | GEN1 |  | Landfill Gas | MIS_IL | Illinois | Tazewell | 0.8 | 1989 | 9999 |  |  |  | 0.54258 | Default Emission Factor
Tazewell Gas Recovery | 50721_G_GEN2 | 50721 | G | GEN2 |  | Landfill Gas | MIS_IL | Illinois | Tazewell | 0.8 | 1989 | 9999 |  |  |  | 0.54258 | Default Emission Factor
Tazewell Gas Recovery | 50721_G_GEN3 | 50721 | G | GEN3 |  | Landfill Gas | MIS_IL | Illinois | Tazewell | 0.8 | 1999 | 9999 |  |  |  | 0.54258 | Default Emission Factor
BP Naperville Cogeneration Facility | 50722_G_GEN1 | 50722 | G | GEN1 |  | Combustion Turbine | PJM_COMD | Illinois | DuPage | 7 | 1990 | 2045 |  |  |  | 0.12736 | Default Emission Factor
Starrett City Cogen Facility | 50743_G_GEN3 | 50743 | G | GEN3 |  | Combustion Turbine | NY_Z_J | New York | Kings | 2 | 1974 | 9999 |  |  |  | 0.92213 | Default Emission Factor
Starrett City Cogen Facility | 50743_G_GEN4 | 50743 | G | GEN4 |  | Combustion Turbine | NY_Z_J | New York | Kings | 2 | 1974 | 9999 |  |  |  | 0.92213 | Default Emission Factor
Starrett City Cogen Facility | 50743_G_GEN5 | 50743 | G | GEN5 |  | Combustion Turbine | NY_Z_J | New York | Kings | 2 | 1974 | 9999 |  |  |  | 0.92213 | Default Emission Factor
Sterling Power Plant | 50744_G_GEN1 | 50744 | G | GEN1 | 3692 | Combined Cycle | NY_Z_C&E | New York | Oneida | 38.8 | 1991 | 9999 | 2017 | 0.2123 | 12372 | 0.03432 | NEI 2019
Sterling Power Plant | 50744_G_GEN2 | 50744 | G | GEN2 | 3692 | Combined Cycle | NY_Z_C&E | New York | Oneida | 16 | 1991 | 9999 |  |  |  | 0.03432 | NEI 2019
Sterling Power Plant | 50744_G_GEN3 | 50744 | G | GEN3 |  | Combustion Turbine | NY_Z_C&E | New York | Oneida | 1.1 | 1991 | 9999 |  |  |  | 0.92213 | Default Emission Factor
Agnews Power Plant | 50748_G_GEN1 | 50748 | G | GEN1 |  | Combined Cycle | WEC_CALN | California | Santa Clara | 24.4 | 1990 | 9999 |  |  |  | 0.11511 | NEI 2019
Agnews Power Plant | 50748_G_GEN2 | 50748 | G | GEN2 |  | Combined Cycle | WEC_CALN | California | Santa Clara | 7.3 | 1990 | 9999 | 2017 | 1.2027 | 5150 | 0.11511 | NEI 2019
Coalinga Cogeneration Facility | 50750_G_GEN1 | 50750 | G | GEN1 |  | Combustion Turbine | WEC_CALN | California | Fresno | 3.2 | 1988 | 9999 |  |  |  | 0.12736 | Default Emission Factor
Coalinga Cogeneration Facility | 50750_G_GEN2 | 50750 | G | GEN2 |  | Combustion Turbine | WEC_CALN | California | Fresno | 3.2 | 1988 | 9999 |  |  |  | 0.12736 | Default Emission Factor
Southeast Kern River Cogen | 50751_G_GTG1 | 50751 | G | GTG1 |  | Combustion Turbine | WEC_CALN | California | Kern | 20.8 | 1989 | 9999 |  |  |  | 0.12736 | Default Emission Factor
Parlin Power Plant | 50799_G_GEN1 | 50799 | G | GEN1 | 3696 | Combined Cycle | PJM_EMAC | New Jersey | Middlesex | 35.9 | 1991 | 9999 |  |  |  | 0.04505 | Default Emission Factor
Parlin Power Plant | 50799_G_GEN2 | 50799 | G | GEN2 | 3697 | Combined Cycle | PJM_EMAC | New Jersey | Middlesex | 37.5 | 1991 | 9999 |  |  |  | 0.14531 | NEI 2019
Parlin Power Plant | 50799_G_GEN3 | 50799 | G | GEN3 | 3696 | Combined Cycle | PJM_EMAC | New Jersey | Middlesex | 20.6 | 1991 | 9999 |  |  |  | 0.04505 | Default Emission Factor
Parlin Power Plant | 50799_G_GEN4 | 50799 | G | GEN4 | 3696 | Combined Cycle | PJM_EMAC | New Jersey | Middlesex | 20.6 | 1991 | 9999 | 2019 | 0.3 | 8059 | 0.14531 | NEI 2019
Optim Energy Altura Cogen LLC | 50815_G_GEN1 | 50815 | G | GEN1 | 10087 | Combined Cycle | ERC_REST | Texas | Harris | 69.8 | 1985 | 9999 | 2019 | 12.2445 | 1053195 | 0.04494 | NEI 2019
Optim Energy Altura Cogen LLC | 50815_G_GEN2 | 50815 | G | GEN2 | 10088 | Combined Cycle | ERC_REST | Texas | Harris | 69.8 | 1985 | 9999 | 2019 | 14.7659 | 434552 | 0.04494 | NEI 2019
Optim Energy Altura Cogen LLC | 50815_G_GEN3 | 50815 | G | GEN3 | 10089 | Combined Cycle | ERC_REST | Texas | Harris | 70.1 | 1985 | 9999 | 2019 | 14.147 | 434686 | 0.04494 | NEI 2019
Optim Energy Altura Cogen LLC | 50815_G_GEN4 | 50815 | G | GEN4 | 10090 | Combined Cycle | ERC_REST | Texas | Harris | 75 | 1986 | 9999 | 2019 | 9.1232 | 437917 | 0.04494 | NEI 2019
Optim Energy Altura Cogen LLC | 50815_G_GEN5 | 50815 | G | GEN5 | 10091 | Combined Cycle | ERC_REST | Texas | Harris | 68.4 | 1986 | 9999 | 2019 | 11.7947 | 450810 | 0.04494 | NEI 2019
Optim Energy Altura Cogen LLC | 50815_G_GEN6 | 50815 | G | GEN6 | 10087 | Combined Cycle | ERC_REST | Texas | Harris | 120.1 | 1986 | 9999 |  |  |  | 0.04494 | NEI 2019
Optim Energy Altura Cogen LLC | 50815_G_GEN7 | 50815 | G | GEN7 | 10092 | Combined Cycle | ERC_REST | Texas | Harris | 69 | 1995 | 9999 | 2019 | 10.0325 | 397961 | 0.04494 | NEI 2019
Cumberland (NJ) | 5083_G_CUMB | 5083 | G | CUMB | 2668 | Combustion Turbine | PJM_EMAC | New Jersey | Cumberland | 86.6 | 1990 | 9999 | 2019 | 1.078 | 45260.4424 | 0.04764 | NEI 2019
Cumberland (NJ) | 5083_G_CUMB2 | 5083 | G | CUMB2 | 90246 | Combustion Turbine | PJM_EMAC | New Jersey | Cumberland | 96.5 | 2009 | 9999 | 2019 | 3.73 | 50434.5576 | 0.14791 | NEI 2019
Nove Power Plant | 50831_G_GEN1 | 50831 | G | GEN1 |  | Landfill Gas | WEC_CALN | California | Contra Costa | 1 | 1985 | 9999 |  |  |  | 0.54258 | Default Emission Factor
Nove Power Plant | 50831_G_GEN2 | 50831 | G | GEN2 |  | Landfill Gas | WEC_CALN | California | Contra Costa | 1 | 1987 | 9999 |  |  |  | 0.54258 | Default Emission Factor
Nove Power Plant | 50831_G_GEN3 | 50831 | G | GEN3 |  | Landfill Gas | WEC_CALN | California | Contra Costa | 1 | 1985 | 9999 |  |  |  | 0.54258 | Default Emission Factor
PE Berkeley | 50849_G_GEN1 | 50849 | G | GEN1 |  | Combined Cycle | WEC_CALN | California | Alameda | 21 | 1987 | 9999 | 2017 | 12.9734 | 174927 | 0.13916 | NEI 2019
PE Berkeley | 50849_G_GEN2 | 50849 | G | GEN2 |  | Combined Cycle | WEC_CALN | California | Alameda | 2 | 1987 | 9999 |  |  |  | 0.13916 | NEI 2019
OLS Energy Chino | 50850_G_GEN1 | 50850 | G | GEN1 |  | Combined Cycle | WECC_SCE | California | San Bernardino | 22.5 | 1987 | 9999 |  |  |  | 0.04505 | Default Emission Factor
OLS Energy Chino | 50850_G_GEN2 | 50850 | G | GEN2 |  | Combined Cycle | WECC_SCE | California | San Bernardino | 6.5 | 1987 | 9999 |  |  |  | 0.04505 | Default Emission Factor
CSUCI Site Authority | 50851_G_GEN1 | 50851 | G | GEN1 |  | Combined Cycle | WECC_SCE | California | Ventura | 21.5 | 1988 | 9999 | 2017 | 0.038646 | 134038 | 0.05115 | NEI 2019
CSUCI Site Authority | 50851_G_GEN2 | 50851 | G | GEN2 |  | Combined Cycle | WECC_SCE | California | Ventura | 6.8 | 1988 | 9999 | 2017 | 4.423 | 40402 | 0.05115 | NEI 2019
Salinas River Cogeneration | 50865_G_K100 | 50865 | G | K100 | 89975 | Combustion Turbine | WEC_CALN | California | Monterey | 33 | 1991 | 9999 | 2019 | 2.3311 | 297702 | 0.01566 | NEI 2019
Oswego County Energy Recovery | 50907_G_UNT1 | 50907 | G | UNT1 |  | Municipal Solid Waste | NY_Z_C&E | New York | Oswego | 1.7 | 1986 | 9999 |  |  |  | 0.00076 | NEI 2019
Oswego County Energy Recovery | 50907_G_UNT2 | 50907 | G | UNT2 |  | Municipal Solid Waste | NY_Z_C&E | New York | Oswego | 1.7 | 1986 | 9999 | 2019 | 0.0033686 | 8852.22 | 0.00076 | NEI 2019
Co-Gen LLC | 50921_G_GEN1 | 50921 | G | GEN1 |  | Biomass | WECC_PNW | Oregon | Grant | 7.5 | 1986 | 9999 |  |  |  | 0.58208 | Default Emission Factor
Winnebago County Landfill Gas | 50936_G_EG3 | 50936 | G | EG3 |  | Landfill Gas | MIS_WUMS | Wisconsin | Winnebago | 0.9 | 2000 | 9999 |  |  |  | 0.54258 | Default Emission Factor
Winnebago County Landfill Gas | 50936_G_EG4 | 50936 | G | EG4 |  | Landfill Gas | MIS_WUMS | Wisconsin | Winnebago | 1 | 2007 | 9999 |  |  |  | 0.54258 | Default Emission Factor
Winnebago County Landfill Gas | 50936_G_EG5 | 50936 | G | EG5 |  | Landfill Gas | MIS_WUMS | Wisconsin | Winnebago | 1.4 | 2010 | 9999 |  |  |  | 0.54258 | Default Emission Factor
Hardee Power Station | 50949_G_GEN1 | 50949 | G | GEN1 |  | Combined Cycle | FRCC | Florida | Hardee | 70 | 1993 | 9999 | 2019 | 10.2656 | 492744 | 0.05612 | NEI 2019
Hardee Power Station | 50949_G_GEN2 | 50949 | G | GEN2 |  | Combined Cycle | FRCC | Florida | Hardee | 70 | 1993 | 9999 | 2019 | 10.4781 | 246484 | 0.05612 | NEI 2019
Hardee Power Station | 50949_G_GEN3 | 50949 | G | GEN3 |  | Combined Cycle | FRCC | Florida | Hardee | 78 | 1993 | 9999 |  |  |  | 0.05612 | NEI 2019
Hardee Power Station | 50949_G_GEN4 | 50949 | G | GEN4 |  | Combustion Turbine | FRCC | Florida | Hardee | 70 | 1993 | 9999 | 2019 | 0.29707 | 14252.9032 | 0.04169 | NEI 2019
Hardee Power Station | 50949_G_GEN5 | 50949 | G | GEN5 | 3703 | Combustion Turbine | FRCC | Florida | Hardee | 85 | 2000 | 9999 |  |  |  | 0.12736 | Default Emission Factor
Tropicana Products Bradent | 50971_G_GEN1 | 50971 | G | GEN1 |  | Combustion Turbine | FRCC | Florida | Manatee | 31 | 1990 | 9999 | 2019 | 11.8151 | 191409 | 0.12345 | NEI 2019
Carr Street Generating Station | 50978_G_GEN1 | 50978 | G | GEN1 | 3708 | Combined Cycle | NY_Z_C&E | New York | Onondaga | 32 | 1993 | 9999 |  |  |  | 0.05675 | NEI 2019
Carr Street Generating Station | 50978_G_GEN2 | 50978 | G | GEN2 | 3709 | Combined Cycle | NY_Z_C&E | New York | Onondaga | 32 | 1993 | 9999 | 2019 | 1.4231 | 50152 | 0.05675 | NEI 2019
Carr Street Generating Station | 50978_G_GEN3 | 50978 | G | GEN3 | 3708 | Combined Cycle | NY_Z_C&E | New York | Onondaga | 23 | 1993 | 9999 |  |  |  | 0.05675 | NEI 2019
Co-Gen II LLC | 50993_G_GEN1 | 50993 | G | GEN1 |  | Biomass | WECC_PNW | Oregon | Douglas | 7.8 | 1987 | 9999 |  |  |  | 0.58208 | Default Emission Factor
Ocean State Power | 51030_G_GEN1 | 51030 | G | GEN1 | 3710 | Combined Cycle | NENGREST | Rhode Island | Providence | 71.2 | 1990 | 9999 | 2019 | 3.9354 | 1248303 | 0.01231 | NEI 2019
Ocean State Power | 51030_G_GEN2 | 51030 | G | GEN2 | 3711 | Combined Cycle | NENGREST | Rhode Island | Providence | 71.2 | 1990 | 9999 |  |  |  | 0.01231 | NEI 2019
Ocean State Power | 51030_G_GEN3 | 51030 | G | GEN3 | 3710 | Combined Cycle | NENGREST | Rhode Island | Providence | 76.2 | 1990 | 9999 |  |  |  | 0.01231 | NEI 2019
Trinidad (CO) | 511_G_3 | 511 | G | 3 |  | Combustion Turbine | WECC_CO | Colorado | Las Animas | 1.9 | 1966 | 9999 |  |  |  | 0.92213 | Default Emission Factor
Trinidad (CO) | 511_G_4 | 511 | G | 4 |  | Combustion Turbine | WECC_CO | Colorado | Las Animas | 1.9 | 1966 | 9999 |  |  |  | 0.92213 | Default Emission Factor
Trinidad (CO) | 511_G_5 | 511 | G | 5 |  | Combustion Turbine | WECC_CO | Colorado | Las Animas | 1.8 | 1999 | 9999 |  |  |  | 0.92213 | Default Emission Factor
Trinidad (CO) | 511_G_6 | 511 | G | 6 |  | Combustion Turbine | WECC_CO | Colorado | Las Animas | 1.8 | 1999 | 9999 |  |  |  | 0.92213 | Default Emission Factor
Trinidad (CO) | 511_G_7 | 511 | G | 7 |  | Combustion Turbine | WECC_CO | Colorado | Las Animas | 1.8 | 1999 | 9999 |  |  |  | 0.92213 | Default Emission Factor
LaO Energy Systems | 52006_G_GEN4 | 52006 | G | GEN4 |  | Combined Cycle | MIS_LA | Louisiana | Iberville | 49 | 1969 | 9999 |  |  |  | 0.04367 | NEI 2019
LaO Energy Systems | 52006_G_GEN5 | 52006 | G | GEN5 |  | Combined Cycle | MIS_LA | Louisiana | Iberville | 52 | 1978 | 9999 |  |  |  | 0.03588 | NEI 2019
LaO Energy Systems | 52006_G_GEN6 | 52006 | G | GEN6 |  | Combined Cycle | MIS_LA | Louisiana | Iberville | 52 | 1979 | 9999 |  |  |  | 0.04367 | NEI 2019
Doswell Energy Center | 52019_G_GEN1 | 52019 | G | GEN1 | 10033 | Combined Cycle | PJM_Dom | Virginia | Hanover | 104.7 | 1991 | 9999 | 2019 | 129.9992 | 1470806.15 | 0.22951 | NEI 2019
Doswell Energy Center | 52019_G_GEN2 | 52019 | G | GEN2 | 10034 | Combined Cycle | PJM_Dom | Virginia | Hanover | 104.7 | 1991 | 9999 | 2019 | 121.8838 | 724155.44 | 0.22951 | NEI 2019
Doswell Energy Center | 52019_G_GEN3 | 52019 | G | GEN3 | 10033 | Combined Cycle | PJM_Dom | Virginia | Hanover | 123 | 1991 | 9999 |  |  |  | 0.22951 | NEI 2019
Doswell Energy Center | 52019_G_GEN4 | 52019 | G | GEN4 | 10035 | Combined Cycle | PJM_Dom | Virginia | Hanover | 104.7 | 1992 | 9999 | 2019 | 122.4088 | 1522121.09 | 0.22168 | NEI 2019
Doswell Energy Center | 52019_G_GEN5 | 52019 | G | GEN5 | 10036 | Combined Cycle | PJM_Dom | Virginia | Hanover | 104.7 | 1992 | 9999 | 2019 | 128.0615 | 737609.34 | 0.22168 | NEI 2019
Doswell Energy Center | 52019_G_GEN6 | 52019 | G | GEN6 | 10035 | Combined Cycle | PJM_Dom | Virginia | Hanover | 123 | 1992 | 9999 |  |  |  | 0.22168 | NEI 2019
Doswell Energy Center | 52019_G_GEN7 | 52019 | G | GEN7 | 3712 | Combustion Turbine | PJM_Dom | Virginia | Hanover | 170 | 2001 | 9999 | 2019 | 0.90635 | 329000.0143 | 0.00551 | NEI 2019
Doswell Energy Center | 52019_G_GEN8 | 52019 | G | GEN8 | 91240 | Combustion Turbine | PJM_Dom | Virginia | Hanover | 165 | 2018 | 9999 |  |  |  | 0.12736 | Default Emission Factor
Doswell Energy Center | 52019_G_GEN9 | 52019 | G | GEN9 | 91239 | Combustion Turbine | PJM_Dom | Virginia | Hanover | 165 | 2018 | 9999 |  |  |  | 0.12736 | Default Emission Factor
ITT Cogen Facility | 52021_G_GEN1 | 52021 | G | GEN1 |  | Combustion Turbine | PJM_COMD | Illinois | Cook | 3.5 | 1991 | 2045 |  |  |  | 0.12736 | Default Emission Factor
ITT Cogen Facility | 52021_G_GEN2 | 52021 | G | GEN2 |  | Combustion Turbine | PJM_COMD | Illinois | Cook | 3.5 | 1991 | 2045 |  |  |  | 0.12736 | Default Emission Factor
Dartmouth Power Associates LP | 52026_G_GEN1 | 52026 | G | GEN1 | 3713 | Combined Cycle | NENGREST | Massachusetts | Bristol | 35.1 | 1992 | 9999 |  |  |  | 0.05209 | NEI 2019
Dartmouth Power Associates LP | 52026_G_GEN2 | 52026 | G | GEN2 | 3713 | Combined Cycle | NENGREST | Massachusetts | Bristol | 27 | 1992 | 9999 | 2019 | 1.2637 | 48519 | 0.05209 | NEI 2019
Dartmouth Power Associates LP | 52026_G_GEN3 | 52026 | G | GEN3 | 90589 | Combustion Turbine | NENGREST | Massachusetts | Bristol | 19.6 | 2009 | 9999 | 2019 | 0.61069 | 6109 | 0.19993 | NEI 2019
Nassau Energy Corp | 52056_G_GT1 | 52056 | G | GT1 | 3714 | Combined Cycle | NY_Z_K | New York | Nassau | 43 | 1991 | 9999 | 2019 | 0.60744 | 290659.53 | 0.00458 | NEI 2019
Nassau Energy Corp | 52056_G_ST1 | 52056 | G | ST1 | 3714 | Combined Cycle | NY_Z_K | New York | Nassau | 12 | 1991 | 9999 | 2019 | 0.19751 | 61184.69 | 0.00458 | NEI 2019
Hartford Hospital Cogeneration | 52061_G_GEN2 | 52061 | G | GEN2 |  | Combined Cycle | NENG_CT | Connecticut | Hartford | 2.4 | 1988 | 2024 |  |  |  | 0.04505 | Default Emission Factor
Hartford Hospital Cogeneration | 52061_G_GEN3 | 52061 | G | GEN3 |  | Combined Cycle | NENG_CT | Connecticut | Hartford | 5.2 | 1988 | 2024 |  |  |  | 0.04505 | Default Emission Factor
Dominguez Plant | 52064_G_GEN1 | 52064 | G | GEN1 |  | Non-Fossil Waste | WECC_SCE | California | Los Angeles | 3.5 | 1976 | 9999 |  |  |  | 0.70317 | Default Emission Factor
Houston Plant | 52065_G_GEN1 | 52065 | G | GEN1 |  | Non-Fossil Waste | ERC_REST | Texas | Harris | 7 | 1977 | 9999 |  |  |  | 0.70317 | Default Emission Factor
UCLA So Campus Cogen Project | 52073_G_GEN1 | 52073 | G | GEN1 |  | Combined Cycle | WEC_LADW | California | Los Angeles | 12.5 | 1993 | 9999 |  |  |  | 0.04505 | Default Emission Factor
UCLA So Campus Cogen Project | 52073_G_GEN2 | 52073 | G | GEN2 |  | Combined Cycle | WEC_LADW | California | Los Angeles | 12.5 | 1993 | 9999 |  |  |  | 0.04505 | Default Emission Factor
UCLA So Campus Cogen Project | 52073_G_GEN3 | 52073 | G | GEN3 |  | Combined Cycle | WEC_LADW | California | Los Angeles | 11 | 1993 | 9999 |  |  |  | 0.04505 | Default Emission Factor
McKittrick Cogen | 52076_G_UNIT1 | 52076 | G | UNIT1 |  | Combustion Turbine | WECC_SCE | California | Kern | 4.8 | 2012 | 9999 |  |  |  | 0.12736 | Default Emission Factor
McKittrick Cogen | 52076_G_UNIT2 | 52076 | G | UNIT2 |  | Combustion Turbine | WECC_SCE | California | Kern | 4.8 | 2012 | 9999 |  |  |  | 0.12736 | Default Emission Factor
Lost Hills Cogeneration Plant | 52077_G_GEN5 | 52077 | G | GEN5 |  | Combustion Turbine | WECC_SCE | California | Kern | 2.7 | 1985 | 9999 |  |  |  | 0.12736 | Default Emission Factor
Lost Hills Cogeneration Plant | 52077_G_GEN6 | 52077 | G | GEN6 |  | Combustion Turbine | WECC_SCE | California | Kern | 2.7 | 1985 | 9999 |  |  |  | 0.12736 | Default Emission Factor
Cymric 31X Cogen | 52081_G_TG1 | 52081 | G | TG1 |  | Combustion Turbine | WEC_CALN | California | Kern | 2.7 | 1988 | 9999 |  |  |  | 0.12736 | Default Emission Factor
Cymric 31X Cogen | 52081_G_TG2 | 52081 | G | TG2 |  | Combustion Turbine | WEC_CALN | California | Kern | 2.7 | 1988 | 9999 |  |  |  | 0.12736 | Default Emission Factor
Cymric 6Z Cogen | 52082_G_TG1 | 52082 | G | TG1 |  | Combustion Turbine | WEC_CALN | California | Kern | 2.7 | 1986 | 9999 |  |  |  | 0.12736 | Default Emission Factor
Cymric 6Z Cogen | 52082_G_TG2 | 52082 | G | TG2 |  | Combustion Turbine | WEC_CALN | California | Kern | 2.7 | 1986 | 9999 |  |  |  | 0.12736 | Default Emission Factor
Taft 26C Cogen | 52085_G_TG1 | 52085 | G | TG1 |  | Combustion Turbine | WEC_CALN | California | Kern | 2.7 | 1982 | 9999 |  |  |  | 0.12736 | Default Emission Factor
Taft 26C Cogen | 52085_G_TG2 | 52085 | G | TG2 |  | Combustion Turbine | WEC_CALN | California | Kern | 2.7 | 1982 | 9999 |  |  |  | 0.12736 | Default Emission Factor
Taft 26C Cogen | 52085_G_TG3 | 52085 | G | TG3 |  | Combustion Turbine | WEC_CALN | California | Kern | 2.7 | 1982 | 9999 |  |  |  | 0.12736 | Default Emission Factor
Taft 26C Cogen | 52085_G_TG4 | 52085 | G | TG4 |  | Combustion Turbine | WEC_CALN | California | Kern | 2.7 | 1982 | 9999 |  |  |  | 0.12736 | Default Emission Factor
Coalinga 25D Cogen | 52086_G_TG1 | 52086 | G | TG1 |  | Combustion Turbine | WEC_CALN | California | Fresno | 2.7 | 1986 | 9999 |  |  |  | 0.12736 | Default Emission Factor
Coalinga 25D Cogen | 52086_G_TG2 | 52086 | G | TG2 |  | Combustion Turbine | WEC_CALN | California | Fresno | 2.7 | 1986 | 9999 |  |  |  | 0.12736 | Default Emission Factor
Coalinga 25D Cogen | 52086_G_TG3 | 52086 | G | TG3 |  | Combustion Turbine | WEC_CALN | California | Fresno | 2.7 | 1987 | 9999 |  |  |  | 0.12736 | Default Emission Factor
Coalinga 25D Cogen | 52086_G_TG4 | 52086 | G | TG4 |  | Combustion Turbine | WEC_CALN | California | Fresno | 2.7 | 1987 | 9999 |  |  |  | 0.12736 | Default Emission Factor
Elizabeth River Power Station | 52087_G_GEN1 | 52087 | G | GEN1 | 88298 | Combustion Turbine | PJM_Dom | Virginia | Chesapeake City | 116 | 1992 | 9999 | 2019 | 1.5808 | 32637.6667 | 0.09687 | NEI 2019
Elizabeth River Power Station | 52087_G_GEN2 | 52087 | G | GEN2 | 88299 | Combustion Turbine | PJM_Dom | Virginia | Chesapeake City | 116 | 1992 | 9999 | 2019 | 1.816 | 32637.6667 | 0.11129 | NEI 2019
Elizabeth River Power Station | 52087_G_GEN3 | 52087 | G | GEN3 | 88300 | Combustion Turbine | PJM_Dom | Virginia | Chesapeake City | 116 | 1992 | 9999 | 2019 | 0.67998 | 32637.6667 | 0.04167 | NEI 2019
Texas City Power Plant | 52088_G_GEN1 | 52088 | G | GEN1 | 89949 | Combined Cycle | ERC_REST | Texas | Galveston | 139 | 1987 | 9999 |  |  |  | 0.0694 | NEI 2019
Texas City Power Plant | 52088_G_GEN2 | 52088 | G | GEN2 | 89949 | Combined Cycle | ERC_REST | Texas | Galveston | 104 | 1987 | 9999 | 2019 | 14.7 | 473351 | 0.0694 | NEI 2019
Texas City Power Plant | 52088_G_GEN3 | 52088 | G | GEN3 | 89950 | Combined Cycle | ERC_REST | Texas | Galveston | 104 | 1987 | 9999 | 2019 | 26.72 | 480004 | 0.0694 | NEI 2019
Texas City Power Plant | 52088_G_GEN4 | 52088 | G | GEN4 | 89951 | Combined Cycle | ERC_REST | Texas | Galveston | 104 | 1987 | 9999 | 2019 | 19.3 | 796639 | 0.0694 | NEI 2019
New York Methodist Hospital | 52091_G_01-8N | 52091 | G | 01-8N |  | Combustion Turbine | NY_Z_J | New York | Kings | 0.8 | 2006 | 9999 |  |  |  | 0.92213 | Default Emission Factor
New York Methodist Hospital | 52091_G_02-8P | 52091 | G | 02-8P |  | Combustion Turbine | NY_Z_J | New York | Kings | 1 | 2006 | 9999 |  |  |  | 0.92213 | Default Emission Factor
New York Methodist Hospital | 52091_G_03-8L | 52091 | G | 03-8L |  | Combustion Turbine | NY_Z_J | New York | Kings | 1 | 2008 | 9999 |  |  |  | 0.92213 | Default Emission Factor
New York Methodist Hospital | 52091_G_04-6Z | 52091 | G | 04-6Z |  | Combustion Turbine | NY_Z_J | New York | Kings | 0.8 | 2006 | 9999 |  |  |  | 0.92213 | Default Emission Factor
New York Methodist Hospital | 52091_G_05-6Z | 52091 | G | 05-6Z |  | Combustion Turbine | NY_Z_J | New York | Kings | 0.8 | 2006 | 9999 |  |  |  | 0.92213 | Default Emission Factor
Berry Placerita Cogen | 52096_G_GEN1 | 52096 | G | GEN1 |  | Combustion Turbine | WECC_SCE | California | Los Angeles | 19.6 | 1990 | 9999 |  |  |  | 0.12736 | Default Emission Factor
Berry Placerita Cogen | 52096_G_GEN2 | 52096 | G | GEN2 |  | Combustion Turbine | WECC_SCE | California | Los Angeles | 19.6 | 1990 | 9999 |  |  |  | 0.12736 | Default Emission Factor
Cymric 36W Cogen | 52104_G_GEN1 | 52104 | G | GEN1 |  | Combustion Turbine | WEC_CALN | California | Kern | 2.7 | 1982 | 9999 |  |  |  | 0.12736 | Default Emission Factor
Cymric 36W Cogen | 52104_G_GEN2 | 52104 | G | GEN2 |  | Combustion Turbine | WEC_CALN | California | Kern | 2.7 | 1982 | 9999 |  |  |  | 0.12736 | Default Emission Factor
Cymric 36W Cogen | 52104_G_GEN3 | 52104 | G | GEN3 |  | Combustion Turbine | WEC_CALN | California | Kern | 2.7 | 1982 | 9999 |  |  |  | 0.12736 | Default Emission Factor
Cymric 36W Cogen | 52104_G_GEN4 | 52104 | G | GEN4 |  | Combustion Turbine | WEC_CALN | California | Kern | 2.7 | 1982 | 9999 |  |  |  | 0.12736 | Default Emission Factor
Kern River Eastridge Cogen | 52107_G_101A | 52107 | G | 101A |  | Combustion Turbine | WEC_CALN | California | Kern | 20.8 | 1988 | 9999 |  |  |  | 0.12736 | Default Emission Factor
Kern River Eastridge Cogen | 52107_G_101B | 52107 | G | 101B |  | Combustion Turbine | WEC_CALN | California | Kern | 20.8 | 1988 | 9999 |  |  |  | 0.12736 | Default Emission Factor
Wasson CO2 Removal Plant | 52122_G_GEN1 | 52122 | G | GEN1 |  | Combustion Turbine | SPP_SPS | Texas | Yoakum | 18.6 | 1988 | 9999 |  |  |  | 0.12736 | Default Emission Factor
Power Station 4 | 52132_G_GEN1 | 52132 | G | GEN1 |  | Combined Cycle | ERC_REST | Texas | Galveston | 69 | 1986 | 9999 |  |  |  | 0.00471 | NEI 2019
Power Station 4 | 52132_G_GEN2 | 52132 | G | GEN2 |  | Combined Cycle | ERC_REST | Texas | Galveston | 69 | 1986 | 9999 | 2019 | 1.4746 | 282063 | 0.00471 | NEI 2019
C P Kelco San Diego Plant | 52147_G_GEN1 | 52147 | G | GEN1 |  | Combustion Turbine | WEC_SDGE | California | San Diego | 8 | 1983 | 9999 |  |  |  | 0.12736 | Default Emission Factor
C P Kelco San Diego Plant | 52147_G_GEN2 | 52147 | G | GEN2 |  | Combustion Turbine | WEC_SDGE | California | San Diego | 9.3 | 1983 | 9999 |  |  |  | 0.12736 | Default Emission Factor
C P Kelco San Diego Plant | 52147_G_GEN3 | 52147 | G | GEN3 |  | Combustion Turbine | WEC_SDGE | California | San Diego | 9.3 | 1983 | 9999 |  |  |  | 0.12736 | Default Emission Factor
Riverbay | 52168_G_GEN3 | 52168 | G | GEN3 | 90513 | Combustion Turbine | NY_Z_J | New York | Bronx | 12.3 | 2011 | 9999 |  |  |  | 0.12736 | Default Emission Factor
Riverbay | 52168_G_GEN4 | 52168 | G | GEN4 | 90514 | Combustion Turbine | NY_Z_J | New York | Bronx | 12.3 | 2011 | 9999 |  |  |  | 0.12736 | Default Emission Factor
Riverbay | 52168_G_U0007 | 52168 | G | U0007 |  | Combustion Turbine | NY_Z_J | New York | Bronx | 1.5 | 2011 | 9999 |  |  |  | 0.92213 | Default Emission Factor
Midway Sunset Cogen | 52169_G_A | 52169 | G | A |  | Combustion Turbine | WEC_CALN | California | Kern | 73 | 1989 | 9999 |  |  |  | 0.12736 | Default Emission Factor
Midway Sunset Cogen | 52169_G_B | 52169 | G | B |  | Combustion Turbine | WEC_CALN | California | Kern | 73 | 1989 | 9999 |  |  |  | 0.12736 | Default Emission Factor
Midway Sunset Cogen | 52169_G_C | 52169 | G | C |  | Combustion Turbine | WEC_CALN | California | Kern | 73 | 1989 | 9999 |  |  |  | 0.12736 | Default Emission Factor
C R Wing Cogen Plant | 52176_G_GEN1 | 52176 | G | GEN1 | 89347 | Combined Cycle | ERC_WEST | Texas | Howard | 71 | 1987 | 9999 | 2019 | 13.7845 | 350922 | 0.05362 | NEI 2019
C R Wing Cogen Plant | 52176_G_GEN2 | 52176 | G | GEN2 | 89348 | Combined Cycle | ERC_WEST | Texas | Howard | 71 | 1987 | 9999 | 2019 | 13.088 | 330752 | 0.05362 | NEI 2019
C R Wing Cogen Plant | 52176_G_GEN3 | 52176 | G | GEN3 | 89347 | Combined Cycle | ERC_WEST | Texas | Howard | 70 | 1988 | 9999 | 2019 | 0.004 | 320810 | 0.05362 | NEI 2019
Yuba City Cogen Partners | 52186_G_GEN1 | 52186 | G | GEN1 |  | Combustion Turbine | WEC_CALN | California | Sutter | 48.7 | 1990 | 9999 | 2017 | 0.91076 | 28267 | 0.06444 | NEI 2019
Delaware City Plant | 52193_G_CT1 | 52193 | G | CT1 |  | Combustion Turbine | PJM_EMAC | Delaware | New Castle | 65 | 2000 | 9999 | 2019 | 12.98 | 559239.1637 | 0.04642 | NEI 2019
Delaware City Plant | 52193_G_CT2 | 52193 | G | CT2 |  | Combustion Turbine | PJM_EMAC | Delaware | New Castle | 65 | 2000 | 9999 | 2019 | 12.75 | 559239.1637 | 0.0456 | NEI 2019
McWilliams | 533_G_1 | 533 | G | 1 | 320 | Combined Cycle | S_SOU | Alabama | Covington | 9 | 1954 | 9999 |  |  |  | 0.06 | NEI 2019
McWilliams | 533_G_2 | 533 | G | 2 | 320 | Combined Cycle | S_SOU | Alabama | Covington | 9 | 1954 | 9999 |  |  |  | 0.06 | NEI 2019
McWilliams | 533_G_3 | 533 | G | 3 | 320 | Combined Cycle | S_SOU | Alabama | Covington | 22 | 1959 | 9999 |  |  |  | 0.06 | NEI 2019
McWilliams | 533_G_4 | 533 | G | 4 | 320 | Combined Cycle | S_SOU | Alabama | Covington | 108 | 1996 | 9999 | 2019 | 10.5 | 350011 | 0.06 | NEI 2019
McWilliams | 533_G_VAN1 | 533 | G | VAN1 | 324 | Combined Cycle | S_SOU | Alabama | Covington | 171 | 2002 | 9999 | 2019 | 38 | 2154269 | 0.04734 | NEI 2019
McWilliams | 533_G_VAN2 | 533 | G | VAN2 | 325 | Combined Cycle | S_SOU | Alabama | Covington | 168 | 2002 | 9999 | 2019 | 38 | 1056392 | 0.04734 | NEI 2019
McWilliams | 533_G_VAN3 | 533 | G | VAN3 | 324 | Combined Cycle | S_SOU | Alabama | Covington | 176 | 2002 | 9999 |  |  |  | 0.04734 | NEI 2019
McClellan (CA) | 535_G_1 | 535 | G | 1 |  | Combustion Turbine | WEC_BANC | California | Sacramento | 77 | 1986 | 9999 | 2017 | 0.39706 | 8862 | 0.08961 | NEI 2019
J K Smith | 54_G_GT1 | 54 | G | GT1 | 50 | Combustion Turbine | PJM_West | Kentucky | Clark | 104 | 1999 | 9999 | 2019 | 0.40122 | 47178.0611 | 0.01701 | NEI 2019
J K Smith | 54_G_GT10 | 54 | G | GT10 | 90542 | Combustion Turbine | PJM_West | Kentucky | Clark | 88 | 2010 | 9999 | 2019 | 1.4412 | 39919.8978 | 0.0722 | NEI 2019
J K Smith | 54_G_GT2 | 54 | G | GT2 | 51 | Combustion Turbine | PJM_West | Kentucky | Clark | 104 | 1999 | 9999 | 2019 | 0.74073 | 47178.0611 | 0.0314 | NEI 2019
J K Smith | 54_G_GT3 | 54 | G | GT3 | 52 | Combustion Turbine | PJM_West | Kentucky | Clark | 104 | 1999 | 9999 | 2017 | 0.74237 | 21679.7554 | 0.06849 | NEI 2019
J K Smith | 54_G_GT4 | 54 | G | GT4 | 9271 | Combustion Turbine | PJM_West | Kentucky | Clark | 74 | 2001 | 9999 | 2019 | 1.4433 | 33569.005 | 0.08599 | NEI 2019
J K Smith | 54_G_GT5 | 54 | G | GT5 | 9272 | Combustion Turbine | PJM_West | Kentucky | Clark | 74 | 2001 | 9999 | 2017 | 1.267 | 15425.9798 | 0.16427 | NEI 2019
J K Smith | 54_G_GT6 | 54 | G | GT6 | 89572 | Combustion Turbine | PJM_West | Kentucky | Clark | 74 | 2005 | 9999 | 2017 | 1.1365 | 15425.9798 | 0.14735 | NEI 2019
J K Smith | 54_G_GT7 | 54 | G | GT7 | 89573 | Combustion Turbine | PJM_West | Kentucky | Clark | 74 | 2005 | 9999 | 2017 | 1.1627 | 15425.9798 | 0.15075 | NEI 2019
J K Smith | 54_G_GT9 | 54 | G | GT9 | 90541 | Combustion Turbine | PJM_West | Kentucky | Clark | 88 | 2010 | 9999 | 2019 | 1.4391 | 39919.8978 | 0.0721 | NEI 2019
Branford | 540_G_UN10 | 540 | G | UN10 | 326 | Combustion Turbine | NENG_CT | Connecticut | New Haven | 17.4 | 1967 | 9999 |  |  |  | 0.12736 | Default Emission Factor
WestRock Southeast, LLC. | 54004_G_GEN2 | 54004 | G | GEN2 |  | Combustion Turbine | S_SOU | Georgia | Laurens | 40 | 1989 | 9999 | 2019 | 1.2449 | 26413.94 | 0.09426 | NEI 2019
MM West Covina | 54015_G_GEN2 | 54015 | G | GEN2 |  | Landfill Gas | WECC_SCE | California | Los Angeles | 5.4 | 1993 | 9999 |  |  |  | 0.54258 | Default Emission Factor
Rensselaer Cogen | 54034_G_GEN1 | 54034 | G | GEN1 | 3742 | Combined Cycle | NY_Z_F | New York | Rensselaer | 47 | 1994 | 9999 | 2019 | 0.075506 | 3478 | 0.04342 | NEI 2019
Rensselaer Cogen | 54034_G_GEN2 | 54034 | G | GEN2 | 3742 | Combined Cycle | NY_Z_F | New York | Rensselaer | 33.4 | 1994 | 9999 |  |  |  | 0.04342 | NEI 2019
Lockport Energy Associates LP | 54041_G_GEN1 | 54041 | G | GEN1 | 3743 | Combined Cycle | NY_Z_A | New York | Niagara | 43.6 | 1992 | 9999 |  |  |  | 0.05883 | NEI 2019
Lockport Energy Associates LP | 54041_G_GEN2 | 54041 | G | GEN2 | 3744 | Combined Cycle | NY_Z_A | New York | Niagara | 43.6 | 1992 | 9999 |  |  |  | 0.05883 | NEI 2019
Lockport Energy Associates LP | 54041_G_GEN3 | 54041 | G | GEN3 | 3745 | Combined Cycle | NY_Z_A | New York | Niagara | 43.6 | 1992 | 9999 | 2019 | 6.1044 | 207519.86 | 0.05883 | NEI 2019
Lockport Energy Associates LP | 54041_G_GEN4 | 54041 | G | GEN4 | 3743 | Combined Cycle | NY_Z_A | New York | Niagara | 78 | 1992 | 9999 |  |  |  | 0.05883 | NEI 2019
Riverview Energy Systems | 54057_G_GEN1 | 54057 | G | GEN1 |  | Landfill Gas | MIS_LMI | Michigan | Wayne | 2.8 | 1988 | 9999 | 2018 | 0.56298 | 21095.5 | 0.05337 | Michigan Point Source Emission
Riverview Energy Systems | 54057_G_GEN2 | 54057 | G | GEN2 |  | Landfill Gas | MIS_LMI | Michigan | Wayne | 2.8 | 1988 | 9999 | 2018 | 0.56298 | 21095.5 | 0.05337 | Michigan Point Source Emission
Indeck Olean Energy Center | 54076_G_GEN1 | 54076 | G | GEN1 | 3747 | Combined Cycle | NY_Z_A | New York | Cattaraugus | 34.1 | 1994 | 9999 | 2019 | 2.0978 | 116588 | 0.03599 | NEI 2019
Indeck Olean Energy Center | 54076_G_GEN2 | 54076 | G | GEN2 | 3747 | Combined Cycle | NY_Z_A | New York | Cattaraugus | 44.6 | 1994 | 9999 |  |  |  | 0.03599 | NEI 2019
Kennedy International Airport Cogen | 54114_G_GEN1 | 54114 | G | GEN1 | 3752 | Combined Cycle | NY_Z_J | New York | Queens | 48.9 | 1994 | 9999 | 2019 | 6.1477 | 242438 | 0.06404 | NEI 2019
Kennedy International Airport Cogen | 54114_G_GEN2 | 54114 | G | GEN2 | 3753 | Combined Cycle | NY_Z_J | New York | Queens | 47.8 | 1994 | 9999 | 2019 | 9.2238 | 237611 | 0.06404 | NEI 2019
Kennedy International Airport Cogen | 54114_G_GEN3 | 54114 | G | GEN3 | 3752 | Combined Cycle | NY_Z_J | New York | Queens | 27.5 | 1995 | 9999 |  |  |  | 0.06404 | NEI 2019
Fortistar North Tonawanda | 54131_G_GEN1 | 54131 | G | GEN1 | 3754 | Combined Cycle | NY_Z_A | New York | Niagara | 39.1 | 1993 | 9999 |  |  |  | 0.04505 | Default Emission Factor
Fortistar North Tonawanda | 54131_G_GEN2 | 54131 | G | GEN2 | 3754 | Combined Cycle | NY_Z_A | New York | Niagara | 20 | 1993 | 9999 |  |  |  | 0.04505 | Default Emission Factor
Stony Brook Cogen Plant | 54149_G_GEN1 | 54149 | G | GEN1 | 3757 | Combustion Turbine | NY_Z_K | New York | Suffolk | 44.5 | 1995 | 9999 | 2019 | 9.9685 | 288649 | 0.06907 | NEI 2019
Cos Cob | 542_G_UN10 | 542 | G | UN10 | 327 | Combustion Turbine | NENG_CT | Connecticut | Fairfield | 19.1 | 1969 | 9999 | 2019 | 0.01355 | 147.046 | 0.18429 | NEI 2019
Cos Cob | 542_G_UN11 | 542 | G | UN11 | 328 | Combustion Turbine | NENG_CT | Connecticut | Fairfield | 18.7 | 1969 | 9999 | 2019 | 0.011082 | 143.9665 | 0.15396 | NEI 2019
Cos Cob | 542_G_UN12 | 542 | G | UN12 | 329 | Combustion Turbine | NENG_CT | Connecticut | Fairfield | 19.1 | 1969 | 9999 | 2019 | 0.014564 | 147.046 | 0.19809 | NEI 2019
Cos Cob | 542_G_UN13 | 542 | G | UN13 | 90364 | Combustion Turbine | NENG_CT | Connecticut | Fairfield | 19.1 | 2008 | 9999 | 2019 | 0.015269 | 147.046 | 0.20767 | NEI 2019
Cos Cob | 542_G_un14 | 542 | G | un14 | 90365 | Combustion Turbine | NENG_CT | Connecticut | Fairfield | 19.6 | 2008 | 9999 | 2019 | 0.012094 | 150.8954 | 0.1603 | NEI 2019
Franklin Heating Station | 54224_G_DG4 | 54224 | G | DG4 |  | Combustion Turbine | MIS_MNWI | Minnesota | Olmsted | 2 | 2009 | 9999 |  |  |  | 0.92213 | Default Emission Factor
Franklin Heating Station | 54224_G_DG5 | 54224 | G | DG5 |  | Combustion Turbine | MIS_MNWI | Minnesota | Olmsted | 2 | 2011 | 9999 |  |  |  | 0.92213 | Default Emission Factor
Franklin Heating Station | 54224_G_EG1 | 54224 | G | EG1 |  | Combustion Turbine | MIS_MNWI | Minnesota | Olmsted | 2 | 2001 | 9999 |  |  |  | 0.92213 | Default Emission Factor
Franklin Heating Station | 54224_G_EG2 | 54224 | G | EG2 |  | Combustion Turbine | MIS_MNWI | Minnesota | Olmsted | 2 | 2001 | 9999 |  |  |  | 0.92213 | Default Emission Factor
Franklin Heating Station | 54224_G_EG3 | 54224 | G | EG3 |  | Combustion Turbine | MIS_MNWI | Minnesota | Olmsted | 2 | 2001 | 9999 |  |  |  | 0.92213 | Default Emission Factor
Franklin Heating Station | 54224_G_GEN1 | 54224 | G | GEN1 |  | O/G Steam | MIS_MNWI | Minnesota | Olmsted | 2 | 1951 | 9999 |  |  |  | 0.14445 | Default Emission Factor
Franklin Heating Station | 54224_G_GEN2 | 54224 | G | GEN2 |  | O/G Steam | MIS_MNWI | Minnesota | Olmsted | 2 | 1951 | 9999 |  |  |  | 0.14445 | Default Emission Factor
Franklin Heating Station | 54224_G_GEN3 | 54224 | G | GEN3 |  | O/G Steam | MIS_MNWI | Minnesota | Olmsted | 6.1 | 1968 | 9999 |  |  |  | 0.14445 | Default Emission Factor
Franklin Heating Station | 54224_G_GEN6 | 54224 | G | GEN6 |  | Non-Fossil Waste | MIS_MNWI | Minnesota | Olmsted | 2.8 | 2006 | 9999 |  |  |  | 0.70317 | Default Emission Factor
Gillette SBMC | 54225_G_CTG3 | 54225 | G | CTG3 |  | Combustion Turbine | NENGREST | Massachusetts | Suffolk | 7.2 | 2011 | 9999 |  |  |  | 0.12736 | Default Emission Factor
Gillette SBMC | 54225_G_DG | 54225 | G | DG |  | Combustion Turbine | NENGREST | Massachusetts | Suffolk | 0.5 | 1991 | 9999 |  |  |  | 0.92213 | Default Emission Factor
Gillette SBMC | 54225_G_DG2 | 54225 | G | DG2 |  | Combustion Turbine | NENGREST | Massachusetts | Suffolk | 0.5 | 1997 | 9999 |  |  |  | 0.92213 | Default Emission Factor
Gillette SBMC | 54225_G_DG3 | 54225 | G | DG3 |  | Combustion Turbine | NENGREST | Massachusetts | Suffolk | 1 | 2000 | 9999 |  |  |  | 0.92213 | Default Emission Factor
Erving Paper Mills | 54228_G_3 | 54228 | G | 3 |  | Combustion Turbine | NENGREST | Massachusetts | Franklin | 5.6 | 2015 | 9999 |  |  |  | 0.12736 | Default Emission Factor
Naval Submarine Base Kings Bay | 54239_G_3023 | 54239 | G | 3023 |  | Combustion Turbine | S_SOU | Georgia | Camden | 2.5 | 1984 | 9999 |  |  |  | 0.92213 | Default Emission Factor
Naval Submarine Base Kings Bay | 54239_G_3024 | 54239 | G | 3024 |  | Combustion Turbine | S_SOU | Georgia | Camden | 2.5 | 1984 | 9999 |  |  |  | 0.92213 | Default Emission Factor
Naval Submarine Base Kings Bay | 54239_G_3025 | 54239 | G | 3025 |  | Combustion Turbine | S_SOU | Georgia | Camden | 2.5 | 1984 | 9999 |  |  |  | 0.92213 | Default Emission Factor
Naval Submarine Base Kings Bay | 54239_G_3027 | 54239 | G | 3027 |  | Combustion Turbine | S_SOU | Georgia | Camden | 2.5 | 1988 | 9999 |  |  |  | 0.92213 | Default Emission Factor
Naval Submarine Base Kings Bay | 54239_G_3028 | 54239 | G | 3028 |  | Combustion Turbine | S_SOU | Georgia | Camden | 2.5 | 1988 | 9999 |  |  |  | 0.92213 | Default Emission Factor
Naval Submarine Base Kings Bay | 54239_G_3029 | 54239 | G | 3029 |  | Combustion Turbine | S_SOU | Georgia | Camden | 2.5 | 1989 | 9999 |  |  |  | 0.92213 | Default Emission Factor
Naval Submarine Base Kings Bay | 54239_G_5876 | 54239 | G | 5876 |  | Combustion Turbine | S_SOU | Georgia | Camden | 2.5 | 1988 | 9999 |  |  |  | 0.92213 | Default Emission Factor
Naval Submarine Base Kings Bay | 54239_G_5877 | 54239 | G | 5877 |  | Combustion Turbine | S_SOU | Georgia | Camden | 2.5 | 1989 | 9999 |  |  |  | 0.92213 | Default Emission Factor
Naval Submarine Base Kings Bay | 54239_G_5878 | 54239 | G | 5878 |  | Combustion Turbine | S_SOU | Georgia | Camden | 2.5 | 1989 | 9999 |  |  |  | 0.92213 | Default Emission Factor
Naval Submarine Base Kings Bay | 54239_G_5879 | 54239 | G | 5879 |  | Combustion Turbine | S_SOU | Georgia | Camden | 2.5 | 1989 | 9999 |  |  |  | 0.92213 | Default Emission Factor
Naval Submarine Base Kings Bay | 54239_G_5880 | 54239 | G | 5880 |  | Combustion Turbine | S_SOU | Georgia | Camden | 2.5 | 1989 | 9999 |  |  |  | 0.92213 | Default Emission Factor
Naval Submarine Base Kings Bay | 54239_G_5881 | 54239 | G | 5881 |  | Combustion Turbine | S_SOU | Georgia | Camden | 2.5 | 1988 | 9999 |  |  |  | 0.92213 | Default Emission Factor
Saint Marys Hospital Power Plant | 54262_G_1 | 54262 | G | 1 |  | Combustion Turbine | MIS_MNWI | Minnesota | Olmsted | 4.5 | 1996 | 9999 |  |  |  | 0.12736 | Default Emission Factor
Saint Marys Hospital Power Plant | 54262_G_4 | 54262 | G | 4 |  | O/G Steam | MIS_MNWI | Minnesota | Olmsted | 2.7 | 1971 | 9999 |  |  |  | 0.14445 | Default Emission Factor
Saint Marys Hospital Power Plant | 54262_G_5 | 54262 | G | 5 |  | Combustion Turbine | MIS_MNWI | Minnesota | Olmsted | 2.5 | 1978 | 9999 |  |  |  | 0.92213 | Default Emission Factor
Saint Marys Hospital Power Plant | 54262_G_7 | 54262 | G | 7 |  | Combustion Turbine | MIS_MNWI | Minnesota | Olmsted | 2.5 | 2011 | 9999 |  |  |  | 0.92213 | Default Emission Factor
March Point Cogeneration | 54268_G_GTG1 | 54268 | G | GTG1 |  | Combustion Turbine | WECC_PNW | Washington | Skagit | 39.6 | 1991 | 9999 |  |  |  | 0.12736 | Default Emission Factor
March Point Cogeneration | 54268_G_GTG2 | 54268 | G | GTG2 |  | Combustion Turbine | WECC_PNW | Washington | Skagit | 40 | 1991 | 9999 |  |  |  | 0.12736 | Default Emission Factor
March Point Cogeneration | 54268_G_GTG3 | 54268 | G | GTG3 |  | Combustion Turbine | WECC_PNW | Washington | Skagit | 40.6 | 1993 | 9999 |  |  |  | 0.12736 | Default Emission Factor
Saguaro Power | 54271_G_CTG1 | 54271 | G | CTG1 |  | Combined Cycle | WECC_SNV | Nevada | Clark | 36 | 1991 | 9999 |  |  |  | 0.05552 | NEI 2019
Saguaro Power | 54271_G_CTG2 | 54271 | G | CTG2 |  | Combined Cycle | WECC_SNV | Nevada | Clark | 36 | 1991 | 9999 | 2019 | 10.517 | 261456 | 0.05552 | NEI 2019
Saguaro Power | 54271_G_STG | 54271 | G | STG |  | Combined Cycle | WECC_SNV | Nevada | Clark | 29 | 1991 | 9999 | 2019 | 10.487 | 495220 | 0.05552 | NEI 2019
West Group Data Center | 54294_G_1 | 54294 | G | 1 |  | Combustion Turbine | MIS_MNWI | Minnesota | Dakota | 0.6 | 2005 | 9999 |  |  |  | 0.92213 | Default Emission Factor
West Group Data Center | 54294_G_2 | 54294 | G | 2 |  | Combustion Turbine | MIS_MNWI | Minnesota | Dakota | 0.6 | 2005 | 9999 |  |  |  | 0.92213 | Default Emission Factor
West Group Data Center | 54294_G_3 | 54294 | G | 3 |  | Combustion Turbine | MIS_MNWI | Minnesota | Dakota | 0.6 | 2005 | 9999 |  |  |  | 0.92213 | Default Emission Factor
West Group Data Center | 54294_G_4 | 54294 | G | 4 |  | Combustion Turbine | MIS_MNWI | Minnesota | Dakota | 0.6 | 2005 | 9999 |  |  |  | 0.92213 | Default Emission Factor
Goodyear Beaumont Chemical Plant | 54321_G_2N80 | 54321 | G | 2N80 |  | Combustion Turbine | MIS_WOTA | Texas | Jefferson | 4 | 1999 | 9999 | 2018 | 3.3463 | 36182.75 | 0.18497 | Texas Emissions Inventory
Goodyear Beaumont Chemical Plant | 54321_G_N802 | 54321 | G | N802 |  | Combustion Turbine | MIS_WOTA | Texas | Jefferson | 4 | 1999 | 9999 | 2018 | 3.3463 | 36182.75 | 0.18497 | Texas Emissions Inventory
Goodyear Beaumont Chemical Plant | 54321_G_N803 | 54321 | G | N803 |  | Combustion Turbine | MIS_WOTA | Texas | Jefferson | 4 | 1999 | 9999 | 2018 | 3.3463 | 36182.75 | 0.18497 | Texas Emissions Inventory
Goodyear Beaumont Chemical Plant | 54321_G_N804 | 54321 | G | N804 |  | Combustion Turbine | MIS_WOTA | Texas | Jefferson | 4 | 1999 | 9999 | 2018 | 3.3463 | 36182.75 | 0.18497 | Texas Emissions Inventory
Ocean State Power II | 54324_G_GEN1 | 54324 | G | GEN1 | 3760 | Combined Cycle | NENGREST | Rhode Island | Providence | 71.2 | 1991 | 9999 |  |  |  | 0.04505 | Default Emission Factor
Ocean State Power II | 54324_G_GEN2 | 54324 | G | GEN2 | 3761 | Combined Cycle | NENGREST | Rhode Island | Providence | 71.2 | 1991 | 9999 |  |  |  | 0.04505 | Default Emission Factor
Ocean State Power II | 54324_G_GEN3 | 54324 | G | GEN3 | 3760 | Combined Cycle | NENGREST | Rhode Island | Providence | 76.2 | 1991 | 9999 |  |  |  | 0.04505 | Default Emission Factor
Bucknell University | 54333_G_G001 | 54333 | G | G001 |  | Combined Cycle | PJM_WMAC | Pennsylvania | Union | 4.3 | 1998 | 9999 |  |  |  | 0.04505 | Default Emission Factor
Bucknell University | 54333_G_G502 | 54333 | G | G502 |  | Combined Cycle | PJM_WMAC | Pennsylvania | Union | 0.8 | 1991 | 9999 |  |  |  | 0.04505 | Default Emission Factor
Rio Grande Valley Sugar Growers | 54338_G_GENE | 54338 | G | GENE |  | Combustion Turbine | ERC_REST | Texas | Hidalgo | 1.4 | 2011 | 9999 |  |  |  | 0.92213 | Default Emission Factor
Orange Cogeneration Facility | 54365_G_APC1 | 54365 | G | APC1 | 3762 | Combined Cycle | FRCC | Florida | Polk | 43 | 1995 | 9999 | 2019 | 3.5965 | 143638.57 | 0.04453 | NEI 2019
Orange Cogeneration Facility | 54365_G_APC2 | 54365 | G | APC2 | 3763 | Combined Cycle | FRCC | Florida | Polk | 43 | 1995 | 9999 | 2019 | 4.4435 | 161190.72 | 0.04453 | NEI 2019
Orange Cogeneration Facility | 54365_G_APC3 | 54365 | G | APC3 | 3762 | Combined Cycle | FRCC | Florida | Polk | 24.6 | 1995 | 9999 | 2019 | 0.71032 | 88173.97 | 0.04453 | NEI 2019
University of Colorado | 54372_G_GT1 | 54372 | G | GT1 |  | Combined Cycle | WECC_CO | Colorado | Boulder | 15 | 1992 | 9999 | 2019 | 0.15 | 4479.27 | 0.14419 | NEI 2019
University of Colorado | 54372_G_GT2 | 54372 | G | GT2 |  | Combined Cycle | WECC_CO | Colorado | Boulder | 15 | 1992 | 9999 | 2019 | 0.28 | 1485.2 | 0.14419 | NEI 2019
University of Colorado | 54372_G_ST1 | 54372 | G | ST1 |  | Combined Cycle | WECC_CO | Colorado | Boulder | 1 | 1992 | 9999 |  |  |  | 0.14419 | NEI 2019
Devon Station | 544_G_10 | 544 | G | 10 | 330 | Combustion Turbine | NENG_CT | Connecticut | New Haven | 14.4 | 1985 | 9999 |  |  |  | 0.12736 | Default Emission Factor
Devon Station | 544_G_11 | 544 | G | 11 | 331 | Combustion Turbine | NENG_CT | Connecticut | New Haven | 29.3 | 1996 | 9999 |  |  |  | 0.12736 | Default Emission Factor
Devon Station | 544_G_12 | 544 | G | 12 | 332 | Combustion Turbine | NENG_CT | Connecticut | New Haven | 29.2 | 1996 | 9999 |  |  |  | 0.12736 | Default Emission Factor
Devon Station | 544_G_13 | 544 | G | 13 | 333 | Combustion Turbine | NENG_CT | Connecticut | New Haven | 29.9 | 1996 | 9999 |  |  |  | 0.12736 | Default Emission Factor
Devon Station | 544_G_14 | 544 | G | 14 | 334 | Combustion Turbine | NENG_CT | Connecticut | New Haven | 29.7 | 1996 | 9999 |  |  |  | 0.12736 | Default Emission Factor
Capitol Heat and Power | 54406_G_P31 | 54406 | G | P31 |  | Combustion Turbine | MIS_WUMS | Wisconsin | Dane | 1 | 2011 | 9999 |  |  |  | 0.92213 | Default Emission Factor
Capitol Heat and Power | 54406_G_P32 | 54406 | G | P32 |  | Combustion Turbine | MIS_WUMS | Wisconsin | Dane | 1 | 2011 | 9999 |  |  |  | 0.92213 | Default Emission Factor
Waupun Correctional Central Heating Plt | 54407_G_1 | 54407 | G | 1 |  | O/G Steam | MIS_WUMS | Wisconsin | Dodge | 1 | 1951 | 9999 |  |  |  | 0.14445 | Default Emission Factor
Waupun Correctional Central Heating Plt | 54407_G_2 | 54407 | G | 2 |  | O/G Steam | MIS_WUMS | Wisconsin | Dodge | 0.5 | 1951 | 9999 |  |  |  | 0.14445 | Default Emission Factor
Waupun Correctional Central Heating Plt | 54407_G_3 | 54407 | G | 3 |  | Combustion Turbine | MIS_WUMS | Wisconsin | Dodge | 0.8 | 1991 | 9999 |  |  |  | 0.92213 | Default Emission Factor
Waupun Correctional Central Heating Plt | 54407_G_4 | 54407 | G | 4 |  | Combustion Turbine | MIS_WUMS | Wisconsin | Dodge | 1.5 | 1998 | 9999 |  |  |  | 0.92213 | Default Emission Factor
UW Madison Charter Street Plant | 54408_G_3 | 54408 | G | 3 |  | Combustion Turbine | MIS_WUMS | Wisconsin | Dane | 1.3 | 1965 | 9999 |  |  |  | 0.92213 | Default Emission Factor
Western Power & Steam Inc | 54410_G_CTG | 54410 | G | CTG |  | Combustion Turbine | WEC_CALN | California | Kern | 19.6 | 1990 | 9999 |  |  |  | 0.12736 | Default Emission Factor
Mulberry Cogeneration Facility | 54426_G_GT1 | 54426 | G | GT1 | 3772 | Combined Cycle | FRCC | Florida | Polk | 76 | 1994 | 9999 | 2019 | 11.3436 | 392608 | 0.05779 | NEI 2019
Mulberry Cogeneration Facility | 54426_G_ST1 | 54426 | G | ST1 | 3772 | Combined Cycle | FRCC | Florida | Polk | 37 | 1994 | 9999 |  |  |  | 0.05779 | NEI 2019
Welport Lease Project | 54447_G_TI | 54447 | G | TI |  | Combustion Turbine | WEC_CALN | California | Kern | 4 | 1990 | 9999 |  |  |  | 0.12736 | Default Emission Factor
Dome Project | 54449_G_T1 | 54449 | G | T1 |  | Combustion Turbine | WEC_CALN | California | Kern | 2.5 | 1988 | 9999 |  |  |  | 0.12736 | Default Emission Factor
Dome Project | 54449_G_T2 | 54449 | G | T2 |  | Combustion Turbine | WEC_CALN | California | Kern | 2.5 | 1988 | 9999 |  |  |  | 0.12736 | Default Emission Factor
Hewlett Packard Enterprise | 54457_G_ALF1 | 54457 | G | ALF1 |  | Combustion Turbine | S_SOU | Georgia | Fulton | 1 | 1989 | 9999 |  |  |  | 0.92213 | Default Emission Factor
Hewlett Packard Enterprise | 54457_G_ALF2 | 54457 | G | ALF2 |  | Combustion Turbine | S_SOU | Georgia | Fulton | 1 | 1989 | 9999 |  |  |  | 0.92213 | Default Emission Factor
Hewlett Packard Enterprise | 54457_G_ALF3 | 54457 | G | ALF3 |  | Combustion Turbine | S_SOU | Georgia | Fulton | 1 | 1989 | 9999 |  |  |  | 0.92213 | Default Emission Factor
Hewlett Packard Enterprise | 54457_G_ALF4 | 54457 | G | ALF4 |  | Combustion Turbine | S_SOU | Georgia | Fulton | 1 | 1989 | 9999 |  |  |  | 0.92213 | Default Emission Factor
Hewlett Packard Enterprise | 54457_G_ALF5 | 54457 | G | ALF5 |  | Combustion Turbine | S_SOU | Georgia | Fulton | 1 | 1991 | 9999 |  |  |  | 0.92213 | Default Emission Factor
Hewlett Packard Enterprise | 54457_G_B1GN1 | 54457 | G | B1GN1 |  | Combustion Turbine | S_SOU | Georgia | Fulton | 1.4 | 2005 | 9999 |  |  |  | 0.92213 | Default Emission Factor
Hewlett Packard Enterprise | 54457_G_B1GN2 | 54457 | G | B1GN2 |  | Combustion Turbine | S_SOU | Georgia | Fulton | 1.4 | 2005 | 9999 |  |  |  | 0.92213 | Default Emission Factor
Orlando Cogen LP | 54466_G_GEN1 | 54466 | G | GEN1 | 3773 | Combined Cycle | FRCC | Florida | Orange | 120 | 1993 | 9999 | 2019 | 51.5435 | 1014108 | 0.10165 | NEI 2019
Sumas Power Plant | 54476_G_GEN1 | 54476 | G | GEN1 | 90428 | Combined Cycle | WECC_PNW | Washington | Whatcom | 84.7 | 1993 | 9999 |  |  |  | 0.04673 | NEI 2019
Sumas Power Plant | 54476_G_GEN2 | 54476 | G | GEN2 | 90428 | Combined Cycle | WECC_PNW | Washington | Whatcom | 40.8 | 1993 | 9999 | 2019 | 11.3 | 483617 | 0.04673 | NEI 2019
Crotched Mountain Rehabilitation Center | 54515_G_GEN1 | 54515 | G | GEN1 |  | Combustion Turbine | NENGREST | New Hampshire | Hillsborough | 0.7 | 1990 | 9999 |  |  |  | 0.92213 | Default Emission Factor
Crotched Mountain Rehabilitation Center | 54515_G_GEN2 | 54515 | G | GEN2 |  | Combustion Turbine | NENGREST | New Hampshire | Hillsborough | 0.7 | 1990 | 9999 |  |  |  | 0.92213 | Default Emission Factor
Crotched Mountain Rehabilitation Center | 54515_G_GEN3 | 54515 | G | GEN3 |  | Combustion Turbine | NENGREST | New Hampshire | Hillsborough | 0.7 | 1990 | 9999 |  |  |  | 0.92213 | Default Emission Factor
Sierra Pacific Sonora | 54517_G_GEN3 | 54517 | G | GEN3 |  | Biomass | WEC_CALN | California | Tuolumne | 6 | 2018 | 9999 |  |  |  | 0.58208 | Default Emission Factor
Formosa Plastics | 54518_G_GT2 | 54518 | G | GT2 |  | Combustion Turbine | MIS_LA | Louisiana | East Baton Rouge | 33 | 1990 | 9999 |  |  |  | 0.12736 | Default Emission Factor
Formosa Plastics | 54518_G_GT3 | 54518 | G | GT3 |  | Combustion Turbine | MIS_LA | Louisiana | East Baton Rouge | 33 | 1996 | 9999 | 2019 | 7.93 | 142632 | 0.1112 | NEI 2019
Sumpter Energy Associates | 54536_G_0202 | 54536 | G | 0202 |  | Landfill Gas | MIS_LMI | Michigan | Wayne | 0.8 | 1998 | 9999 |  |  |  | 0.54258 | Default Emission Factor
Sumpter Energy Associates | 54536_G_0203 | 54536 | G | 0203 |  | Landfill Gas | MIS_LMI | Michigan | Wayne | 0.8 | 1998 | 9999 |  |  |  | 0.54258 | Default Emission Factor
Sumpter Energy Associates | 54536_G_0204 | 54536 | G | 0204 |  | Landfill Gas | MIS_LMI | Michigan | Wayne | 0.8 | 1998 | 9999 |  |  |  | 0.54258 | Default Emission Factor
Sumpter Energy Associates | 54536_G_0205 | 54536 | G | 0205 |  | Landfill Gas | MIS_LMI | Michigan | Wayne | 0.8 | 1998 | 9999 |  |  |  | 0.54258 | Default Emission Factor
Sumpter Energy Associates | 54536_G_0386 | 54536 | G | 0386 |  | Landfill Gas | MIS_LMI | Michigan | Wayne | 0.8 | 1992 | 9999 |  |  |  | 0.54258 | Default Emission Factor
Sumpter Energy Associates | 54536_G_0388 | 54536 | G | 0388 |  | Landfill Gas | MIS_LMI | Michigan | Wayne | 0.8 | 1992 | 9999 |  |  |  | 0.54258 | Default Emission Factor
Sumpter Energy Associates | 54536_G_0389 | 54536 | G | 0389 |  | Landfill Gas | MIS_LMI | Michigan | Wayne | 0.8 | 1992 | 9999 |  |  |  | 0.54258 | Default Emission Factor
Sumpter Energy Associates | 54536_G_0392 | 54536 | G | 0392 |  | Landfill Gas | MIS_LMI | Michigan | Wayne | 0.8 | 1992 | 9999 |  |  |  | 0.54258 | Default Emission Factor
Sumpter Energy Associates | 54536_G_0435 | 54536 | G | 0435 |  | Landfill Gas | MIS_LMI | Michigan | Wayne | 0.8 | 1992 | 9999 |  |  |  | 0.54258 | Default Emission Factor
Sumpter Energy Associates | 54536_G_0437 | 54536 | G | 0437 |  | Landfill Gas | MIS_LMI | Michigan | Wayne | 0.8 | 1992 | 9999 |  |  |  | 0.54258 | Default Emission Factor
Sumpter Energy Associates | 54536_G_0440 | 54536 | G | 0440 |  | Landfill Gas | MIS_LMI | Michigan | Wayne | 0.8 | 1992 | 9999 |  |  |  | 0.54258 | Default Emission Factor
Sumpter Energy Associates | 54536_G_0447 | 54536 | G | 0447 |  | Landfill Gas | MIS_LMI | Michigan | Wayne | 0.8 | 1992 | 9999 |  |  |  | 0.54258 | Default Emission Factor
Sumpter Energy Associates | 54536_G_0464 | 54536 | G | 0464 |  | Landfill Gas | MIS_LMI | Michigan | Wayne | 0.8 | 1992 | 9999 |  |  |  | 0.54258 | Default Emission Factor
Sumpter Energy Associates | 54536_G_0467 | 54536 | G | 0467 |  | Landfill Gas | MIS_LMI | Michigan | Wayne | 0.8 | 1992 | 9999 |  |  |  | 0.54258 | Default Emission Factor
Ferndale Generating Station | 54537_G_CT1A | 54537 | G | CT1A | 90752 | Combined Cycle | WECC_PNW | Washington | Whatcom | 86 | 1994 | 9999 | 2019 | 14.7 | 699187 | 0.05574 | NEI 2019
Ferndale Generating Station | 54537_G_CT1B | 54537 | G | CT1B | 90753 | Combined Cycle | WECC_PNW | Washington | Whatcom | 86 | 1994 | 9999 | 2019 | 14.5 | 348617 | 0.05574 | NEI 2019
Ferndale Generating Station | 54537_G_ST1 | 54537 | G | ST1 | 90752 | Combined Cycle | WECC_PNW | Washington | Whatcom | 98 | 1994 | 9999 |  |  |  | 0.05574 | NEI 2019
Hartwell Energy Facility | 54538_G_MAG1 | 54538 | G | MAG1 | 5039 | Combustion Turbine | S_SOU | Georgia | Hart | 149.5 | 1994 | 9999 |  |  |  | 0.12736 | Default Emission Factor
Hartwell Energy Facility | 54538_G_MAG2 | 54538 | G | MAG2 | 5040 | Combustion Turbine | S_SOU | Georgia | Hart | 148.6 | 1994 | 9999 |  |  |  | 0.12736 | Default Emission Factor
Venice Resources Gas Recovery | 54539_G_GEN1 | 54539 | G | GEN1 |  | Landfill Gas | MIS_LMI | Michigan | Shiawassee | 0.8 | 1992 | 9999 |  |  |  | 0.54258 | Default Emission Factor
Venice Resources Gas Recovery | 54539_G_GEN2 | 54539 | G | GEN2 |  | Landfill Gas | MIS_LMI | Michigan | Shiawassee | 0.8 | 1992 | 9999 |  |  |  | 0.54258 | Default Emission Factor
Sithe Independence Station | 54547_G_1 | 54547 | G | 1 | 3774 | Combined Cycle | NY_Z_C&E | New York | Oswego | 155.3 | 1994 | 9999 |  |  |  | 0.04505 | Default Emission Factor
Sithe Independence Station | 54547_G_2 | 54547 | G | 2 | 3775 | Combined Cycle | NY_Z_C&E | New York | Oswego | 155.3 | 1994 | 9999 |  |  |  | 0.04505 | Default Emission Factor
Sithe Independence Station | 54547_G_3 | 54547 | G | 3 | 3776 | Combined Cycle | NY_Z_C&E | New York | Oswego | 155.3 | 1994 | 9999 |  |  |  | 0.02566 | NEI 2019
Sithe Independence Station | 54547_G_4 | 54547 | G | 4 | 3777 | Combined Cycle | NY_Z_C&E | New York | Oswego | 155.3 | 1994 | 9999 | 2019 | 29.8471 | 3045908.64 | 0.02566 | NEI 2019
Sithe Independence Station | 54547_G_5 | 54547 | G | 5 | 3774 | Combined Cycle | NY_Z_C&E | New York | Oswego | 167.5 | 1994 | 9999 |  |  |  | 0.04505 | Default Emission Factor
Sithe Independence Station | 54547_G_6 | 54547 | G | 6 | 3776 | Combined Cycle | NY_Z_C&E | New York | Oswego | 167.5 | 1994 | 9999 | 2019 | 0.46659 | 1734160.18 | 0.02566 | NEI 2019
ExxonMobil Mobile Bay Onshore | 54550_G_901 | 54550 | G | 901 |  | Combined Cycle | S_SOU | Alabama | Mobile | 0.9 | 1993 | 9999 |  |  |  | 0.04505 | Default Emission Factor
ExxonMobil Mobile Bay Onshore | 54550_G_901A | 54550 | G | 901A |  | Combined Cycle | S_SOU | Alabama | Mobile | 3.4 | 1993 | 9999 |  |  |  | 0.04505 | Default Emission Factor
ExxonMobil Mobile Bay Onshore | 54550_G_901B | 54550 | G | 901B |  | Combined Cycle | S_SOU | Alabama | Mobile | 3.4 | 1993 | 9999 |  |  |  | 0.04505 | Default Emission Factor
ExxonMobil Mobile Bay Onshore | 54550_G_901C | 54550 | G | 901C |  | Combined Cycle | S_SOU | Alabama | Mobile | 3.4 | 1993 | 9999 |  |  |  | 0.04505 | Default Emission Factor
Ingredion Incorporated | 54556_G_TG03 | 54556 | G | TG03 |  | Combustion Turbine | PJM_COMD | Illinois | Cook | 4.4 | 1996 | 2045 |  |  |  | 0.12736 | Default Emission Factor
Ingredion Incorporated | 54556_G_TG04 | 54556 | G | TG04 |  | Combustion Turbine | PJM_COMD | Illinois | Cook | 4.4 | 1996 | 2045 |  |  |  | 0.12736 | Default Emission Factor
MM Yolo Power | 54567_G_1 | 54567 | G | 1 |  | Landfill Gas | WEC_CALN | California | Yolo | 0.5 | 1990 | 9999 |  |  |  | 0.54258 | Default Emission Factor
MM Yolo Power | 54567_G_2 | 54567 | G | 2 |  | Landfill Gas | WEC_CALN | California | Yolo | 0.5 | 1990 | 9999 |  |  |  | 0.54258 | Default Emission Factor
MM Yolo Power | 54567_G_3 | 54567 | G | 3 |  | Landfill Gas | WEC_CALN | California | Yolo | 0.5 | 1990 | 9999 |  |  |  | 0.54258 | Default Emission Factor
MM Yolo Power | 54567_G_4 | 54567 | G | 4 |  | Landfill Gas | WEC_CALN | California | Yolo | 0.6 | 1993 | 9999 |  |  |  | 0.54258 | Default Emission Factor
MM Yolo Power | 54567_G_5 | 54567 | G | 5 |  | Landfill Gas | WEC_CALN | California | Yolo | 0.4 | 1998 | 9999 |  |  |  | 0.54258 | Default Emission Factor
Saranac Facility | 54574_G_GEN1 | 54574 | G | GEN1 | 3780 | Combined Cycle | NY_Z_D | New York | Clinton | 82.3 | 1994 | 9999 | 2019 | 2.1407 | 45930 | 0.09089 | NEI 2019
Saranac Facility | 54574_G_GEN2 | 54574 | G | GEN2 | 3781 | Combined Cycle | NY_Z_D | New York | Clinton | 82 | 1994 | 9999 | 2019 | 0.28709 | 8373 | 0.09089 | NEI 2019
Saranac Facility | 54574_G_GEN3 | 54574 | G | GEN3 | 3780 | Combined Cycle | NY_Z_D | New York | Clinton | 85.6 | 1994 | 9999 | 2019 | 1.2618 | 26886 | 0.09089 | NEI 2019
Tanner Street Generation | 54586_G_TRENT | 54586 | G | TRENT | 90384 | Combined Cycle | NENGREST | Massachusetts | Middlesex | 58 | 2008 | 9999 | 2019 | 0.34092 | 11022 | 0.05134 | NEI 2019
Tanner Street Generation | 54586_G_VAX | 54586 | G | VAX | 90384 | Combined Cycle | NENGREST | Massachusetts | Middlesex | 17 | 1992 | 9999 |  |  |  | 0.05134 | NEI 2019
Massena Energy Facility | 54592_G_GEN1 | 54592 | G | GEN1 | 3783 | Combined Cycle | NY_Z_D | New York | St Lawrence | 46 | 1992 | 9999 | 2019 | 0.043984 | 925 | 0.0594 | NEI 2019
Massena Energy Facility | 54592_G_GEN2 | 54592 | G | GEN2 | 3783 | Combined Cycle | NY_Z_D | New York | St Lawrence | 35 | 1992 | 9999 |  |  |  | 0.0594 | NEI 2019
Massena Energy Facility | 54592_G_IC | 54592 | G | IC |  | Combustion Turbine | NY_Z_D | New York | St Lawrence | 2 | 1992 | 9999 |  |  |  | 0.92213 | Default Emission Factor
Batavia Power Plant | 54593_G_GEN1 | 54593 | G | GEN1 | 3784 | Combined Cycle | NY_Z_B | New York | Genesee | 34.3 | 1992 | 9999 | 2019 | 0.27242 | 6597 | 0.05843 | NEI 2019
Batavia Power Plant | 54593_G_GEN2 | 54593 | G | GEN2 | 3784 | Combined Cycle | NY_Z_B | New York | Genesee | 14.5 | 1992 | 9999 |  |  |  | 0.05843 | NEI 2019
Batavia Power Plant | 54593_G_GEN3 | 54593 | G | GEN3 |  | Combustion Turbine | NY_Z_B | New York | Genesee | 1 | 1992 | 9999 |  |  |  | 0.92213 | Default Emission Factor
Montville Station | 546_G_10 | 546 | G | 10 |  | Combustion Turbine | NENG_CT | Connecticut | New London | 2.7 | 1967 | 9999 | 2019 | 0.010003 | 18.5 | 1.0814 | NEI 2019
Montville Station | 546_G_11 | 546 | G | 11 |  | Combustion Turbine | NENG_CT | Connecticut | New London | 2.7 | 1967 | 9999 | 2019 | 0.010003 | 18.5 | 1.0814 | NEI 2019
American Gypsum Cogeneration | 54630_G_D-1 | 54630 | G | D-1 |  | Combustion Turbine | WECC_CO | Colorado | Eagle | 1.2 | 1990 | 9999 |  |  |  | 0.92213 | Default Emission Factor
American Gypsum Cogeneration | 54630_G_D-2 | 54630 | G | D-2 |  | Combustion Turbine | WECC_CO | Colorado | Eagle | 1.2 | 1990 | 9999 |  |  |  | 0.92213 | Default Emission Factor
American Gypsum Cogeneration | 54630_G_T-1 | 54630 | G | T-1 |  | Combustion Turbine | WECC_CO | Colorado | Eagle | 2.6 | 1990 | 9999 |  |  |  | 0.12736 | Default Emission Factor
American Gypsum Cogeneration | 54630_G_T-2 | 54630 | G | T-2 |  | Combustion Turbine | WECC_CO | Colorado | Eagle | 2.6 | 1990 | 9999 |  |  |  | 0.12736 | Default Emission Factor
JCO Oxides Olefins Plant | 54637_G_GCG1 | 54637 | G | GCG1 |  | Combustion Turbine | MIS_WOTA | Texas | Jefferson | 30.5 | 1992 | 9999 | 2019 | 3.5154 | 281670.5 | 0.02496 | NEI 2019
JCO Oxides Olefins Plant | 54637_G_GCG2 | 54637 | G | GCG2 |  | Combustion Turbine | MIS_WOTA | Texas | Jefferson | 30.5 | 1992 | 9999 | 2019 | 6.8632 | 281670.5 | 0.04873 | NEI 2019
NAEA Lakewood LLC | 54640_G_GEN1 | 54640 | G | GEN1 | 3790 | Combined Cycle | PJM_EMAC | New Jersey | Ocean | 84.6 | 1994 | 9999 | 2019 | 3.7473 | 352989 | 0.02123 | NEI 2019
NAEA Lakewood LLC | 54640_G_GEN2 | 54640 | G | GEN2 | 3791 | Combined Cycle | PJM_EMAC | New Jersey | Ocean | 83.6 | 1994 | 9999 |  |  |  | 0.02123 | NEI 2019
NAEA Lakewood LLC | 54640_G_GEN3 | 54640 | G | GEN3 | 3790 | Combined Cycle | PJM_EMAC | New Jersey | Ocean | 79.7 | 1994 | 9999 |  |  |  | 0.02123 | NEI 2019
Pheasant Run Landfill Gas Recovery | 54661_G_GE10 | 54661 | G | GE10 |  | Landfill Gas | MIS_WUMS | Wisconsin | Kenosha | 0.8 | 2002 | 9999 |  |  |  | 0.54258 | Default Emission Factor
Pheasant Run Landfill Gas Recovery | 54661_G_GE11 | 54661 | G | GE11 |  | Landfill Gas | MIS_WUMS | Wisconsin | Kenosha | 0.8 | 2002 | 9999 |  |  |  | 0.54258 | Default Emission Factor
Pheasant Run Landfill Gas Recovery | 54661_G_GEN1 | 54661 | G | GEN1 |  | Landfill Gas | MIS_WUMS | Wisconsin | Kenosha | 0.8 | 1992 | 9999 |  |  |  | 0.54258 | Default Emission Factor
Pheasant Run Landfill Gas Recovery | 54661_G_GEN2 | 54661 | G | GEN2 |  | Landfill Gas | MIS_WUMS | Wisconsin | Kenosha | 0.8 | 1992 | 9999 |  |  |  | 0.54258 | Default Emission Factor
Pheasant Run Landfill Gas Recovery | 54661_G_GEN3 | 54661 | G | GEN3 |  | Landfill Gas | MIS_WUMS | Wisconsin | Kenosha | 0.8 | 1996 | 9999 |  |  |  | 0.54258 | Default Emission Factor
Pheasant Run Landfill Gas Recovery | 54661_G_GEN4 | 54661 | G | GEN4 |  | Landfill Gas | MIS_WUMS | Wisconsin | Kenosha | 0.8 | 2000 | 9999 |  |  |  | 0.54258 | Default Emission Factor
Pheasant Run Landfill Gas Recovery | 54661_G_GEN5 | 54661 | G | GEN5 |  | Landfill Gas | MIS_WUMS | Wisconsin | Kenosha | 0.8 | 2000 | 9999 |  |  |  | 0.54258 | Default Emission Factor
Pheasant Run Landfill Gas Recovery | 54661_G_GEN6 | 54661 | G | GEN6 |  | Landfill Gas | MIS_WUMS | Wisconsin | Kenosha | 0.8 | 2000 | 9999 |  |  |  | 0.54258 | Default Emission Factor
Pheasant Run Landfill Gas Recovery | 54661_G_GEN7 | 54661 | G | GEN7 |  | Landfill Gas | MIS_WUMS | Wisconsin | Kenosha | 0.8 | 2000 | 9999 |  |  |  | 0.54258 | Default Emission Factor
Pheasant Run Landfill Gas Recovery | 54661_G_GEN8 | 54661 | G | GEN8 |  | Landfill Gas | MIS_WUMS | Wisconsin | Kenosha | 0.8 | 2002 | 9999 |  |  |  | 0.54258 | Default Emission Factor
Pheasant Run Landfill Gas Recovery | 54661_G_GEN9 | 54661 | G | GEN9 |  | Landfill Gas | MIS_WUMS | Wisconsin | Kenosha | 0.8 | 2002 | 9999 |  |  |  | 0.54258 | Default Emission Factor
Woodland Landfill Gas Recovery | 54662_G_GEN1 | 54662 | G | GEN1 |  | Landfill Gas | PJM_COMD | Illinois | Kane | 0.8 | 1992 | 9999 |  |  |  | 0.54258 | Default Emission Factor
Woodland Landfill Gas Recovery | 54662_G_GEN2 | 54662 | G | GEN2 |  | Landfill Gas | PJM_COMD | Illinois | Kane | 0.8 | 1992 | 9999 |  |  |  | 0.54258 | Default Emission Factor
Woodland Landfill Gas Recovery | 54662_G_GEN3 | 54662 | G | GEN3 |  | Landfill Gas | PJM_COMD | Illinois | Kane | 1.6 | 2010 | 9999 |  |  |  | 0.54258 | Default Emission Factor
Woodland Landfill Gas Recovery | 54662_G_GEN4 | 54662 | G | GEN4 |  | Landfill Gas | PJM_COMD | Illinois | Kane | 1.6 | 2010 | 9999 |  |  |  | 0.54258 | Default Emission Factor
Turnkey Landfill Gas Recovery | 54663_G_GEN1 | 54663 | G | GEN1 |  | Landfill Gas | NENGREST | New Hampshire | Strafford | 0.8 | 1992 | 9999 | 2017 | 0.16334 | 1662.5 | 0.1965 | NEI 2019
Turnkey Landfill Gas Recovery | 54663_G_GEN2 | 54663 | G | GEN2 |  | Landfill Gas | NENGREST | New Hampshire | Strafford | 0.8 | 1992 | 9999 | 2017 | 0.1353 | 1662.5 | 0.16277 | NEI 2019
Turnkey Landfill Gas Recovery | 54663_G_GEN3 | 54663 | G | GEN3 |  | Landfill Gas | NENGREST | New Hampshire | Strafford | 0.8 | 1992 | 9999 | 2017 | 0.15044 | 1662.5 | 0.18099 | NEI 2019
Turnkey Landfill Gas Recovery | 54663_G_GEN4 | 54663 | G | GEN4 |  | Landfill Gas | NENGREST | New Hampshire | Strafford | 0.8 | 1993 | 9999 | 2017 | 1.4407 | 1662.5 | 1.7332 | NEI 2019
Turnkey Landfill Gas Recovery | 54663_G_GEN5 | 54663 | G | GEN5 |  | Landfill Gas | NENGREST | New Hampshire | Strafford | 2.9 | 1997 | 9999 | 2017 | 2.846 | 10265.5 | 0.55448 | NEI 2019
Turnkey Landfill Gas Recovery | 54663_G_GEN6 | 54663 | G | GEN6 |  | Landfill Gas | NENGREST | New Hampshire | Strafford | 2.9 | 1997 | 9999 | 2017 | 4.5942 | 10265.5 | 0.89507 | NEI 2019
Oyster Creek Unit VIII | 54676_G_G81 | 54676 | G | G81 |  | Combined Cycle | ERC_REST | Texas | Brazoria | 73 | 1994 | 9999 | 2019 | 23.4242 | 1392551 | 0.06107 | NEI 2019
Oyster Creek Unit VIII | 54676_G_G82 | 54676 | G | G82 |  | Combined Cycle | ERC_REST | Texas | Brazoria | 73 | 1994 | 9999 | 2019 | 28.3561 | 601588 | 0.06107 | NEI 2019
Oyster Creek Unit VIII | 54676_G_G83 | 54676 | G | G83 |  | Combined Cycle | ERC_REST | Texas | Brazoria | 73 | 1994 | 9999 | 2019 | 27.5079 | 602521 | 0.06107 | NEI 2019
Oyster Creek Unit VIII | 54676_G_G84 | 54676 | G | G84 |  | Combined Cycle | ERC_REST | Texas | Brazoria | 160 | 1994 | 9999 |  |  |  | 0.06107 | NEI 2019
Yuma Cogeneration Associates | 54694_G_GEN1 | 54694 | G | GEN1 | 91085 | Combined Cycle | WECC_AZ | Arizona | Yuma | 35.1 | 1994 | 9999 |  |  |  | 0.06375 | NEI 2019
Yuma Cogeneration Associates | 54694_G_GEN2 | 54694 | G | GEN2 | 91085 | Combined Cycle | WECC_AZ | Arizona | Yuma | 17.1 | 1994 | 9999 | 2019 | 1.9004 | 59620 | 0.06375 | NEI 2019
Metro Methane Recovery Facility | 54700_G_GEN1 | 54700 | G | GEN1 |  | Landfill Gas | MIS_MIDA | Iowa | Polk | 0.8 | 1998 | 9999 |  |  |  | 0.54258 | Default Emission Factor
Metro Methane Recovery Facility | 54700_G_GEN10 | 54700 | G | GEN10 |  | Landfill Gas | MIS_MIDA | Iowa | Polk | 1.6 | 2014 | 9999 |  |  |  | 0.54258 | Default Emission Factor
Metro Methane Recovery Facility | 54700_G_GEN11 | 54700 | G | GEN11 |  | Landfill Gas | MIS_MIDA | Iowa | Polk | 1.6 | 2014 | 9999 |  |  |  | 0.54258 | Default Emission Factor
Metro Methane Recovery Facility | 54700_G_GEN12 | 54700 | G | GEN12 |  | Landfill Gas | MIS_MIDA | Iowa | Polk | 1.6 | 2014 | 9999 |  |  |  | 0.54258 | Default Emission Factor
Metro Methane Recovery Facility | 54700_G_GEN2 | 54700 | G | GEN2 |  | Landfill Gas | MIS_MIDA | Iowa | Polk | 0.8 | 1998 | 9999 |  |  |  | 0.54258 | Default Emission Factor
Metro Methane Recovery Facility | 54700_G_GEN3 | 54700 | G | GEN3 |  | Landfill Gas | MIS_MIDA | Iowa | Polk | 0.8 | 1998 | 9999 |  |  |  | 0.54258 | Default Emission Factor
Metro Methane Recovery Facility | 54700_G_GEN4 | 54700 | G | GEN4 |  | Landfill Gas | MIS_MIDA | Iowa | Polk | 0.8 | 1998 | 9999 |  |  |  | 0.54258 | Default Emission Factor
Metro Methane Recovery Facility | 54700_G_GEN5 | 54700 | G | GEN5 |  | Landfill Gas | MIS_MIDA | Iowa | Polk | 0.8 | 1998 | 9999 |  |  |  | 0.54258 | Default Emission Factor
Metro Methane Recovery Facility | 54700_G_GEN6 | 54700 | G | GEN6 |  | Landfill Gas | MIS_MIDA | Iowa | Polk | 0.8 | 1998 | 9999 |  |  |  | 0.54258 | Default Emission Factor
Metro Methane Recovery Facility | 54700_G_GEN7 | 54700 | G | GEN7 |  | Landfill Gas | MIS_MIDA | Iowa | Polk | 0.8 | 1998 | 9999 |  |  |  | 0.54258 | Default Emission Factor
Metro Methane Recovery Facility | 54700_G_GEN8 | 54700 | G | GEN8 |  | Landfill Gas | MIS_MIDA | Iowa | Polk | 0.8 | 1998 | 9999 |  |  |  | 0.54258 | Default Emission Factor
Alliant SBD 9205 A Y McDonald | 54710_G_0001 | 54710 | G | 0001 |  | Combustion Turbine | MIS_IA | Iowa | Dubuque | 1.5 | 1993 | 9999 |  |  |  | 0.92213 | Default Emission Factor
Alliant SBD 9205 A Y McDonald | 54710_G_0002 | 54710 | G | 0002 |  | Combustion Turbine | MIS_IA | Iowa | Dubuque | 1.6 | 1990 | 9999 |  |  |  | 0.92213 | Default Emission Factor
Alliant SBD 9205 A Y McDonald | 54710_G_0003 | 54710 | G | 0003 |  | Combustion Turbine | MIS_IA | Iowa | Dubuque | 0.5 | 2016 | 9999 |  |  |  | 0.92213 | Default Emission Factor
Alliant SBD 9201 Norplex | 54712_G_0002 | 54712 | G | 0002 |  | Combustion Turbine | MIS_IA | Iowa | Allamakee | 1 | 2014 | 9999 |  |  |  | 0.92213 | Default Emission Factor
Alliant SBD 9201 Norplex | 54712_G_0044 | 54712 | G | 0044 |  | Combustion Turbine | MIS_IA | Iowa | Allamakee | 1.1 | 1988 | 9999 |  |  |  | 0.92213 | Default Emission Factor
Alliant SBD 9107 JBS USA | 54715_G_2665 | 54715 | G | 2665 |  | Combustion Turbine | MIS_IA | Iowa | Marshall | 1.6 | 1992 | 9999 |  |  |  | 0.92213 | Default Emission Factor
Alliant SBD 9107 JBS USA | 54715_G_2688 | 54715 | G | 2688 |  | Combustion Turbine | MIS_IA | Iowa | Marshall | 1.6 | 1992 | 9999 |  |  |  | 0.92213 | Default Emission Factor
Alliant SBD 9107 JBS USA | 54715_G_2689 | 54715 | G | 2689 |  | Combustion Turbine | MIS_IA | Iowa | Marshall | 1.6 | 1992 | 9999 |  |  |  | 0.92213 | Default Emission Factor
Alliant SBD 9107 JBS USA | 54715_G_4644 | 54715 | G | 4644 |  | Combustion Turbine | MIS_IA | Iowa | Marshall | 1.6 | 1994 | 9999 |  |  |  | 0.92213 | Default Emission Factor
Alliant SBD 9107 JBS USA | 54715_G_4658 | 54715 | G | 4658 |  | Combustion Turbine | MIS_IA | Iowa | Marshall | 1.6 | 1996 | 9999 |  |  |  | 0.92213 | Default Emission Factor
Alliant SBD 9107 JBS USA | 54715_G_4659 | 54715 | G | 4659 |  | Combustion Turbine | MIS_IA | Iowa | Marshall | 1.6 | 1998 | 9999 |  |  |  | 0.92213 | Default Emission Factor
Alliant SBD 9107 JBS USA | 54715_G_4660 | 54715 | G | 4660 |  | Combustion Turbine | MIS_IA | Iowa | Marshall | 1.8 | 2000 | 9999 |  |  |  | 0.92213 | Default Emission Factor
Alliant SBD 8602 Marion Sub | 54716_G_1536 | 54716 | G | 1536 |  | Combustion Turbine | MIS_IA | Iowa | Linn | 1.5 | 1986 | 9999 |  |  |  | 0.92213 | Default Emission Factor
Alliant SBD 8602 Marion Sub | 54716_G_2734 | 54716 | G | 2734 |  | Combustion Turbine | MIS_IA | Iowa | Linn | 1.5 | 1986 | 9999 |  |  |  | 0.92213 | Default Emission Factor
Alliant SBD 8602 Marion Sub | 54716_G_2741 | 54716 | G | 2741 |  | Combustion Turbine | MIS_IA | Iowa | Linn | 1.1 | 1986 | 9999 |  |  |  | 0.92213 | Default Emission Factor
Alliant SBD 8602 Marion Sub | 54716_G_2785 | 54716 | G | 2785 |  | Combustion Turbine | MIS_IA | Iowa | Linn | 1.5 | 1986 | 9999 |  |  |  | 0.92213 | Default Emission Factor
Alliant SBD 9106 Rockwell CR | 54717_G_2671 | 54717 | G | 2671 |  | Combustion Turbine | MIS_IA | Iowa | Linn | 1.6 | 1992 | 9999 |  |  |  | 0.92213 | Default Emission Factor
Alliant SBD 9106 Rockwell CR | 54717_G_2672 | 54717 | G | 2672 |  | Combustion Turbine | MIS_IA | Iowa | Linn | 1.6 | 1992 | 9999 |  |  |  | 0.92213 | Default Emission Factor
Alliant SBD 9106 Rockwell CR | 54717_G_2675 | 54717 | G | 2675 |  | Combustion Turbine | MIS_IA | Iowa | Linn | 1.6 | 1992 | 9999 |  |  |  | 0.92213 | Default Emission Factor
Alliant SBD 9106 Rockwell CR | 54717_G_2678 | 54717 | G | 2678 |  | Combustion Turbine | MIS_IA | Iowa | Linn | 1.6 | 1992 | 9999 |  |  |  | 0.92213 | Default Emission Factor
Alliant SBD 9106 Rockwell CR | 54717_G_2679 | 54717 | G | 2679 |  | Combustion Turbine | MIS_IA | Iowa | Linn | 1.6 | 1992 | 9999 |  |  |  | 0.92213 | Default Emission Factor
Alliant SBD 9106 Rockwell CR | 54717_G_2682 | 54717 | G | 2682 |  | Combustion Turbine | MIS_IA | Iowa | Linn | 1.6 | 1992 | 9999 |  |  |  | 0.92213 | Default Emission Factor
Alliant SBD 9106 Rockwell CR | 54717_G_2683 | 54717 | G | 2683 |  | Combustion Turbine | MIS_IA | Iowa | Linn | 1.6 | 1992 | 9999 |  |  |  | 0.92213 | Default Emission Factor
Alliant SBD 9106 Rockwell CR | 54717_G_2684 | 54717 | G | 2684 |  | Combustion Turbine | MIS_IA | Iowa | Linn | 1.6 | 1992 | 9999 |  |  |  | 0.92213 | Default Emission Factor
Alliant SBD 9106 Rockwell CR | 54717_G_2685 | 54717 | G | 2685 |  | Combustion Turbine | MIS_IA | Iowa | Linn | 1.6 | 1992 | 9999 |  |  |  | 0.92213 | Default Emission Factor
Alliant SBD 9106 Rockwell CR | 54717_G_2690 | 54717 | G | 2690 |  | Combustion Turbine | MIS_IA | Iowa | Linn | 1.6 | 1992 | 9999 |  |  |  | 0.92213 | Default Emission Factor
Alliant SBD 9206 Donaldson | 54718_G_4632 | 54718 | G | 4632 |  | Combustion Turbine | MIS_IA | Iowa | Howard | 1.6 | 1995 | 9999 |  |  |  | 0.92213 | Default Emission Factor
Alliant SBD 9203 Profol | 54719_G_6916 | 54719 | G | 6916 |  | Combustion Turbine | MIS_IA | Iowa | Linn | 1.8 | 1996 | 9999 |  |  |  | 0.92213 | Default Emission Factor
Alliant SBD 9203 Profol | 54719_G_6917 | 54719 | G | 6917 |  | Combustion Turbine | MIS_IA | Iowa | Linn | 1.8 | 2001 | 9999 |  |  |  | 0.92213 | Default Emission Factor
Alliant SBD 9203 Profol | 54719_G_6918 | 54719 | G | 6918 |  | Combustion Turbine | MIS_IA | Iowa | Linn | 2 | 2012 | 9999 |  |  |  | 0.92213 | Default Emission Factor
Alliant SBD 8601 Quad Graphics | 54720_G_2736 | 54720 | G | 2736 |  | Combustion Turbine | MIS_IA | Iowa | Iowa | 1.5 | 1986 | 9999 |  |  |  | 0.92213 | Default Emission Factor
Alliant SBD 8601 Quad Graphics | 54720_G_3489 | 54720 | G | 3489 |  | Combustion Turbine | MIS_IA | Iowa | Iowa | 1 | 1991 | 9999 |  |  |  | 0.92213 | Default Emission Factor
Alliant SBD 8601 Quad Graphics | 54720_G_7164 | 54720 | G | 7164 |  | Combustion Turbine | MIS_IA | Iowa | Iowa | 1.1 | 1996 | 9999 |  |  |  | 0.92213 | Default Emission Factor
I 95 Landfill Phase II | 54723_G_UNT1 | 54723 | G | UNT1 |  | Landfill Gas | PJM_Dom | Virginia | Fairfax | 0.8 | 1993 | 9999 | 2019 | 5.9208 | 20789 | 0.56961 | NEI 2019
I 95 Landfill Phase II | 54723_G_UNT2 | 54723 | G | UNT2 |  | Landfill Gas | PJM_Dom | Virginia | Fairfax | 0.8 | 1993 | 9999 |  |  |  | 0.56961 | NEI 2019
I 95 Landfill Phase II | 54723_G_UNT3 | 54723 | G | UNT3 |  | Landfill Gas | PJM_Dom | Virginia | Fairfax | 0.8 | 1993 | 9999 |  |  |  | 0.56961 | NEI 2019
I 95 Landfill Phase II | 54723_G_UNT4 | 54723 | G | UNT4 |  | Landfill Gas | PJM_Dom | Virginia | Fairfax | 0.8 | 1993 | 9999 |  |  |  | 0.56961 | NEI 2019
Alliant SBD 9301 Prairie Farms | 54735_G_0079 | 54735 | G | 0079 |  | Combustion Turbine | MIS_IA | Iowa | Dubuque | 1.8 | 1993 | 9999 |  |  |  | 0.92213 | Default Emission Factor
Alliant SBD 9301 Prairie Farms | 54735_G_0080 | 54735 | G | 0080 |  | Combustion Turbine | MIS_IA | Iowa | Dubuque | 1.1 | 1998 | 9999 |  |  |  | 0.92213 | Default Emission Factor
Port Neches Plant | 54748_G_G1 | 54748 | G | G1 |  | Combustion Turbine | MIS_WOTA | Texas | Jefferson | 32 | 1994 | 9999 | 2019 | 21.78 | 264252 | 0.16484 | NEI 2019
Goal Line LP | 54749_G_CTG | 54749 | G | CTG | 3795 | Combined Cycle | WEC_SDGE | California | San Diego | 40 | 1994 | 9999 |  |  |  | 0.04505 | Default Emission Factor
Goal Line LP | 54749_G_STG | 54749 | G | STG | 3795 | Combined Cycle | WEC_SDGE | California | San Diego | 9.4 | 1994 | 9999 |  |  |  | 0.04505 | Default Emission Factor
Coopersville | 54756_G_3-1 | 54756 | G | 3-1 |  | Landfill Gas | MIS_LMI | Michigan | Ottawa | 0.8 | 1994 | 9999 | 2019 | 13.7085 | 28842 | 0.95059 | NEI 2019
Coopersville | 54756_G_3-2 | 54756 | G | 3-2 |  | Landfill Gas | MIS_LMI | Michigan | Ottawa | 0.8 | 1994 | 9999 |  |  |  | 0.95059 | NEI 2019
Coopersville | 54756_G_3-3 | 54756 | G | 3-3 |  | Landfill Gas | MIS_LMI | Michigan | Ottawa | 0.8 | 1994 | 9999 |  |  |  | 0.95059 | NEI 2019
Coopersville | 54756_G_3-4 | 54756 | G | 3-4 |  | Landfill Gas | MIS_LMI | Michigan | Ottawa | 0.8 | 1994 | 9999 |  |  |  | 0.95059 | NEI 2019
Coopersville | 54756_G_3-5 | 54756 | G | 3-5 |  | Landfill Gas | MIS_LMI | Michigan | Ottawa | 0.8 | 1994 | 9999 |  |  |  | 0.95059 | NEI 2019
Coopersville | 54756_G_3-6 | 54756 | G | 3-6 |  | Landfill Gas | MIS_LMI | Michigan | Ottawa | 0.8 | 1994 | 9999 |  |  |  | 0.95059 | NEI 2019
Coopersville | 54756_G_3-7 | 54756 | G | 3-7 |  | Landfill Gas | MIS_LMI | Michigan | Ottawa | 1.6 | 2006 | 9999 | 2017 | 2.8761 | 10283.5 | 0.55937 | NEI 2019
Grand Blanc Generating Station | 54757_G_4-1 | 54757 | G | 4-1 |  | Landfill Gas | MIS_LMI | Michigan | Genesee | 0.8 | 1994 | 9999 |  |  |  | 0.54258 | Default Emission Factor
Grand Blanc Generating Station | 54757_G_4-2 | 54757 | G | 4-2 |  | Landfill Gas | MIS_LMI | Michigan | Genesee | 0.8 | 1994 | 9999 |  |  |  | 0.54258 | Default Emission Factor
Grand Blanc Generating Station | 54757_G_4-3 | 54757 | G | 4-3 |  | Landfill Gas | MIS_LMI | Michigan | Genesee | 0.8 | 1994 | 9999 |  |  |  | 0.54258 | Default Emission Factor
Grand Blanc Generating Station | 54757_G_4-4 | 54757 | G | 4-4 |  | Landfill Gas | MIS_LMI | Michigan | Genesee | 0.8 | 2000 | 9999 |  |  |  | 0.54258 | Default Emission Factor
Grand Blanc Generating Station | 54757_G_4-5 | 54757 | G | 4-5 |  | Landfill Gas | MIS_LMI | Michigan | Genesee | 0.8 | 2003 | 9999 |  |  |  | 0.54258 | Default Emission Factor
Grand Blanc Generating Station | 54757_G_4-7 | 54757 | G | 4-7 |  | Landfill Gas | MIS_LMI | Michigan | Genesee | 1.6 | 2012 | 9999 |  |  |  | 0.54258 | Default Emission Factor
Grand Blanc Generating Station | 54757_G_4-8 | 54757 | G | 4-8 |  | Landfill Gas | MIS_LMI | Michigan | Genesee | 1.6 | 2012 | 9999 |  |  |  | 0.54258 | Default Emission Factor
Grand Blanc Generating Station | 54757_G_CIB | 54757 | G | CIB |  | Landfill Gas | MIS_LMI | Michigan | Genesee | 0.6 | 2010 | 9999 |  |  |  | 0.54258 | Default Emission Factor
Hermiston Generating Plant | 54761_G_GEN1 | 54761 | G | GEN1 | 3796 | Combined Cycle | WECC_PNW | Oregon | Umatilla | 80 | 1996 | 9999 |  |  |  | 0.04505 | Default Emission Factor
Hermiston Generating Plant | 54761_G_GEN2 | 54761 | G | GEN2 | 3796 | Combined Cycle | WECC_PNW | Oregon | Umatilla | 152 | 1996 | 9999 |  |  |  | 0.04505 | Default Emission Factor
Hermiston Generating Plant | 54761_G_GEN3 | 54761 | G | GEN3 | 3797 | Combined Cycle | WECC_PNW | Oregon | Umatilla | 80 | 1996 | 9999 |  |  |  | 0.04505 | Default Emission Factor
Hermiston Generating Plant | 54761_G_GEN4 | 54761 | G | GEN4 | 3797 | Combined Cycle | WECC_PNW | Oregon | Umatilla | 152 | 1996 | 9999 |  |  |  | 0.04505 | Default Emission Factor
Live Oak Limited | 54768_G_GEN1 | 54768 | G | GEN1 | 91245 | Combustion Turbine | WEC_CALN | California | Kern | 46 | 1992 | 9999 |  |  |  | 0.12736 | Default Emission Factor
NYU Luthern Medical Center | 54769_G_GEN1 | 54769 | G | GEN1 |  | Combustion Turbine | NY_Z_J | New York | Kings | 0.8 | 1994 | 9999 |  |  |  | 0.92213 | Default Emission Factor
NYU Luthern Medical Center | 54769_G_GEN2 | 54769 | G | GEN2 |  | Combustion Turbine | NY_Z_J | New York | Kings | 0.8 | 1994 | 9999 |  |  |  | 0.92213 | Default Emission Factor
NYU Luthern Medical Center | 54769_G_GEN3 | 54769 | G | GEN3 |  | Combustion Turbine | NY_Z_J | New York | Kings | 1.5 | 2006 | 9999 |  |  |  | 0.92213 | Default Emission Factor
NYU Luthern Medical Center | 54769_G_GEN4 | 54769 | G | GEN4 |  | Combustion Turbine | NY_Z_J | New York | Kings | 1.5 | 2006 | 9999 |  |  |  | 0.92213 | Default Emission Factor
University of Iowa Main Power Plant | 54775_G_DG7 | 54775 | G | DG7 |  | Combustion Turbine | MIS_MIDA | Iowa | Johnson | 1.7 | 1998 | 9999 |  |  |  | 0.92213 | Default Emission Factor
University of Iowa Main Power Plant | 54775_G_GEN10 | 54775 | G | GEN10 |  | Combustion Turbine | MIS_MIDA | Iowa | Johnson | 2 | 2014 | 9999 |  |  |  | 0.92213 | Default Emission Factor
University of Iowa Main Power Plant | 54775_G_GEN7 | 54775 | G | GEN7 |  | Combustion Turbine | MIS_MIDA | Iowa | Johnson | 2 | 2014 | 9999 |  |  |  | 0.92213 | Default Emission Factor
University of Iowa Main Power Plant | 54775_G_GEN8 | 54775 | G | GEN8 |  | Combustion Turbine | MIS_MIDA | Iowa | Johnson | 2 | 2014 | 9999 |  |  |  | 0.92213 | Default Emission Factor
University of Iowa Main Power Plant | 54775_G_GEN9 | 54775 | G | GEN9 |  | Combustion Turbine | MIS_MIDA | Iowa | Johnson | 2 | 2014 | 9999 |  |  |  | 0.92213 | Default Emission Factor
Seneca Energy | 54782_G_GE10 | 54782 | G | GE10 |  | Landfill Gas | NY_Z_C&E | New York | Seneca | 0.8 | 1998 | 9999 |  |  |  | 0.54258 | Default Emission Factor
Seneca Energy | 54782_G_GE11 | 54782 | G | GE11 |  | Landfill Gas | NY_Z_C&E | New York | Seneca | 0.8 | 1998 | 9999 |  |  |  | 0.54258 | Default Emission Factor
Seneca Energy | 54782_G_GE12 | 54782 | G | GE12 |  | Landfill Gas | NY_Z_C&E | New York | Seneca | 0.8 | 1998 | 9999 |  |  |  | 0.54258 | Default Emission Factor
Seneca Energy | 54782_G_GE13 | 54782 | G | GE13 |  | Landfill Gas | NY_Z_C&E | New York | Seneca | 0.8 | 1998 | 9999 |  |  |  | 0.54258 | Default Emission Factor
Seneca Energy | 54782_G_GE14 | 54782 | G | GE14 |  | Landfill Gas | NY_Z_C&E | New York | Seneca | 0.8 | 1998 | 9999 |  |  |  | 0.54258 | Default Emission Factor
Seneca Energy | 54782_G_GE15 | 54782 | G | GE15 |  | Landfill Gas | NY_Z_C&E | New York | Seneca | 1.6 | 2007 | 9999 |  |  |  | 0.54258 | Default Emission Factor
Seneca Energy | 54782_G_GE16 | 54782 | G | GE16 |  | Landfill Gas | NY_Z_C&E | New York | Seneca | 1.6 | 2007 | 9999 |  |  |  | 0.54258 | Default Emission Factor
Seneca Energy | 54782_G_GE17 | 54782 | G | GE17 |  | Landfill Gas | NY_Z_C&E | New York | Seneca | 1.6 | 2007 | 9999 |  |  |  | 0.54258 | Default Emission Factor
Seneca Energy | 54782_G_GE18 | 54782 | G | GE18 |  | Landfill Gas | NY_Z_C&E | New York | Seneca | 1.6 | 2007 | 9999 |  |  |  | 0.54258 | Default Emission Factor
Seneca Energy | 54782_G_GEN1 | 54782 | G | GEN1 |  | Landfill Gas | NY_Z_C&E | New York | Seneca | 0.8 | 1996 | 9999 |  |  |  | 0.54258 | Default Emission Factor
Seneca Energy | 54782_G_GEN2 | 54782 | G | GEN2 |  | Landfill Gas | NY_Z_C&E | New York | Seneca | 0.8 | 1996 | 9999 |  |  |  | 0.54258 | Default Emission Factor
Seneca Energy | 54782_G_GEN3 | 54782 | G | GEN3 |  | Landfill Gas | NY_Z_C&E | New York | Seneca | 0.8 | 1996 | 9999 |  |  |  | 0.54258 | Default Emission Factor
Seneca Energy | 54782_G_GEN4 | 54782 | G | GEN4 |  | Landfill Gas | NY_Z_C&E | New York | Seneca | 0.8 | 1996 | 9999 |  |  |  | 0.54258 | Default Emission Factor
Seneca Energy | 54782_G_GEN5 | 54782 | G | GEN5 |  | Landfill Gas | NY_Z_C&E | New York | Seneca | 0.8 | 1996 | 9999 |  |  |  | 0.54258 | Default Emission Factor
Seneca Energy | 54782_G_GEN6 | 54782 | G | GEN6 |  | Landfill Gas | NY_Z_C&E | New York | Seneca | 0.8 | 1997 | 9999 |  |  |  | 0.54258 | Default Emission Factor
Seneca Energy | 54782_G_GEN7 | 54782 | G | GEN7 |  | Landfill Gas | NY_Z_C&E | New York | Seneca | 0.8 | 1997 | 9999 |  |  |  | 0.54258 | Default Emission Factor
Seneca Energy | 54782_G_GEN8 | 54782 | G | GEN8 |  | Landfill Gas | NY_Z_C&E | New York | Seneca | 0.8 | 1998 | 9999 |  |  |  | 0.54258 | Default Emission Factor
Seneca Energy | 54782_G_GEN9 | 54782 | G | GEN9 |  | Landfill Gas | NY_Z_C&E | New York | Seneca | 0.8 | 1998 | 9999 |  |  |  | 0.54258 | Default Emission Factor
Grays Ferry Cogeneration | 54785_G_GEN2 | 54785 | G | GEN2 | 3798 | Combined Cycle | PJM_EMAC | Pennsylvania | Philadelphia | 114 | 1997 | 9999 |  |  |  | 0.04505 | Default Emission Factor
Evanston Township High School | 54788_G_GEN1 | 54788 | G | GEN1 |  | Combustion Turbine | PJM_COMD | Illinois | Cook | 0.8 | 1992 | 2045 |  |  |  | 0.92213 | Default Emission Factor
Evanston Township High School | 54788_G_GEN2 | 54788 | G | GEN2 |  | Combustion Turbine | PJM_COMD | Illinois | Cook | 0.8 | 1992 | 2045 |  |  |  | 0.92213 | Default Emission Factor
Evanston Township High School | 54788_G_GEN3 | 54788 | G | GEN3 |  | Combustion Turbine | PJM_COMD | Illinois | Cook | 0.8 | 1992 | 2045 |  |  |  | 0.92213 | Default Emission Factor
Plymouth State College Cogeneration | 54803_G_A | 54803 | G | A |  | Combustion Turbine | NENGREST | New Hampshire | Grafton | 1.2 | 1994 | 9999 |  |  |  | 0.92213 | Default Emission Factor
Plymouth State College Cogeneration | 54803_G_B | 54803 | G | B |  | Combustion Turbine | NENGREST | New Hampshire | Grafton | 1.6 | 2000 | 9999 |  |  |  | 0.92213 | Default Emission Factor
Milford Power LP | 54805_G_GT-1 | 54805 | G | GT-1 | 3800 | Combined Cycle | NENGREST | Massachusetts | Worcester | 123 | 1993 | 9999 | 2019 | 1.4862 | 212072 | 0.01402 | NEI 2019
Milford Power LP | 54805_G_ST-1 | 54805 | G | ST-1 | 3800 | Combined Cycle | NENGREST | Massachusetts | Worcester | 81.8 | 1993 | 9999 |  |  |  | 0.01402 | NEI 2019
New York University Central Plant | 54808_G_GT1 | 54808 | G | GT1 |  | Combined Cycle | NY_Z_J | New York | New York | 5.5 | 2010 | 9999 |  |  |  | 0.04505 | Default Emission Factor
New York University Central Plant | 54808_G_GT2 | 54808 | G | GT2 |  | Combined Cycle | NY_Z_J | New York | New York | 5.5 | 2010 | 9999 |  |  |  | 0.04505 | Default Emission Factor
New York University Central Plant | 54808_G_T1 | 54808 | G | T1 |  | Combined Cycle | NY_Z_J | New York | New York | 1.8 | 1984 | 9999 |  |  |  | 0.04505 | Default Emission Factor
Shepherd Center | 54813_G_1 | 54813 | G | 1 |  | Combustion Turbine | S_SOU | Georgia | Fulton | 0.6 | 1992 | 9999 |  |  |  | 0.92213 | Default Emission Factor
Shepherd Center | 54813_G_2 | 54813 | G | 2 |  | Combustion Turbine | S_SOU | Georgia | Fulton | 0.6 | 1992 | 9999 |  |  |  | 0.92213 | Default Emission Factor
Shepherd Center | 54813_G_3 | 54813 | G | 3 |  | Combustion Turbine | S_SOU | Georgia | Fulton | 0.2 | 1989 | 9999 |  |  |  | 0.92213 | Default Emission Factor
Shepherd Center | 54813_G_4 | 54813 | G | 4 |  | Combustion Turbine | S_SOU | Georgia | Fulton | 0.3 | 1981 | 9999 |  |  |  | 0.92213 | Default Emission Factor
Johnson County | 54817_G_GT-1 | 54817 | G | GT-1 | 3804 | Combined Cycle | ERC_REST | Texas | Johnson | 163 | 1996 | 9999 | 2019 | 21.06 | 517931 | 0.06722 | NEI 2019
Johnson County | 54817_G_ST-1 | 54817 | G | ST-1 | 3804 | Combined Cycle | ERC_REST | Texas | Johnson | 104 | 1996 | 9999 | 2017 | 0.6913 | 129285 | 0.06722 | NEI 2019
Brandywine Power Facility | 54832_G_1 | 54832 | G | 1 | 3806 | Combined Cycle | PJM_SMAC | Maryland | Prince Georges | 78.6 | 1996 | 9999 | 2019 | 9.8185 | 494009 | 0.05447 | NEI 2019
Brandywine Power Facility | 54832_G_2 | 54832 | G | 2 | 3807 | Combined Cycle | PJM_SMAC | Maryland | Prince Georges | 78.6 | 1996 | 9999 | 2019 | 9.415 | 212185 | 0.05447 | NEI 2019
Brandywine Power Facility | 54832_G_3 | 54832 | G | 3 | 3806 | Combined Cycle | PJM_SMAC | Maryland | Prince Georges | 72.8 | 1996 | 9999 |  |  |  | 0.05447 | NEI 2019
Valdosta Water Treatment Plant | 54839_G_GEN1 | 54839 | G | GEN1 |  | Combustion Turbine | S_SOU | Georgia | Lowndes | 1.7 | 1993 | 9999 |  |  |  | 0.92213 | Default Emission Factor
Valdosta Water Treatment Plant | 54839_G_GEN2 | 54839 | G | GEN2 |  | Combustion Turbine | S_SOU | Georgia | Lowndes | 1.7 | 2008 | 9999 |  |  |  | 0.92213 | Default Emission Factor
Outagamie County Co-Generation Facility | 54842_G_G1 | 54842 | G | G1 |  | Landfill Gas | MIS_WUMS | Wisconsin | Outagamie | 1.6 | 2007 | 9999 |  |  |  | 0.54258 | Default Emission Factor
Outagamie County Co-Generation Facility | 54842_G_G2 | 54842 | G | G2 |  | Landfill Gas | MIS_WUMS | Wisconsin | Outagamie | 1.6 | 2007 | 9999 |  |  |  | 0.54258 | Default Emission Factor
Outagamie County Co-Generation Facility | 54842_G_G3 | 54842 | G | G3 |  | Landfill Gas | MIS_WUMS | Wisconsin | Outagamie | 1.6 | 2007 | 9999 |  |  |  | 0.54258 | Default Emission Factor
Outagamie County Co-Generation Facility | 54842_G_G4 | 54842 | G | G4 |  | Landfill Gas | MIS_WUMS | Wisconsin | Outagamie | 1.6 | 2016 | 9999 |  |  |  | 0.54258 | Default Emission Factor
Gordonsville Energy LP | 54844_G_GOR1 | 54844 | G | GOR1 | 10119 | Combined Cycle | PJM_Dom | Virginia | Louisa | 68.4 | 1994 | 9999 | 2019 | 17.258 | 1203488 | 0.02869 | NEI 2019
Gordonsville Energy LP | 54844_G_GOR2 | 54844 | G | GOR2 | 10120 | Combined Cycle | PJM_Dom | Virginia | Louisa | 68.4 | 1994 | 9999 |  |  |  | 0.04505 | Default Emission Factor
Gordonsville Energy LP | 54844_G_GOR3 | 54844 | G | GOR3 | 10119 | Combined Cycle | PJM_Dom | Virginia | Louisa | 40.6 | 1994 | 9999 |  |  |  | 0.02869 | NEI 2019
Gordonsville Energy LP | 54844_G_GOR4 | 54844 | G | GOR4 | 10120 | Combined Cycle | PJM_Dom | Virginia | Louisa | 40.6 | 1994 | 9999 |  |  |  | 0.04505 | Default Emission Factor
South Georgia Medical Center | 54848_G_GEN 7 | 54848 | G | GEN 7 |  | Combustion Turbine | S_SOU | Georgia | Lowndes | 0.8 | 2008 | 9999 |  |  |  | 0.92213 | Default Emission Factor
South Georgia Medical Center | 54848_G_GEN1A | 54848 | G | GEN1A |  | Combustion Turbine | S_SOU | Georgia | Lowndes | 2 | 2013 | 9999 |  |  |  | 0.92213 | Default Emission Factor
South Georgia Medical Center | 54848_G_GEN2A | 54848 | G | GEN2A |  | Combustion Turbine | S_SOU | Georgia | Lowndes | 2 | 2013 | 9999 |  |  |  | 0.92213 | Default Emission Factor
South Georgia Medical Center | 54848_G_GEN4 | 54848 | G | GEN4 |  | Combustion Turbine | S_SOU | Georgia | Lowndes | 0.7 | 2001 | 9999 |  |  |  | 0.92213 | Default Emission Factor
Cox Waste to Energy | 54850_G_01 | 54850 | G | 01 |  | Biomass | PJM_West | Kentucky | Taylor | 3 | 1995 | 9999 |  |  |  | 0.58208 | Default Emission Factor
Cox Waste to Energy | 54850_G_02 | 54850 | G | 02 |  | Biomass | PJM_West | Kentucky | Taylor | 0.3 | 2002 | 9999 |  |  |  | 0.58208 | Default Emission Factor
Sun Peak Generating Station | 54854_G_5657 | 54854 | G | 5657 | 90972 | Combustion Turbine | WECC_SNV | Nevada | Clark | 74 | 1991 | 9999 | 2019 | 0.67 | 17964 | 0.07459 | NEI 2019
Sun Peak Generating Station | 54854_G_5658 | 54854 | G | 5658 | 90973 | Combustion Turbine | WECC_SNV | Nevada | Clark | 74 | 1991 | 9999 | 2019 | 0.49 | 17964 | 0.05455 | NEI 2019
Sun Peak Generating Station | 54854_G_5659 | 54854 | G | 5659 | 90974 | Combustion Turbine | WECC_SNV | Nevada | Clark | 74 | 1991 | 9999 | 2019 | 0.72 | 17964 | 0.08016 | NEI 2019
Southwestern Bell Telephone | 54858_G_E/G1 | 54858 | G | E/G1 |  | Combustion Turbine | MIS_MO | Missouri | St Louis City | 2 | 1992 | 9999 |  |  |  | 0.92213 | Default Emission Factor
Southwestern Bell Telephone | 54858_G_E/G2 | 54858 | G | E/G2 |  | Combustion Turbine | MIS_MO | Missouri | St Louis City | 2 | 1992 | 9999 |  |  |  | 0.92213 | Default Emission Factor
Southwestern Bell Telephone | 54858_G_E/G3 | 54858 | G | E/G3 |  | Combustion Turbine | MIS_MO | Missouri | St Louis City | 2 | 1992 | 9999 |  |  |  | 0.92213 | Default Emission Factor
Southwestern Bell Telephone | 54858_G_E/G4 | 54858 | G | E/G4 |  | Combustion Turbine | MIS_MO | Missouri | St Louis City | 2.8 | 2005 | 9999 |  |  |  | 0.92213 | Default Emission Factor
Southwestern Bell Telephone | 54858_G_E/G5 | 54858 | G | E/G5 |  | Combustion Turbine | MIS_MO | Missouri | St Louis City | 2.8 | 2008 | 9999 |  |  |  | 0.92213 | Default Emission Factor
Southwestern Bell Telephone | 54858_G_E/G6 | 54858 | G | E/G6 |  | Combustion Turbine | MIS_MO | Missouri | St Louis City | 2.8 | 2011 | 9999 |  |  |  | 0.92213 | Default Emission Factor
Southwestern Bell Telephone | 54858_G_E/G7 | 54858 | G | E/G7 |  | Combustion Turbine | MIS_MO | Missouri | St Louis City | 2.8 | 2011 | 9999 |  |  |  | 0.92213 | Default Emission Factor
Atlanta Gift Mart LP | 54877_G_BUG | 54877 | G | BUG |  | Combustion Turbine | S_SOU | Georgia | Fulton | 1.2 | 1991 | 9999 |  |  |  | 0.92213 | Default Emission Factor
CenturyLink Regional HQ | 54882_G_GEN2 | 54882 | G | GEN2 |  | Combustion Turbine | S_VACA | North Carolina | Franklin | 0.6 | 1993 | 9999 |  |  |  | 0.92213 | Default Emission Factor
Presence Saint Mary of Nazareth Hospital | 54886_G_GEN1 | 54886 | G | GEN1 |  | Combustion Turbine | PJM_COMD | Illinois | Cook | 0.8 | 1993 | 2045 |  |  |  | 0.92213 | Default Emission Factor
Presence Saint Mary of Nazareth Hospital | 54886_G_GEN3 | 54886 | G | GEN3 |  | Combustion Turbine | PJM_COMD | Illinois | Cook | 0.8 | 1993 | 2045 |  |  |  | 0.92213 | Default Emission Factor
Presence Saint Mary of Nazareth Hospital | 54886_G_GEN4 | 54886 | G | GEN4 |  | Combustion Turbine | PJM_COMD | Illinois | Cook | 0.9 | 1993 | 2030 |  |  |  | 0.92213 | Default Emission Factor
Presence Saint Mary of Nazareth Hospital | 54886_G_GEN5 | 54886 | G | GEN5 |  | Combustion Turbine | PJM_COMD | Illinois | Cook | 0.9 | 1993 | 2030 |  |  |  | 0.92213 | Default Emission Factor
Presence Saint Mary of Nazareth Hospital | 54886_G_GEN6 | 54886 | G | GEN6 |  | Combustion Turbine | PJM_COMD | Illinois | Cook | 0.8 | 2006 | 2030 |  |  |  | 0.92213 | Default Emission Factor
Peoples Generating Station | 54890_G_GEN1 | 54890 | G | GEN1 |  | Landfill Gas | MIS_LMI | Michigan | Saginaw | 2.2 | 1995 | 9999 | 2018 | 0.04992 | 18580 | 0.00537 | Michigan Point Source Emission
Adrian Energy Associates LLC | 54903_G_UNT1 | 54903 | G | UNT1 |  | Landfill Gas | MIS_LMI | Michigan | Lenawee | 0.8 | 1994 | 9999 |  |  |  | 0.54258 | Default Emission Factor
Adrian Energy Associates LLC | 54903_G_UNT2 | 54903 | G | UNT2 |  | Landfill Gas | MIS_LMI | Michigan | Lenawee | 0.8 | 1994 | 9999 |  |  |  | 0.54258 | Default Emission Factor
Adrian Energy Associates LLC | 54903_G_UNT3 | 54903 | G | UNT3 |  | Landfill Gas | MIS_LMI | Michigan | Lenawee | 0.8 | 1994 | 9999 |  |  |  | 0.54258 | Default Emission Factor
Brent Run Generating Station | 54910_G_7-1 | 54910 | G | 7-1 |  | Landfill Gas | MIS_LMI | Michigan | Genesee | 0.8 | 1998 | 9999 |  |  |  | 0.54258 | Default Emission Factor
Brent Run Generating Station | 54910_G_7-2 | 54910 | G | 7-2 |  | Landfill Gas | MIS_LMI | Michigan | Genesee | 0.8 | 1998 | 9999 |  |  |  | 0.54258 | Default Emission Factor
Brent Run Generating Station | 54910_G_7-3 | 54910 | G | 7-3 |  | Landfill Gas | MIS_LMI | Michigan | Genesee | 0.6 | 2010 | 9999 |  |  |  | 0.54258 | Default Emission Factor
Brent Run Generating Station | 54910_G_7-4 | 54910 | G | 7-4 |  | Landfill Gas | MIS_LMI | Michigan | Genesee | 1.6 | 2012 | 9999 | 2018 | 0.054051 | 14559.7037 | 0.00743 | Michigan Point Source Emission
Brent Run Generating Station | 54910_G_7-5 | 54910 | G | 7-5 |  | Landfill Gas | MIS_LMI | Michigan | Genesee | 1.6 | 2012 | 9999 | 2018 | 0.054051 | 14559.7037 | 0.00743 | Michigan Point Source Emission
Brooklyn Navy Yard Cogeneration | 54914_G_01 | 54914 | G | 01 | 3809 | Combined Cycle | NY_Z_J | New York | Kings | 90 | 1996 | 9999 |  |  |  | 0.04505 | Default Emission Factor
Brooklyn Navy Yard Cogeneration | 54914_G_02 | 54914 | G | 02 | 3810 | Combined Cycle | NY_Z_J | New York | Kings | 90 | 1996 | 9999 |  |  |  | 0.04505 | Default Emission Factor
Brooklyn Navy Yard Cogeneration | 54914_G_03 | 54914 | G | 03 | 3809 | Combined Cycle | NY_Z_J | New York | Kings | 35 | 1996 | 9999 |  |  |  | 0.04505 | Default Emission Factor
Brooklyn Navy Yard Cogeneration | 54914_G_04 | 54914 | G | 04 | 3810 | Combined Cycle | NY_Z_J | New York | Kings | 35 | 1996 | 9999 |  |  |  | 0.04505 | Default Emission Factor
Michigan Power LP | 54915_G_G001 | 54915 | G | G001 | 3811 | Combined Cycle | MIS_LMI | Michigan | Mason | 58 | 1995 | 9999 | 2019 | 19.12 | 1020436 | 0.03747 | NEI 2019
Michigan Power LP | 54915_G_G101 | 54915 | G | G101 | 3811 | Combined Cycle | MIS_LMI | Michigan | Mason | 70 | 1995 | 9999 |  |  |  | 0.03747 | NEI 2019
Twin Bridges LFGTE | 54925_G_I-1 | 54925 | G | I-1 |  | Landfill Gas | MIS_INKY | Indiana | Hendricks | 0.8 | 1994 | 9999 |  |  |  | 0.54258 | Default Emission Factor
Twin Bridges LFGTE | 54925_G_I-2 | 54925 | G | I-2 |  | Landfill Gas | MIS_INKY | Indiana | Hendricks | 0.8 | 1994 | 9999 |  |  |  | 0.54258 | Default Emission Factor
Twin Bridges LFGTE | 54925_G_I-3 | 54925 | G | I-3 |  | Landfill Gas | MIS_INKY | Indiana | Hendricks | 0.8 | 1994 | 9999 |  |  |  | 0.54258 | Default Emission Factor
Twin Bridges LFGTE | 54925_G_I-4 | 54925 | G | I-4 |  | Landfill Gas | MIS_INKY | Indiana | Hendricks | 0.8 | 1994 | 9999 |  |  |  | 0.54258 | Default Emission Factor
Twin Bridges LFGTE | 54925_G_II-1 | 54925 | G | II-1 |  | Landfill Gas | MIS_INKY | Indiana | Hendricks | 0.8 | 2002 | 9999 |  |  |  | 0.54258 | Default Emission Factor
Twin Bridges LFGTE | 54925_G_II-2 | 54925 | G | II-2 |  | Landfill Gas | MIS_INKY | Indiana | Hendricks | 0.8 | 2002 | 9999 |  |  |  | 0.54258 | Default Emission Factor
Twin Bridges LFGTE | 54925_G_II-3 | 54925 | G | II-3 |  | Landfill Gas | MIS_INKY | Indiana | Hendricks | 0.8 | 2002 | 9999 |  |  |  | 0.54258 | Default Emission Factor
Twin Bridges LFGTE | 54925_G_II-4 | 54925 | G | II-4 |  | Landfill Gas | MIS_INKY | Indiana | Hendricks | 0.8 | 2002 | 9999 |  |  |  | 0.54258 | Default Emission Factor
Twin Bridges LFGTE | 54925_G_III-1 | 54925 | G | III-1 |  | Landfill Gas | MIS_INKY | Indiana | Hendricks | 0.8 | 2009 | 9999 |  |  |  | 0.54258 | Default Emission Factor
Twin Bridges LFGTE | 54925_G_III-2 | 54925 | G | III-2 |  | Landfill Gas | MIS_INKY | Indiana | Hendricks | 0.8 | 2009 | 9999 |  |  |  | 0.54258 | Default Emission Factor
Twin Bridges LFGTE | 54925_G_III-3 | 54925 | G | III-3 |  | Landfill Gas | MIS_INKY | Indiana | Hendricks | 0.8 | 2009 | 9999 |  |  |  | 0.54258 | Default Emission Factor
Twin Bridges LFGTE | 54925_G_III-4 | 54925 | G | III-4 |  | Landfill Gas | MIS_INKY | Indiana | Hendricks | 0.8 | 2009 | 9999 |  |  |  | 0.54258 | Default Emission Factor
Twin Bridges LFGTE | 54925_G_IV-1 | 54925 | G | IV-1 |  | Landfill Gas | MIS_INKY | Indiana | Hendricks | 1.6 | 2012 | 9999 |  |  |  | 0.54258 | Default Emission Factor
Twin Bridges LFGTE | 54925_G_IV-2 | 54925 | G | IV-2 |  | Landfill Gas | MIS_INKY | Indiana | Hendricks | 1.6 | 2012 | 9999 |  |  |  | 0.54258 | Default Emission Factor
Prairie View I & II LFGTE | 54926_G_I-1 | 54926 | G | I-1 |  | Landfill Gas | PJM_West | Indiana | St Joseph | 0.8 | 1994 | 9999 |  |  |  | 0.54258 | Default Emission Factor
Prairie View I & II LFGTE | 54926_G_I-2 | 54926 | G | I-2 |  | Landfill Gas | PJM_West | Indiana | St Joseph | 0.8 | 1994 | 9999 |  |  |  | 0.54258 | Default Emission Factor
Prairie View I & II LFGTE | 54926_G_I-3 | 54926 | G | I-3 |  | Landfill Gas | PJM_West | Indiana | St Joseph | 0.8 | 1994 | 9999 |  |  |  | 0.54258 | Default Emission Factor
Prairie View I & II LFGTE | 54926_G_I-4 | 54926 | G | I-4 |  | Landfill Gas | PJM_West | Indiana | St Joseph | 0.8 | 1994 | 9999 |  |  |  | 0.54258 | Default Emission Factor
Prairie View I & II LFGTE | 54926_G_II-1 | 54926 | G | II-1 |  | Landfill Gas | PJM_West | Indiana | St Joseph | 0.8 | 2007 | 9999 |  |  |  | 0.54258 | Default Emission Factor
Prairie View I & II LFGTE | 54926_G_II-2 | 54926 | G | II-2 |  | Landfill Gas | PJM_West | Indiana | St Joseph | 0.8 | 2007 | 9999 |  |  |  | 0.54258 | Default Emission Factor
Prairie View I & II LFGTE | 54926_G_II-3 | 54926 | G | II-3 |  | Landfill Gas | PJM_West | Indiana | St Joseph | 0.8 | 2007 | 9999 |  |  |  | 0.54258 | Default Emission Factor
Prairie View I & II LFGTE | 54926_G_II-4 | 54926 | G | II-4 |  | Landfill Gas | PJM_West | Indiana | St Joseph | 0.8 | 2007 | 9999 |  |  |  | 0.54258 | Default Emission Factor
Grand Isle Gas Plant / Treating Station | 54927_G_1 | 54927 | G | 1 |  | Combustion Turbine | MIS_AMSO | Louisiana | Jefferson | 2.9 | 1965 | 9999 |  |  |  | 0.92213 | Default Emission Factor
Grand Isle Gas Plant / Treating Station | 54927_G_2 | 54927 | G | 2 |  | Combustion Turbine | MIS_AMSO | Louisiana | Jefferson | 2.9 | 1965 | 9999 |  |  |  | 0.92213 | Default Emission Factor
Grand Isle Gas Plant / Treating Station | 54927_G_3 | 54927 | G | 3 |  | Combustion Turbine | MIS_AMSO | Louisiana | Jefferson | 2.9 | 1965 | 9999 |  |  |  | 0.92213 | Default Emission Factor
Alliant SBD 9403 Aegon DC | 54929_G_6111 | 54929 | G | 6111 |  | Combustion Turbine | MIS_IA | Iowa | Linn | 1.1 | 1995 | 9999 |  |  |  | 0.92213 | Default Emission Factor
Alliant SBD 9403 Aegon DC | 54929_G_6112 | 54929 | G | 6112 |  | Combustion Turbine | MIS_IA | Iowa | Linn | 1.5 | 2003 | 9999 |  |  |  | 0.92213 | Default Emission Factor
Alliant SBD 9403 Aegon DC | 54929_G_6113 | 54929 | G | 6113 |  | Combustion Turbine | MIS_IA | Iowa | Linn | 1.5 | 2007 | 9999 |  |  |  | 0.92213 | Default Emission Factor
Richard J Donovan Correctional Facility | 54936_G_03 | 54936 | G | 03 |  | Combustion Turbine | WEC_SDGE | California | San Diego | 2.2 | 1987 | 9999 |  |  |  | 0.12736 | Default Emission Factor
EKS Landfill | 54939_G_UNT1 | 54939 | G | UNT1 |  | Landfill Gas | MIS_MNWI | Minnesota | Dakota | 1.5 | 1994 | 9999 |  |  |  | 0.54258 | Default Emission Factor
EKS Landfill | 54939_G_UNT2 | 54939 | G | UNT2 |  | Landfill Gas | MIS_MNWI | Minnesota | Dakota | 1.5 | 1994 | 9999 |  |  |  | 0.54258 | Default Emission Factor
EKS Landfill | 54939_G_UNT4 | 54939 | G | UNT4 |  | Landfill Gas | MIS_MNWI | Minnesota | Dakota | 1.5 | 2011 | 9999 |  |  |  | 0.54258 | Default Emission Factor
Univ of Oregon Central Power Station | 54950_G_CTG1 | 54950 | G | CTG1 |  | Combined Cycle | WECC_PNW | Oregon | Lane | 7.5 | 2012 | 9999 |  |  |  | 0.04505 | Default Emission Factor
Univ of Oregon Central Power Station | 54950_G_STG1 | 54950 | G | STG1 |  | Combined Cycle | WECC_PNW | Oregon | Lane | 1.5 | 2012 | 9999 |  |  |  | 0.04505 | Default Emission Factor
Deercroft I & II LFGTE | 54956_G_I-1 | 54956 | G | I-1 |  | Combustion Turbine | MIS_INKY | Indiana | LaPorte | 0.8 | 1999 | 9999 |  |  |  | 0.92213 | Default Emission Factor
Deercroft I & II LFGTE | 54956_G_I-2 | 54956 | G | I-2 |  | Combustion Turbine | MIS_INKY | Indiana | LaPorte | 0.8 | 1999 | 9999 |  |  |  | 0.92213 | Default Emission Factor
Deercroft I & II LFGTE | 54956_G_I-3 | 54956 | G | I-3 |  | Combustion Turbine | MIS_INKY | Indiana | LaPorte | 0.8 | 1999 | 9999 |  |  |  | 0.92213 | Default Emission Factor
Deercroft I & II LFGTE | 54956_G_I-4 | 54956 | G | I-4 |  | Combustion Turbine | MIS_INKY | Indiana | LaPorte | 0.8 | 1999 | 9999 |  |  |  | 0.92213 | Default Emission Factor
Deercroft I & II LFGTE | 54956_G_II-1 | 54956 | G | II-1 |  | Landfill Gas | MIS_INKY | Indiana | LaPorte | 0.8 | 2007 | 9999 |  |  |  | 0.54258 | Default Emission Factor
Deercroft I & II LFGTE | 54956_G_II-2 | 54956 | G | II-2 |  | Landfill Gas | MIS_INKY | Indiana | LaPorte | 0.8 | 2007 | 9999 |  |  |  | 0.54258 | Default Emission Factor
Deercroft I & II LFGTE | 54956_G_II-3 | 54956 | G | II-3 |  | Landfill Gas | MIS_INKY | Indiana | LaPorte | 0.8 | 2007 | 9999 |  |  |  | 0.54258 | Default Emission Factor
Deercroft I & II LFGTE | 54956_G_II-4 | 54956 | G | II-4 |  | Landfill Gas | MIS_INKY | Indiana | LaPorte | 0.8 | 2007 | 9999 |  |  |  | 0.54258 | Default Emission Factor
Alliant SBD 9302 Aegon NP | 54967_G_7906 | 54967 | G | 7906 |  | Combustion Turbine | MIS_IA | Iowa | Linn | 1.2 | 1995 | 9999 |  |  |  | 0.92213 | Default Emission Factor
Alliant SBD 9502 Eaton | 54968_G_0385 | 54968 | G | 0385 |  | Combustion Turbine | MIS_IA | Iowa | Wright | 1.8 | 1995 | 9999 |  |  |  | 0.92213 | Default Emission Factor
Alliant SBD 9502 Eaton | 54968_G_0386 | 54968 | G | 0386 |  | Combustion Turbine | MIS_IA | Iowa | Wright | 1.8 | 1995 | 9999 |  |  |  | 0.92213 | Default Emission Factor
Alliant SBD 9502 Eaton | 54968_G_5824 | 54968 | G | 5824 |  | Combustion Turbine | MIS_IA | Iowa | Wright | 1.8 | 2000 | 9999 |  |  |  | 0.92213 | Default Emission Factor
Sauder Power Plant | 54974_G_UNT1 | 54974 | G | UNT1 |  | Biomass | PJM_ATSI | Ohio | Fulton | 3.6 | 1993 | 9999 | 2019 | 3.689 | 13091 | 0.56359 | NEI 2019
Sauder Power Plant | 54974_G_UNT2 | 54974 | G | UNT2 |  | Biomass | PJM_ATSI | Ohio | Fulton | 3.6 | 1993 | 9999 | 2019 | 3.57 | 11678 | 0.61141 | NEI 2019
Ocean County Landfill | 54980_G_UNT1 | 54980 | G | UNT1 |  | Landfill Gas | PJM_EMAC | New Jersey | Ocean | 0.8 | 1997 | 9999 |  |  |  | 0.54258 | Default Emission Factor
Ocean County Landfill | 54980_G_UNT10 | 54980 | G | UNT10 |  | Landfill Gas | PJM_EMAC | New Jersey | Ocean | 1.5 | 2006 | 9999 |  |  |  | 0.54258 | Default Emission Factor
Ocean County Landfill | 54980_G_UNT11 | 54980 | G | UNT11 |  | Landfill Gas | PJM_EMAC | New Jersey | Ocean | 1.5 | 2006 | 9999 |  |  |  | 0.54258 | Default Emission Factor
Ocean County Landfill | 54980_G_UNT12 | 54980 | G | UNT12 |  | Landfill Gas | PJM_EMAC | New Jersey | Ocean | 1.5 | 2006 | 9999 |  |  |  | 0.54258 | Default Emission Factor
Ocean County Landfill | 54980_G_UNT2 | 54980 | G | UNT2 |  | Landfill Gas | PJM_EMAC | New Jersey | Ocean | 0.8 | 1997 | 9999 |  |  |  | 0.54258 | Default Emission Factor
Ocean County Landfill | 54980_G_UNT3 | 54980 | G | UNT3 |  | Landfill Gas | PJM_EMAC | New Jersey | Ocean | 0.8 | 1997 | 9999 |  |  |  | 0.54258 | Default Emission Factor
Ocean County Landfill | 54980_G_UNT4 | 54980 | G | UNT4 |  | Landfill Gas | PJM_EMAC | New Jersey | Ocean | 0.8 | 1997 | 9999 |  |  |  | 0.54258 | Default Emission Factor
Ocean County Landfill | 54980_G_UNT5 | 54980 | G | UNT5 |  | Landfill Gas | PJM_EMAC | New Jersey | Ocean | 0.8 | 1997 | 9999 |  |  |  | 0.54258 | Default Emission Factor
Ocean County Landfill | 54980_G_UNT6 | 54980 | G | UNT6 |  | Landfill Gas | PJM_EMAC | New Jersey | Ocean | 0.8 | 1997 | 9999 |  |  |  | 0.54258 | Default Emission Factor
Ocean County Landfill | 54980_G_UNT7 | 54980 | G | UNT7 |  | Landfill Gas | PJM_EMAC | New Jersey | Ocean | 1.5 | 2006 | 9999 |  |  |  | 0.54258 | Default Emission Factor
Ocean County Landfill | 54980_G_UNT8 | 54980 | G | UNT8 |  | Landfill Gas | PJM_EMAC | New Jersey | Ocean | 1.5 | 2006 | 9999 |  |  |  | 0.54258 | Default Emission Factor
Ocean County Landfill | 54980_G_UNT9 | 54980 | G | UNT9 |  | Landfill Gas | PJM_EMAC | New Jersey | Ocean | 1.5 | 2006 | 9999 |  |  |  | 0.54258 | Default Emission Factor
Salem Energy Systems LLC | 54984_G_UNT2 | 54984 | G | UNT2 |  | Landfill Gas | S_VACA | North Carolina | Forsyth | 3.3 | 2017 | 9999 |  |  |  | 0.54258 | Default Emission Factor
Crestwood Dothan | 54985_G_GEN1 | 54985 | G | GEN1 |  | Combustion Turbine | S_SOU | Alabama | Houston | 1.2 | 1995 | 9999 |  |  |  | 0.92213 | Default Emission Factor
Crestwood Dothan | 54985_G_GEN2 | 54985 | G | GEN2 |  | Combustion Turbine | S_SOU | Alabama | Houston | 1.2 | 1995 | 9999 |  |  |  | 0.92213 | Default Emission Factor
Crestwood Dothan | 54985_G_GEN3 | 54985 | G | GEN3 |  | Combustion Turbine | S_SOU | Alabama | Houston | 1.5 | 2002 | 9999 |  |  |  | 0.92213 | Default Emission Factor
Crestwood Dothan | 54985_G_GEN5 | 54985 | G | GEN5 |  | Combustion Turbine | S_SOU | Alabama | Houston | 1.2 | 1996 | 9999 |  |  |  | 0.92213 | Default Emission Factor
Crestwood Dothan | 54985_G_GEN7 | 54985 | G | GEN7 |  | Combustion Turbine | S_SOU | Alabama | Houston | 1.2 | 1997 | 9999 |  |  |  | 0.92213 | Default Emission Factor
Crestwood Dothan | 54985_G_GEN8 | 54985 | G | GEN8 |  | Combustion Turbine | S_SOU | Alabama | Houston | 0.7 | 1997 | 9999 |  |  |  | 0.92213 | Default Emission Factor
Crestwood Dothan | 54985_G_GEN9 | 54985 | G | GEN9 |  | Combustion Turbine | S_SOU | Alabama | Houston | 2 | 2002 | 9999 |  |  |  | 0.92213 | Default Emission Factor
Pine Tree Acres | 54989_G_GEN1 | 54989 | G | GEN1 |  | Landfill Gas | MIS_LMI | Michigan | Macomb | 0.8 | 1998 | 9999 | 2019 | 10.8438 | 71891 | 0.30167 | NEI 2019
Pine Tree Acres | 54989_G_GEN2 | 54989 | G | GEN2 |  | Landfill Gas | MIS_LMI | Michigan | Macomb | 0.8 | 1998 | 9999 |  |  |  | 0.30167 | NEI 2019
Pine Tree Acres | 54989_G_GEN3 | 54989 | G | GEN3 |  | Landfill Gas | MIS_LMI | Michigan | Macomb | 0.8 | 1998 | 9999 |  |  |  | 0.30167 | NEI 2019
Pine Tree Acres | 54989_G_GEN4 | 54989 | G | GEN4 |  | Landfill Gas | MIS_LMI | Michigan | Macomb | 0.8 | 1998 | 9999 |  |  |  | 0.30167 | NEI 2019
Pine Tree Acres | 54989_G_GEN5 | 54989 | G | GEN5 |  | Landfill Gas | MIS_LMI | Michigan | Macomb | 0.8 | 1998 | 9999 |  |  |  | 0.30167 | NEI 2019
Pine Tree Acres | 54989_G_GEN6 | 54989 | G | GEN6 |  | Landfill Gas | MIS_LMI | Michigan | Macomb | 0.8 | 2003 | 9999 |  |  |  | 0.30167 | NEI 2019
Pine Tree Acres | 54989_G_GEN7 | 54989 | G | GEN7 |  | Landfill Gas | MIS_LMI | Michigan | Macomb | 0.8 | 2003 | 9999 |  |  |  | 0.30167 | NEI 2019
Pine Tree Acres | 54989_G_GEN8 | 54989 | G | GEN8 |  | Landfill Gas | MIS_LMI | Michigan | Macomb | 1.6 | 2010 | 9999 |  |  |  | 0.30167 | NEI 2019
Pine Tree Acres | 54989_G_GEN9 | 54989 | G | GEN9 |  | Landfill Gas | MIS_LMI | Michigan | Macomb | 1.6 | 2010 | 9999 |  |  |  | 0.30167 | NEI 2019
Kettle Falls Generating Station | 550_G_2 | 550 | G | 2 |  | Combustion Turbine | WECC_PNW | Washington | Stevens | 6.2 | 2002 | 9999 | 2019 | 0.64 | 18274 | 0.07005 | NEI 2019
Nashua Plant | 55006_G_UNT2 | 55006 | G | UNT2 |  | Landfill Gas | NENGREST | New Hampshire | Hillsborough | 0.7 | 1996 | 9999 |  |  |  | 0.54258 | Default Emission Factor
Nashua Plant | 55006_G_UNT3 | 55006 | G | UNT3 |  | Landfill Gas | NENGREST | New Hampshire | Hillsborough | 1.5 | 2016 | 9999 |  |  |  | 0.54258 | Default Emission Factor
LSP-Cottage Grove LP | 55010_G_CTG1 | 55010 | G | CTG1 | 3812 | Combined Cycle | MIS_MNWI | Minnesota | Washington | 154 | 1997 | 9999 | 2019 | 1.552 | 336929 | 0.00628 | NEI 2019
LSP-Cottage Grove LP | 55010_G_STG1 | 55010 | G | STG1 | 3812 | Combined Cycle | MIS_MNWI | Minnesota | Washington | 97 | 1997 | 9999 | 2019 | 0.015211 | 162075 | 0.00628 | NEI 2019
LSP-Whitewater LP | 55011_G_CTG1 | 55011 | G | CTG1 | 3813 | Combined Cycle | MIS_WUMS | Wisconsin | Jefferson | 162 | 1997 | 9999 | 2019 | 7.1258 | 822840.33 | 0.01732 | NEI 2019
LSP-Whitewater LP | 55011_G_STG1 | 55011 | G | STG1 | 3813 | Combined Cycle | MIS_WUMS | Wisconsin | Jefferson | 99 | 1997 | 9999 |  |  |  | 0.01732 | NEI 2019
Greene Valley Gas Recovery | 55014_G_GEN1 | 55014 | G | GEN1 |  | Landfill Gas | PJM_COMD | Illinois | DuPage | 2.9 | 1996 | 9999 |  |  |  | 0.54258 | Default Emission Factor
Greene Valley Gas Recovery | 55014_G_GEN2 | 55014 | G | GEN2 |  | Landfill Gas | PJM_COMD | Illinois | DuPage | 2.9 | 1996 | 9999 |  |  |  | 0.54258 | Default Emission Factor
Sweeny Cogen Facility | 55015_G_GEN1 | 55015 | G | GEN1 | 3814 | Combustion Turbine | ERC_REST | Texas | Brazoria | 109 | 1997 | 9999 | 2019 | 3.7495 | 690310 | 0.01086 | NEI 2019
Sweeny Cogen Facility | 55015_G_GEN2 | 55015 | G | GEN2 | 3815 | Combustion Turbine | ERC_REST | Texas | Brazoria | 109 | 1997 | 9999 | 2019 | 18.5014 | 690310 | 0.0536 | NEI 2019
Sweeny Cogen Facility | 55015_G_GEN3 | 55015 | G | GEN3 | 3816 | Combustion Turbine | ERC_REST | Texas | Brazoria | 109 | 1997 | 9999 | 2019 | 3.0306 | 690310 | 0.00878 | NEI 2019
Sweeny Cogen Facility | 55015_G_GEN4 | 55015 | G | GEN4 | 3817 | Combustion Turbine | ERC_REST | Texas | Brazoria | 109 | 2000 | 9999 | 2019 | 13.404 | 690310 | 0.03884 | NEI 2019
Dighton Power Plant | 55026_G_UNT1 | 55026 | G | UNT1 | 3818 | Combined Cycle | NENGREST | Massachusetts | Bristol | 163.3 | 1999 | 9999 | 2019 | 3.7334 | 269815 | 0.02767 | NEI 2019
De Pere Energy Center | 55029_G_CT01 | 55029 | G | CT01 | 3819 | Combustion Turbine | MIS_WUMS | Wisconsin | Brown | 168.6 | 1999 | 9999 |  |  |  | 0.12736 | Default Emission Factor
Androscoggin Energy Center | 55031_G_CT01 | 55031 | G | CT01 | 3820 | Combustion Turbine | NENG_ME | Maine | Franklin | 51.2 | 1999 | 9999 | 2019 | 3.0604 | 132488.4722 | 0.0462 | NEI 2019
Androscoggin Energy Center | 55031_G_CT02 | 55031 | G | CT02 | 3821 | Combustion Turbine | NENG_ME | Maine | Franklin | 45.2 | 1999 | 9999 | 2017 | 2.5527 | 64630.853 | 0.07899 | NEI 2019
Androscoggin Energy Center | 55031_G_CT03 | 55031 | G | CT03 | 3822 | Combustion Turbine | NENG_ME | Maine | Franklin | 44.1 | 2000 | 9999 | 2019 | 0.96566 | 114116.0474 | 0.01692 | NEI 2019
Rio Bravo | 55039_G_GT1 | 55039 | G | GT1 | 3824 | Combustion Turbine | WECC_NM | New Mexico | Bernalillo | 138 | 2000 | 9999 | 2019 | 6.21 | 269482.997 | 0.04609 | NEI 2019
Mid-Georgia Cogeneration Facility | 55040_G_CT1 | 55040 | G | CT1 | 3825 | Combined Cycle | S_SOU | Georgia | Houston | 101.5 | 1997 | 9999 | 2019 | 6.68 | 75842 | 0.1286 | NEI 2019
Mid-Georgia Cogeneration Facility | 55040_G_CT2 | 55040 | G | CT2 | 3826 | Combined Cycle | S_SOU | Georgia | Houston | 101.5 | 1998 | 9999 | 2019 | 7.15 | 82910 | 0.1286 | NEI 2019
Mid-Georgia Cogeneration Facility | 55040_G_ST1 | 55040 | G | ST1 | 3825 | Combined Cycle | S_SOU | Georgia | Houston | 100 | 1997 | 9999 | 2019 | 0.96 | 71265 | 0.1286 | NEI 2019
Berkshire Power | 55041_G_GEN2 | 55041 | G | GEN2 | 3827 | Combined Cycle | NENGREST | Massachusetts | Hampden | 229.3 | 1999 | 9999 | 2019 | 8.8 | 367488 | 0.04789 | NEI 2019
Bridgeport Energy Project | 55042_G_GEN1 | 55042 | G | GEN1 | 3828 | Combined Cycle | NENG_CT | Connecticut | Fairfield | 164 | 1998 | 9999 | 2019 | 9.1052 | 1667220 | 0.01046 | NEI 2019
Bridgeport Energy Project | 55042_G_GEN2 | 55042 | G | GEN2 | 3829 | Combined Cycle | NENG_CT | Connecticut | Fairfield | 164 | 1998 | 9999 | 2019 | 3.774 | 795714 | 0.01046 | NEI 2019
Bridgeport Energy Project | 55042_G_GEN3 | 55042 | G | GEN3 | 3828 | Combined Cycle | NENG_CT | Connecticut | Fairfield | 164 | 1999 | 9999 |  |  |  | 0.01046 | NEI 2019
Cherokee County Cogen | 55043_G_GT1 | 55043 | G | GT1 | 3830 | Combined Cycle | S_VACA | South Carolina | Cherokee | 51 | 1998 | 9999 | 2019 | 18.5578 | 565676.84 | 0.06561 | NEI 2019
Cherokee County Cogen | 55043_G_ST1 | 55043 | G | ST1 | 3830 | Combined Cycle | S_VACA | South Carolina | Cherokee | 35 | 1998 | 9999 |  |  |  | 0.06561 | NEI 2019
Pasadena Cogeneration | 55047_G_CTG1 | 55047 | G | CTG1 | 3831 | Combined Cycle | ERC_REST | Texas | Harris | 165 | 1998 | 9999 | 2019 | 15.53 | 820733 | 0.02685 | NEI 2019
Pasadena Cogeneration | 55047_G_CTG2 | 55047 | G | CTG2 | 3832 | Combined Cycle | ERC_REST | Texas | Harris | 165 | 2000 | 9999 | 2019 | 19.81 | 1055940 | 0.01858 | NEI 2019
Pasadena Cogeneration | 55047_G_CTG3 | 55047 | G | CTG3 | 3833 | Combined Cycle | ERC_REST | Texas | Harris | 165 | 2000 | 9999 | 2019 | 6.55 | 968043 | 0.01858 | NEI 2019
Pasadena Cogeneration | 55047_G_STG1 | 55047 | G | STG1 | 3831 | Combined Cycle | ERC_REST | Texas | Harris | 60 | 1998 | 9999 | 2019 | 0.11 | 344177 | 0.02685 | NEI 2019
Pasadena Cogeneration | 55047_G_STG2 | 55047 | G | STG2 | 3832 | Combined Cycle | ERC_REST | Texas | Harris | 165 | 2000 | 9999 | 2017 | 0.31 | 846459 | 0.01858 | NEI 2019
Tiverton Power Plant | 55048_G_UNT1 | 55048 | G | UNT1 | 3836 | Combined Cycle | NENGREST | Rhode Island | Newport | 177.4 | 2000 | 9999 | 2019 | 16.01 | 1140160 | 0.02808 | NEI 2019
Tiverton Power Plant | 55048_G_UNT2 | 55048 | G | UNT2 | 3836 | Combined Cycle | NENGREST | Rhode Island | Newport | 90.6 | 2000 | 9999 |  |  |  | 0.02808 | NEI 2019
Axiall Plaquemine | 55051_G_X773 | 55051 | G | X773 |  | Combustion Turbine | MIS_AMSO | Louisiana | Iberville | 75 | 1997 | 9999 | 2019 | 19.005 | 511117.998 | 0.07437 | NEI 2019
Axiall Plaquemine | 55051_G_X774 | 55051 | G | X774 |  | Combustion Turbine | MIS_AMSO | Louisiana | Iberville | 75 | 1997 | 9999 | 2019 | 21.6049 | 511117.998 | 0.08454 | NEI 2019
Axiall Plaquemine | 55051_G_X775 | 55051 | G | X775 |  | Combustion Turbine | MIS_AMSO | Louisiana | Iberville | 75 | 1997 | 9999 | 2019 | 19.9335 | 511117.998 | 0.078 | NEI 2019
Jameson Gas Processing Plant | 55052_G_620 | 55052 | G | 620 |  | Combustion Turbine | ERC_WEST | Texas | Coke | 0.4 | 1981 | 9999 |  |  |  | 0.92213 | Default Emission Factor
Jameson Gas Processing Plant | 55052_G_621 | 55052 | G | 621 |  | Combustion Turbine | ERC_WEST | Texas | Coke | 0.4 | 1981 | 9999 |  |  |  | 0.92213 | Default Emission Factor
Jameson Gas Processing Plant | 55052_G_622 | 55052 | G | 622 |  | Combustion Turbine | ERC_WEST | Texas | Coke | 0.5 | 1986 | 9999 |  |  |  | 0.92213 | Default Emission Factor
Jameson Gas Processing Plant | 55052_G_GN410 | 55052 | G | GN410 |  | Combustion Turbine | ERC_WEST | Texas | Coke | 0.5 | 2017 | 9999 |  |  |  | 0.92213 | Default Emission Factor
Livingston Generating Facility | 55054_G_1 | 55054 | G | 1 |  | Landfill Gas | PJM_COMD | Illinois | Livingston | 3.4 | 1999 | 9999 |  |  |  | 0.54258 | Default Emission Factor
Livingston Generating Facility | 55054_G_3 | 55054 | G | 3 |  | Landfill Gas | PJM_COMD | Illinois | Livingston | 3.4 | 1999 | 9999 |  |  |  | 0.54258 | Default Emission Factor
Livingston Generating Facility | 55054_G_GEN2 | 55054 | G | GEN2 |  | Landfill Gas | PJM_COMD | Illinois | Livingston | 3.4 | 2000 | 9999 |  |  |  | 0.54258 | Default Emission Factor
Tenaska Georgia Generation Facility | 55061_G_GTG1 | 55061 | G | GTG1 | 3837 | Combustion Turbine | S_SOU | Georgia | Heard | 157.5 | 2001 | 9999 | 2017 | 0.34719 | 13230.5 | 0.05248 | NEI 2019
Tenaska Georgia Generation Facility | 55061_G_GTG2 | 55061 | G | GTG2 | 3838 | Combustion Turbine | S_SOU | Georgia | Heard | 157.5 | 2001 | 9999 | 2019 | 0.24665 | 21189.834 | 0.02328 | NEI 2019
Tenaska Georgia Generation Facility | 55061_G_GTG3 | 55061 | G | GTG3 | 3839 | Combustion Turbine | S_SOU | Georgia | Heard | 157.5 | 2001 | 9999 | 2017 | 0.29592 | 13230.5 | 0.04473 | NEI 2019
Tenaska Georgia Generation Facility | 55061_G_GTG4 | 55061 | G | GTG4 | 3840 | Combustion Turbine | S_SOU | Georgia | Heard | 157.5 | 2002 | 9999 | 2019 | 0.31181 | 21189.834 | 0.02943 | NEI 2019
Tenaska Georgia Generation Facility | 55061_G_GTG5 | 55061 | G | GTG5 | 3841 | Combustion Turbine | S_SOU | Georgia | Heard | 157.5 | 2002 | 9999 | 2017 | 0.25318 | 13230.5 | 0.03827 | NEI 2019
Tenaska Georgia Generation Facility | 55061_G_GTG6 | 55061 | G | GTG6 | 3842 | Combustion Turbine | S_SOU | Georgia | Heard | 157.5 | 2002 | 9999 | 2017 | 0.25453 | 13230.5 | 0.03848 | NEI 2019
Tenaska Frontier Generation Station | 55062_G_GTG1 | 55062 | G | GTG1 | 3843 | Combined Cycle | ERC_FRNT | Texas | Grimes | 155 | 2000 | 9999 | 2019 | 10.3175 | 641985 | 0.01857 | NEI 2019
Tenaska Frontier Generation Station | 55062_G_GTG2 | 55062 | G | GTG2 | 3844 | Combined Cycle | ERC_FRNT | Texas | Grimes | 155 | 2000 | 9999 | 2019 | 7.7236 | 661029 | 0.01857 | NEI 2019
Tenaska Frontier Generation Station | 55062_G_GTG3 | 55062 | G | GTG3 | 3845 | Combined Cycle | ERC_FRNT | Texas | Grimes | 155 | 2000 | 9999 | 2019 | 19.046 | 1019756 | 0.01857 | NEI 2019
Tenaska Frontier Generation Station | 55062_G_STG1 | 55062 | G | STG1 | 3843 | Combined Cycle | ERC_FRNT | Texas | Grimes | 395 | 2000 | 9999 |  |  |  | 0.01857 | NEI 2019
Batesville Generation Facility | 55063_G_CTG1 | 55063 | G | CTG1 | 3846 | Combined Cycle | S_C_TVA | Mississippi | Panola | 176 | 2000 | 9999 | 2017 | 1.0122 | 547183 | 0.00233 | NEI 2019
Batesville Generation Facility | 55063_G_CTG2 | 55063 | G | CTG2 | 3847 | Combined Cycle | S_C_TVA | Mississippi | Panola | 176 | 2000 | 9999 |  |  |  | 0.04505 | Default Emission Factor
Batesville Generation Facility | 55063_G_CTG3 | 55063 | G | CTG3 | 3848 | Combined Cycle | S_C_TVA | Mississippi | Panola | 176 | 2000 | 9999 |  |  |  | 0.04505 | Default Emission Factor
Batesville Generation Facility | 55063_G_STG1 | 55063 | G | STG1 | 3846 | Combined Cycle | S_C_TVA | Mississippi | Panola | 110 | 2000 | 9999 |  |  |  | 0.00233 | NEI 2019
Batesville Generation Facility | 55063_G_STG2 | 55063 | G | STG2 | 3847 | Combined Cycle | S_C_TVA | Mississippi | Panola | 110 | 2000 | 9999 |  |  |  | 0.04505 | Default Emission Factor
Batesville Generation Facility | 55063_G_STG3 | 55063 | G | STG3 | 3848 | Combined Cycle | S_C_TVA | Mississippi | Panola | 110 | 2000 | 9999 |  |  |  | 0.04505 | Default Emission Factor
Black Hawk Station | 55064_G_UNT1 | 55064 | G | UNT1 | 3849 | Combustion Turbine | SPP_SPS | Texas | Hutchinson | 111.2 | 1999 | 9999 | 2019 | 30.4 | 710430.2903 | 0.08558 | NEI 2019
Black Hawk Station | 55064_G_UNT2B | 55064 | G | UNT2B | 3850 | Combustion Turbine | SPP_SPS | Texas | Hutchinson | 113.3 | 2005 | 9999 | 2019 | 30.8 | 723846.6897 | 0.0851 | NEI 2019
Mustang Station | 55065_G_GEN1 | 55065 | G | GEN1 | 3851 | Combined Cycle | SPP_SPS | Texas | Yoakum | 154 | 1999 | 9999 | 2017 | 34.1658 | 1209803 | 0.05859 | NEI 2019
Mustang Station | 55065_G_GEN2 | 55065 | G | GEN2 | 3852 | Combined Cycle | SPP_SPS | Texas | Yoakum | 153 | 1999 | 9999 | 2019 | 31.5042 | 834502 | 0.05859 | NEI 2019
Mustang Station | 55065_G_GEN3 | 55065 | G | GEN3 | 3851 | Combined Cycle | SPP_SPS | Texas | Yoakum | 157 | 2000 | 9999 |  |  |  | 0.05859 | NEI 2019
Heat Recovery Coke Facility | 55066_G_TG18 | 55066 | G | TG18 |  | Non-Fossil Waste | MIS_INKY | Indiana | Lake | 88 | 1998 | 9999 |  |  |  | 0.70317 | Default Emission Factor
MPEA Energy Center | 55067_G_GEN4 | 55067 | G | GEN4 |  | Combustion Turbine | PJM_COMD | Illinois | Cook | 2 | 2010 | 9999 |  |  |  | 0.92213 | Default Emission Factor
MPEA Energy Center | 55067_G_GEN5 | 55067 | G | GEN5 |  | Combustion Turbine | PJM_COMD | Illinois | Cook | 2 | 2010 | 9999 |  |  |  | 0.92213 | Default Emission Factor
MPEA Energy Center | 55067_G_GEN6 | 55067 | G | GEN6 |  | Combustion Turbine | PJM_COMD | Illinois | Cook | 2 | 2010 | 9999 |  |  |  | 0.92213 | Default Emission Factor
Maine Independence Station | 55068_G_GEN1 | 55068 | G | GEN1 | 3853 | Combined Cycle | NENG_ME | Maine | Penobscot | 156.7 | 2000 | 9999 | 2019 | 1.527 | 69360 | 0.02741 | NEI 2019
Maine Independence Station | 55068_G_GEN2 | 55068 | G | GEN2 | 3854 | Combined Cycle | NENG_ME | Maine | Penobscot | 157.7 | 2000 | 9999 | 2019 | 2.0748 | 94617 | 0.02741 | NEI 2019
Maine Independence Station | 55068_G_GEN3 | 55068 | G | GEN3 | 3853 | Combined Cycle | NENG_ME | Maine | Penobscot | 179.6 | 2000 | 9999 | 2019 | 0.1534 | 109999 | 0.02741 | NEI 2019
Lakeview Gas Recovery | 55074_G_GEN1 | 55074 | G | GEN1 |  | Landfill Gas | PJM_PENE | Pennsylvania | Erie | 3 | 1997 | 9999 |  |  |  | 0.54258 | Default Emission Factor
Lakeview Gas Recovery | 55074_G_GEN2 | 55074 | G | GEN2 |  | Landfill Gas | PJM_PENE | Pennsylvania | Erie | 3 | 1997 | 9999 |  |  |  | 0.54258 | Default Emission Factor
Pine Bluff Energy Center | 55075_G_CT01 | 55075 | G | CT01 | 3855 | Combined Cycle | MIS_AR | Arkansas | Jefferson | 145 | 2001 | 9999 | 2019 | 1.1583 | 978799 | 0.00306 | NEI 2019
Pine Bluff Energy Center | 55075_G_ST01 | 55075 | G | ST01 | 3855 | Combined Cycle | MIS_AR | Arkansas | Jefferson | 47 | 2001 | 9999 | 2019 | 0.63093 | 190459 | 0.00306 | NEI 2019
Desert Star Energy Center | 55077_G_ED01 | 55077 | G | ED01 | 3860 | Combined Cycle | WECC_SNV | Nevada | Clark | 150 | 2000 | 2027 | 2019 | 11.67 | 901680 | 0.03554 | NEI 2019
Desert Star Energy Center | 55077_G_ED02 | 55077 | G | ED02 | 3861 | Combined Cycle | WECC_SNV | Nevada | Clark | 150 | 2000 | 2027 | 2019 | 11.69 | 412822 | 0.03554 | NEI 2019
Desert Star Energy Center | 55077_G_ED03 | 55077 | G | ED03 | 3860 | Combined Cycle | WECC_SNV | Nevada | Clark | 150 | 2000 | 2027 |  |  |  | 0.03554 | NEI 2019
Millennium Power | 55079_G_CT01 | 55079 | G | CT01 | 3862 | Combined Cycle | NENGREST | Massachusetts | Worcester | 214.8 | 2001 | 9999 | 2019 | 9.0454 | 902825 | 0.02004 | NEI 2019
Millennium Power | 55079_G_ST01 | 55079 | G | ST01 | 3862 | Combined Cycle | NENGREST | Massachusetts | Worcester | 120.1 | 2001 | 9999 |  |  |  | 0.02004 | NEI 2019
Brownsville Peaking Power | 55081_G_1 | 55081 | G | 1 | 1456 | Combustion Turbine | S_C_TVA | Tennessee | Haywood | 110 | 1999 | 9999 |  |  |  | 0.11045 | NEI 2019
Brownsville Peaking Power | 55081_G_2 | 55081 | G | 2 | 1457 | Combustion Turbine | S_C_TVA | Tennessee | Haywood | 110 | 1999 | 9999 | 2019 | 13.0369 | 236059.5175 | 0.11045 | NEI 2019
Brownsville Peaking Power | 55081_G_3 | 55081 | G | 3 | 1458 | Combustion Turbine | S_C_TVA | Tennessee | Haywood | 118 | 1999 | 9999 |  |  |  | 0.0626 | NEI 2019
Brownsville Peaking Power | 55081_G_4 | 55081 | G | 4 | 1459 | Combustion Turbine | S_C_TVA | Tennessee | Haywood | 118 | 1999 | 9999 | 2019 | 7.9264 | 253227.4825 | 0.0626 | NEI 2019
Crockett Cogen Project | 55084_G_GE1 | 55084 | G | GE1 |  | Combined Cycle | WEC_CALN | California | Contra Costa | 247.4 | 1995 | 9999 | 2017 | 8.8844 | 1384310 | 0.01284 | NEI 2019
Gregory Power Facility | 55086_G_GT1A | 55086 | G | GT1A | 3863 | Combined Cycle | ERC_REST | Texas | San Patricio | 141 | 2000 | 9999 | 2019 | 7.3535 | 125959 | 0.08091 | NEI 2019
Gregory Power Facility | 55086_G_GT1B | 55086 | G | GT1B | 3864 | Combined Cycle | ERC_REST | Texas | San Patricio | 140 | 2000 | 9999 | 2019 | 7.5009 | 160629 | 0.08091 | NEI 2019
Gregory Power Facility | 55086_G_STG | 55086 | G | STG | 3863 | Combined Cycle | ERC_REST | Texas | San Patricio | 85 | 2000 | 9999 | 2019 | 0.0031 | 80665 | 0.08091 | NEI 2019
Zeeland Generating Station | 55087_G_1A | 55087 | G | 1A | 3865 | Combustion Turbine | MIS_LMI | Michigan | Ottawa | 157.6 | 2001 | 9999 |  |  |  | 0.12736 | Default Emission Factor
Zeeland Generating Station | 55087_G_1B | 55087 | G | 1B | 3866 | Combustion Turbine | MIS_LMI | Michigan | Ottawa | 157.1 | 2001 | 9999 |  |  |  | 0.12736 | Default Emission Factor
Zeeland Generating Station | 55087_G_2A | 55087 | G | 2A | 3867 | Combined Cycle | MIS_LMI | Michigan | Ottawa | 159 | 2002 | 9999 |  |  |  | 0.02099 | NEI 2019
Zeeland Generating Station | 55087_G_2B | 55087 | G | 2B | 3868 | Combined Cycle | MIS_LMI | Michigan | Ottawa | 159.6 | 2002 | 9999 |  |  |  | 0.02099 | NEI 2019
Zeeland Generating Station | 55087_G_2C | 55087 | G | 2C | 3867 | Combined Cycle | MIS_LMI | Michigan | Ottawa | 207 | 2002 | 9999 | 2019 | 39.26 | 4075661 | 0.02099 | NEI 2019
Dearborn Industrial Generation | 55088_G_GT 1 | 55088 | G | GT 1 | 89289 | Combustion Turbine | MIS_LMI | Michigan | Wayne | 163 | 2001 | 9999 | 2019 | 16.345 | 1238763.3667 | 0.02639 | NEI 2019
Dearborn Industrial Generation | 55088_G_GT2 | 55088 | G | GT2 | 89290 | Combustion Turbine | MIS_LMI | Michigan | Wayne | 163 | 2001 | 9999 | 2019 | 18.995 | 1238763.3667 | 0.03067 | NEI 2019
Dearborn Industrial Generation | 55088_G_GTP1 | 55088 | G | GTP1 | 3869 | Combustion Turbine | MIS_LMI | Michigan | Wayne | 163 | 1999 | 9999 | 2019 | 8.33 | 1238763.3667 | 0.01345 | NEI 2019
Taft Cogeneration Facility | 55089_G_CT1 | 55089 | G | CT1 | 3870 | Combined Cycle | MIS_AMSO | Louisiana | St Charles | 146.6 | 2002 | 9999 | 2019 | 38.9644 | 3240259 | 0.04091 | NEI 2019
Taft Cogeneration Facility | 55089_G_CT2 | 55089 | G | CT2 | 3871 | Combined Cycle | MIS_AMSO | Louisiana | St Charles | 142.9 | 2002 | 9999 | 2019 | 37.8182 | 1231898 | 0.04091 | NEI 2019
Taft Cogeneration Facility | 55089_G_CT3 | 55089 | G | CT3 | 3872 | Combined Cycle | MIS_AMSO | Louisiana | St Charles | 150.3 | 2002 | 9999 | 2019 | 41.3129 | 1301619 | 0.04091 | NEI 2019
Taft Cogeneration Facility | 55089_G_ST1 | 55089 | G | ST1 | 3870 | Combined Cycle | MIS_AMSO | Louisiana | St Charles | 299.1 | 2002 | 9999 |  |  |  | 0.04091 | NEI 2019
Plummer Cogen | 55090_G_GEN1 | 55090 | G | GEN1 |  | Biomass | WECC_PNW | Idaho | Benewah | 5.8 | 1982 | 9999 | 2017 | 55.7 | 33832 | 3.2927 | NEI 2019
Midlothian Energy Facility | 55091_G_STK1 | 55091 | G | STK1 | 3873 | Combined Cycle | ERC_REST | Texas | Ellis | 260 | 2000 | 9999 | 2019 | 35.5953 | 883233 | 0.0806 | NEI 2019
Midlothian Energy Facility | 55091_G_STK2 | 55091 | G | STK2 | 3874 | Combined Cycle | ERC_REST | Texas | Ellis | 260 | 2000 | 9999 | 2019 | 26.0137 | 822729 | 0.06324 | NEI 2019
Midlothian Energy Facility | 55091_G_STK3 | 55091 | G | STK3 | 3875 | Combined Cycle | ERC_REST | Texas | Ellis | 260 | 2000 | 9999 | 2019 | 21.7 | 899608 | 0.04824 | NEI 2019
Midlothian Energy Facility | 55091_G_STK4 | 55091 | G | STK4 | 3876 | Combined Cycle | ERC_REST | Texas | Ellis | 259 | 2000 | 9999 | 2019 | 20.6294 | 873889 | 0.04721 | NEI 2019
Midlothian Energy Facility | 55091_G_STK5 | 55091 | G | STK5 | 3877 | Combined Cycle | ERC_REST | Texas | Ellis | 279 | 2001 | 9999 | 2019 | 18.2337 | 958630 | 0.03804 | NEI 2019
Midlothian Energy Facility | 55091_G_STK6 | 55091 | G | STK6 | 3878 | Combined Cycle | ERC_REST | Texas | Ellis | 284 | 2001 | 9999 | 2019 | 17.2747 | 1098749 | 0.03144 | NEI 2019
MM Taunton Energy | 55093_G_UNT1 | 55093 | G | UNT1 |  | Landfill Gas | NENGREST | Massachusetts | Bristol | 0.9 | 1997 | 9999 | 2019 | 0.3842 | 3499 | 0.21961 | NEI 2019
MM Taunton Energy | 55093_G_UNT2 | 55093 | G | UNT2 |  | Landfill Gas | NENGREST | Massachusetts | Bristol | 0.9 | 1997 | 9999 | 2019 | 1.276 | 3499 | 0.72935 | NEI 2019
MM Taunton Energy | 55093_G_UNT3 | 55093 | G | UNT3 |  | Landfill Gas | NENGREST | Massachusetts | Bristol | 0.9 | 2011 | 9999 | 2019 | 3.7374 | 3499 | 2.1363 | NEI 2019
MM Taunton Energy | 55093_G_UNT4 | 55093 | G | UNT4 |  | Landfill Gas | NENGREST | Massachusetts | Bristol | 0.9 | 2011 | 9999 | 2019 | 4.2636 | 3499 | 2.437 | NEI 2019
MM San Diego-Miramar | 55094_G_UNT1 | 55094 | G | UNT1 |  | Landfill Gas | WEC_SDGE | California | San Diego | 1.6 | 1997 | 9999 |  |  |  | 0.54258 | Default Emission Factor
MM San Diego-Miramar | 55094_G_UNT2 | 55094 | G | UNT2 |  | Landfill Gas | WEC_SDGE | California | San Diego | 1.6 | 1997 | 9999 |  |  |  | 0.54258 | Default Emission Factor
MM San Diego-Miramar | 55094_G_UNT3 | 55094 | G | UNT3 |  | Landfill Gas | WEC_SDGE | California | San Diego | 1.6 | 1997 | 9999 |  |  |  | 0.54258 | Default Emission Factor
MM San Diego-Miramar | 55094_G_UNT4 | 55094 | G | UNT4 |  | Landfill Gas | WEC_SDGE | California | San Diego | 1.6 | 1997 | 9999 |  |  |  | 0.54258 | Default Emission Factor
Portside Energy | 55096_G_GT | 55096 | G | GT | 9950 | Combustion Turbine | MIS_INKY | Indiana | Porter | 34 | 1997 | 9999 | 2017 | 9.8587 | 225813 | 0.08732 | NEI 2019
Lamar Power Project | 55097_G_CTG1 | 55097 | G | CTG1 | 3879 | Combined Cycle | ERC_REST | Texas | Lamar | 161 | 2000 | 9999 | 2019 | 25.3202 | 1107859 | 0.02542 | NEI 2019
Lamar Power Project | 55097_G_CTG2 | 55097 | G | CTG2 | 3880 | Combined Cycle | ERC_REST | Texas | Lamar | 153 | 2000 | 9999 | 2019 | 18.4645 | 1056598 | 0.02542 | NEI 2019
Lamar Power Project | 55097_G_CTG3 | 55097 | G | CTG3 | 3881 | Combined Cycle | ERC_REST | Texas | Lamar | 153 | 2000 | 9999 | 2019 | 22.6861 | 1093285 | 0.02527 | NEI 2019
Lamar Power Project | 55097_G_CTG4 | 55097 | G | CTG4 | 3882 | Combined Cycle | ERC_REST | Texas | Lamar | 161 | 2000 | 9999 | 2019 | 22.2572 | 1149053 | 0.02527 | NEI 2019
Lamar Power Project | 55097_G_STG1 | 55097 | G | STG1 | 3879 | Combined Cycle | ERC_REST | Texas | Lamar | 204 | 2000 | 9999 | 2019 | 0.0099 | 1281789 | 0.02542 | NEI 2019
Lamar Power Project | 55097_G_STG2 | 55097 | G | STG2 | 3881 | Combined Cycle | ERC_REST | Texas | Lamar | 204 | 2000 | 9999 | 2019 | 0.0048 | 1315703 | 0.02527 | NEI 2019
Rumford Power, Inc | 55100_G_UNT1 | 55100 | G | UNT1 | 3893 | Combined Cycle | NENG_ME | Maine | Oxford | 164 | 2000 | 9999 | 2019 | 0.18695 | 62416 | 0.00599 | NEI 2019
Rumford Power, Inc | 55100_G_UNT2 | 55100 | G | UNT2 | 3893 | Combined Cycle | NENG_ME | Maine | Oxford | 90 | 2000 | 9999 |  |  |  | 0.00599 | NEI 2019
Kalamazoo River Generating Station | 55101_G_0001 | 55101 | G | 0001 | 3894 | Combustion Turbine | MIS_LMI | Michigan | Kalamazoo | 72 | 1999 | 9999 | 2019 | 2.375 | 60651 | 0.07832 | NEI 2019
Livingston Generating Station | 55102_G_001 | 55102 | G | 001 | 3895 | Combustion Turbine | MIS_LMI | Michigan | Otsego | 33 | 1999 | 9999 |  |  |  | 0.11753 | NEI 2019
Livingston Generating Station | 55102_G_002 | 55102 | G | 002 | 3896 | Combustion Turbine | MIS_LMI | Michigan | Otsego | 33 | 1999 | 9999 |  |  |  | 0.11753 | NEI 2019
Livingston Generating Station | 55102_G_003 | 55102 | G | 003 | 3897 | Combustion Turbine | MIS_LMI | Michigan | Otsego | 33 | 1999 | 9999 |  |  |  | 0.11753 | NEI 2019
Livingston Generating Station | 55102_G_004 | 55102 | G | 004 | 3898 | Combustion Turbine | MIS_LMI | Michigan | Otsego | 33 | 1999 | 9999 | 2019 | 0.6735 | 11461 | 0.11753 | NEI 2019
Klamath Cogeneration Plant | 55103_G_CT1 | 55103 | G | CT1 | 3899 | Combined Cycle | WECC_PNW | Oregon | Klamath | 155 | 2001 | 9999 | 2017 | 15.3 | 2210937.49 | 0.01384 | NEI 2019
Klamath Cogeneration Plant | 55103_G_CT2 | 55103 | G | CT2 | 3900 | Combined Cycle | WECC_PNW | Oregon | Klamath | 155 | 2001 | 9999 |  |  |  | 0.01384 | NEI 2019
Klamath Cogeneration Plant | 55103_G_ST1 | 55103 | G | ST1 | 3899 | Combined Cycle | WECC_PNW | Oregon | Klamath | 180 | 2001 | 9999 |  |  |  | 0.01384 | NEI 2019
Rhode Island State Energy Center | 55107_G_CTG1 | 55107 | G | CTG1 | 3903 | Combined Cycle | NENGREST | Rhode Island | Providence | 168 | 2002 | 9999 |  |  |  | 0.03305 | NEI 2019
Rhode Island State Energy Center | 55107_G_CTG2 | 55107 | G | CTG2 | 3904 | Combined Cycle | NENGREST | Rhode Island | Providence | 168 | 2002 | 9999 | 2019 | 50.8745 | 3079007 | 0.03305 | NEI 2019
Rhode Island State Energy Center | 55107_G_STG1 | 55107 | G | STG1 | 3903 | Combined Cycle | NENGREST | Rhode Island | Providence | 218 | 2002 | 9999 |  |  |  | 0.03305 | NEI 2019
Rocky Road Power LLC | 55109_G_T4 | 55109 | G | T4 | 3911 | Combustion Turbine | PJM_COMD | Illinois | Kane | 104 | 2000 | 2045 | 2019 | 0.55893 | 14740.9231 | 0.07583 | NEI 2019
Rocky Road Power LLC | 55109_G_TG1 | 55109 | G | TG1 | 3908 | Combustion Turbine | PJM_COMD | Illinois | Kane | 102.2 | 1999 | 2045 | 2017 | 1.3168 | 5154.7503 | 0.51091 | NEI 2019
Rocky Road Power LLC | 55109_G_TG2 | 55109 | G | TG2 | 3909 | Combustion Turbine | PJM_COMD | Illinois | Kane | 103.6 | 1999 | 2045 | 2019 | 1.0243 | 14684.2272 | 0.13951 | NEI 2019
Rocky Road Power LLC | 55109_G_TG3 | 55109 | G | TG3 | 3910 | Combustion Turbine | PJM_COMD | Illinois | Kane | 28.2 | 1999 | 2045 | 2019 | 0.91875 | 3997.058 | 0.45971 | NEI 2019
Madison | 55110_G_CT1 | 55110 | G | CT1 | 3912 | Combustion Turbine | PJM_West | Ohio | Butler | 71 | 2000 | 9999 | 2019 | 1.96 | 41908.3145 | 0.09354 | NEI 2019
Madison | 55110_G_CT2 | 55110 | G | CT2 | 3913 | Combustion Turbine | PJM_West | Ohio | Butler | 71 | 2000 | 9999 | 2019 | 1.96 | 41908.3145 | 0.09354 | NEI 2019
Madison | 55110_G_CT3 | 55110 | G | CT3 | 3914 | Combustion Turbine | PJM_West | Ohio | Butler | 69 | 2000 | 9999 | 2019 | 2.1 | 40727.7986 | 0.10312 | NEI 2019
Madison | 55110_G_CT4 | 55110 | G | CT4 | 3915 | Combustion Turbine | PJM_West | Ohio | Butler | 70 | 2000 | 9999 | 2019 | 1.95 | 41318.0565 | 0.09439 | NEI 2019
Madison | 55110_G_CT5 | 55110 | G | CT5 | 3916 | Combustion Turbine | PJM_West | Ohio | Butler | 70 | 2000 | 9999 | 2019 | 2.11 | 41318.0565 | 0.10214 | NEI 2019
Madison | 55110_G_CT6 | 55110 | G | CT6 | 3917 | Combustion Turbine | PJM_West | Ohio | Butler | 72 | 2000 | 9999 | 2019 | 1.98 | 42498.5724 | 0.09318 | NEI 2019
Madison | 55110_G_CT7 | 55110 | G | CT7 | 3918 | Combustion Turbine | PJM_West | Ohio | Butler | 73 | 2000 | 9999 | 2019 | 2.23 | 43088.8304 | 0.10351 | NEI 2019
Madison | 55110_G_CT8 | 55110 | G | CT8 | 3919 | Combustion Turbine | PJM_West | Ohio | Butler | 70 | 2000 | 9999 | 2019 | 1.72 | 41318.0565 | 0.08326 | NEI 2019
Vermillion Energy Facility | 55111_G_CT1 | 55111 | G | CT1 | 3920 | Combustion Turbine | MIS_INKY | Indiana | Vermillion | 72 | 2000 | 9999 | 2017 | 0.043181 | 7284.625 | 0.01186 | NEI 2019
Vermillion Energy Facility | 55111_G_CT2 | 55111 | G | CT2 | 3921 | Combustion Turbine | MIS_INKY | Indiana | Vermillion | 72 | 2000 | 9999 | 2019 | 0.19366 | 12499.25 | 0.03099 | NEI 2019
Vermillion Energy Facility | 55111_G_CT3 | 55111 | G | CT3 | 3922 | Combustion Turbine | MIS_INKY | Indiana | Vermillion | 71 | 2000 | 9999 | 2019 | 0.29175 | 12325.6493 | 0.04734 | NEI 2019
Vermillion Energy Facility | 55111_G_CT4 | 55111 | G | CT4 | 3923 | Combustion Turbine | MIS_INKY | Indiana | Vermillion | 73 | 2000 | 9999 | 2019 | 0.31235 | 12672.8507 | 0.0493 | NEI 2019
Vermillion Energy Facility | 55111_G_CT5 | 55111 | G | CT5 | 3924 | Combustion Turbine | MIS_INKY | Indiana | Vermillion | 71 | 2000 | 9999 | 2019 | 0.39058 | 12325.6493 | 0.06338 | NEI 2019
Vermillion Energy Facility | 55111_G_CT6 | 55111 | G | CT6 | 3925 | Combustion Turbine | MIS_INKY | Indiana | Vermillion | 72 | 2000 | 9999 | 2017 | 0.035543 | 7284.625 | 0.00976 | NEI 2019
Vermillion Energy Facility | 55111_G_CT7 | 55111 | G | CT7 | 3926 | Combustion Turbine | MIS_INKY | Indiana | Vermillion | 72 | 2000 | 9999 | 2017 | 0.39577 | 7284.625 | 0.10866 | NEI 2019
Vermillion Energy Facility | 55111_G_CT8 | 55111 | G | CT8 | 3927 | Combustion Turbine | MIS_INKY | Indiana | Vermillion | 73 | 2000 | 9999 | 2019 | 0.16043 | 12672.8507 | 0.02532 | NEI 2019
Sutter Energy Center | 55112_G_CT01 | 55112 | G | CT01 | 3928 | Combined Cycle | WEC_CALN | California | Sutter | 175 | 2001 | 9999 |  |  |  | 0.04505 | Default Emission Factor
Sutter Energy Center | 55112_G_CT02 | 55112 | G | CT02 | 3929 | Combined Cycle | WEC_CALN | California | Sutter | 175 | 2001 | 9999 |  |  |  | 0.04505 | Default Emission Factor
Sutter Energy Center | 55112_G_ST01 | 55112 | G | ST01 | 3928 | Combined Cycle | WEC_CALN | California | Sutter | 180 | 2001 | 9999 |  |  |  | 0.04505 | Default Emission Factor
Rockingham County CT Station | 55116_G_CT1 | 55116 | G | CT1 | 3935 | Combustion Turbine | S_VACA | North Carolina | Rockingham | 165 | 2000 | 9999 |  |  |  | 0.01745 | NEI 2019
Rockingham County CT Station | 55116_G_CT2 | 55116 | G | CT2 | 3936 | Combustion Turbine | S_VACA | North Carolina | Rockingham | 165 | 2000 | 9999 |  |  |  | 0.01745 | NEI 2019
Rockingham County CT Station | 55116_G_CT3 | 55116 | G | CT3 | 3937 | Combustion Turbine | S_VACA | North Carolina | Rockingham | 165 | 2000 | 9999 |  |  |  | 0.01745 | NEI 2019
Rockingham County CT Station | 55116_G_CT4 | 55116 | G | CT4 | 3938 | Combustion Turbine | S_VACA | North Carolina | Rockingham | 165 | 2000 | 9999 |  |  |  | 0.01745 | NEI 2019
Rockingham County CT Station | 55116_G_CT5 | 55116 | G | CT5 | 3939 | Combustion Turbine | S_VACA | North Carolina | Rockingham | 165 | 2000 | 9999 | 2019 | 8.37 | 959483.997 | 0.01745 | NEI 2019
RS Cogen | 55117_G_RS-4 | 55117 | G | RS-4 | 3940 | Combined Cycle | MIS_WOTA | Louisiana | Calcasieu | 80 | 2002 | 9999 |  |  |  | 0.09634 | NEI 2019
RS Cogen | 55117_G_RS-5 | 55117 | G | RS-5 | 3940 | Combined Cycle | MIS_WOTA | Louisiana | Calcasieu | 167.7 | 2002 | 9999 | 2019 | 69.43 | 1719500.39 | 0.09634 | NEI 2019
RS Cogen | 55117_G_RS-6 | 55117 | G | RS-6 | 3941 | Combined Cycle | MIS_WOTA | Louisiana | Calcasieu | 167.7 | 2002 | 9999 | 2019 | 70.91 | 1193962.1 | 0.09634 | NEI 2019
NAFTA Region Olefins Complex Cogen Fac | 55122_G_UN1 | 55122 | G | UN1 |  | Combustion Turbine | MIS_WOTA | Texas | Jefferson | 35 | 2001 | 9999 | 2019 | 5.715 | 194823.51 | 0.05867 | NEI 2019
NAFTA Region Olefins Complex Cogen Fac | 55122_G_UN2 | 55122 | G | UN2 |  | Combustion Turbine | MIS_WOTA | Texas | Jefferson | 35 | 2001 | 9999 | 2019 | 9.5439 | 194823.51 | 0.09798 | NEI 2019
Magic Valley Generating Station | 55123_G_CTG1 | 55123 | G | CTG1 | 3951 | Combined Cycle | ERC_REST | Texas | Hidalgo | 221 | 2002 | 9999 | 2019 | 12.26 | 854248 | 0.03098 | NEI 2019
Magic Valley Generating Station | 55123_G_CTG2 | 55123 | G | CTG2 | 3952 | Combined Cycle | ERC_REST | Texas | Hidalgo | 221 | 2002 | 9999 | 2019 | 31.89 | 955758 | 0.03098 | NEI 2019
Magic Valley Generating Station | 55123_G_STG | 55123 | G | STG | 3951 | Combined Cycle | ERC_REST | Texas | Hidalgo | 240 | 2002 | 9999 |  |  |  | 0.03098 | NEI 2019
Griffith Energy LLC | 55124_G_CTG1 | 55124 | G | CTG1 | 3953 | Combined Cycle | WECC_AZ | Arizona | Mohave | 147 | 2002 | 9999 | 2019 | 36.798 | 870659 | 0.031 | NEI 2019
Griffith Energy LLC | 55124_G_CTG2 | 55124 | G | CTG2 | 3954 | Combined Cycle | WECC_AZ | Arizona | Mohave | 147 | 2002 | 9999 | 2019 | 9.416 | 913461 | 0.031 | NEI 2019
Griffith Energy LLC | 55124_G_STG | 55124 | G | STG | 3953 | Combined Cycle | WECC_AZ | Arizona | Mohave | 276 | 2002 | 9999 |  |  |  | 0.031 | NEI 2019
Milford Power Project | 55126_G_CA01 | 55126 | G | CA01 | 3956 | Combined Cycle | NENG_CT | Connecticut | New Haven | 270.9 | 2004 | 9999 | 2019 | 18.6424 | 1890314 | 0.01972 | NEI 2019
Milford Power Project | 55126_G_CA02 | 55126 | G | CA02 | 3957 | Combined Cycle | NENG_CT | Connecticut | New Haven | 266.7 | 2004 | 9999 | 2019 | 19.0329 | 1823475 | 0.02088 | NEI 2019
Manchief Electric Generating Station | 55127_G_UN1 | 55127 | G | UN1 | 3958 | Combustion Turbine | WECC_CO | Colorado | Morgan | 132 | 2000 | 9999 | 2017 | 1.9517 | 55943 | 0.06978 | NEI 2019
Manchief Electric Generating Station | 55127_G_UN2 | 55127 | G | UN2 | 3959 | Combustion Turbine | WECC_CO | Colorado | Morgan | 132 | 2000 | 9999 | 2017 | 1.8083 | 55943 | 0.06465 | NEI 2019
Walton County Power LLC | 55128_G_101G | 55128 | G | 101G | 3960 | Combustion Turbine | S_SOU | Georgia | Walton | 151.5 | 2001 | 9999 | 2019 | 0.99 | 152718.6667 | 0.01297 | NEI 2019
Walton County Power LLC | 55128_G_102G | 55128 | G | 102G | 3961 | Combustion Turbine | S_SOU | Georgia | Walton | 151.5 | 2001 | 9999 | 2019 | 1.06 | 152718.6667 | 0.01388 | NEI 2019
Walton County Power LLC | 55128_G_103G | 55128 | G | 103G | 3962 | Combustion Turbine | S_SOU | Georgia | Walton | 151.5 | 2001 | 9999 | 2017 | 1.02 | 83163 | 0.02453 | NEI 2019
Desert Basin | 55129_G_CTG1 | 55129 | G | CTG1 | 3964 | Combined Cycle | WECC_AZ | Arizona | Pinal | 162 | 2001 | 9999 |  |  |  | 0.04505 | Default Emission Factor
Desert Basin | 55129_G_CTG2 | 55129 | G | CTG2 | 3965 | Combined Cycle | WECC_AZ | Arizona | Pinal | 162 | 2001 | 9999 |  |  |  | 0.04505 | Default Emission Factor
Desert Basin | 55129_G_STG | 55129 | G | STG | 3964 | Combined Cycle | WECC_AZ | Arizona | Pinal | 253 | 2001 | 9999 |  |  |  | 0.04505 | Default Emission Factor
Kendall County Generation Facility | 55131_G_CTG1 | 55131 | G | CTG1 | 3966 | Combined Cycle | PJM_COMD | Illinois | Kendall | 160 | 2002 | 2045 | 2019 | 36.5327 | 1032767 | 0.04642 | NEI 2019
Kendall County Generation Facility | 55131_G_CTG2 | 55131 | G | CTG2 | 3967 | Combined Cycle | PJM_COMD | Illinois | Kendall | 160 | 2002 | 2045 | 2019 | 29.3528 | 1101020 | 0.03516 | NEI 2019
Kendall County Generation Facility | 55131_G_CTG3 | 55131 | G | CTG3 | 3968 | Combined Cycle | PJM_COMD | Illinois | Kendall | 160 | 2002 | 2045 | 2017 | 33.6616 | 1081300 | 0.04162 | NEI 2019
Kendall County Generation Facility | 55131_G_CTG4 | 55131 | G | CTG4 | 3969 | Combined Cycle | PJM_COMD | Illinois | Kendall | 160 | 2002 | 2045 | 2017 | 35.767 | 1016271 | 0.0459 | NEI 2019
Kendall County Generation Facility | 55131_G_STG1 | 55131 | G | STG1 | 3966 | Combined Cycle | PJM_COMD | Illinois | Kendall | 125 | 2002 | 2045 |  |  |  | 0.04642 | NEI 2019
Kendall County Generation Facility | 55131_G_STG2 | 55131 | G | STG2 | 3967 | Combined Cycle | PJM_COMD | Illinois | Kendall | 125 | 2002 | 2045 |  |  |  | 0.03516 | NEI 2019
Kendall County Generation Facility | 55131_G_STG3 | 55131 | G | STG3 | 3968 | Combined Cycle | PJM_COMD | Illinois | Kendall | 125 | 2002 | 2045 |  |  |  | 0.04162 | NEI 2019
Kendall County Generation Facility | 55131_G_STG4 | 55131 | G | STG4 | 3969 | Combined Cycle | PJM_COMD | Illinois | Kendall | 125 | 2002 | 2045 |  |  |  | 0.0459 | NEI 2019
Tenaska Gateway Generating Station | 55132_G_GTG1 | 55132 | G | GTG1 | 3970 | Combined Cycle | ERC_GWAY | Texas | Rusk | 146 | 2001 | 9999 | 2019 | 62.4009 | 2394747 | 0.04094 | NEI 2019
Tenaska Gateway Generating Station | 55132_G_GTG2 | 55132 | G | GTG2 | 3971 | Combined Cycle | ERC_GWAY | Texas | Rusk | 149 | 2001 | 9999 | 2019 | 9.4583 | 777607 | 0.04094 | NEI 2019
Tenaska Gateway Generating Station | 55132_G_GTG3 | 55132 | G | GTG3 | 3972 | Combined Cycle | ERC_GWAY | Texas | Rusk | 148 | 2001 | 9999 | 2019 | 8.0576 | 731403 | 0.04094 | NEI 2019
Tenaska Gateway Generating Station | 55132_G_STG1 | 55132 | G | STG1 | 3970 | Combined Cycle | ERC_GWAY | Texas | Rusk | 402 | 2001 | 9999 |  |  |  | 0.04094 | NEI 2019
Thomson Reuters Campus Bldg A-D | 55133_G_3086 | 55133 | G | 3086 |  | Combustion Turbine | MIS_MNWI | Minnesota | Dakota | 1.6 | 1999 | 9999 |  |  |  | 0.92213 | Default Emission Factor
Thomson Reuters Campus Bldg A-D | 55133_G_3087 | 55133 | G | 3087 |  | Combustion Turbine | MIS_MNWI | Minnesota | Dakota | 1.6 | 1999 | 9999 |  |  |  | 0.92213 | Default Emission Factor
Thomson Reuters Campus Bldg A-D | 55133_G_3088 | 55133 | G | 3088 |  | Combustion Turbine | MIS_MNWI | Minnesota | Dakota | 1.6 | 1999 | 9999 |  |  |  | 0.92213 | Default Emission Factor
Thomson Reuters Campus Bldg A-D | 55133_G_3089 | 55133 | G | 3089 |  | Combustion Turbine | MIS_MNWI | Minnesota | Dakota | 1.6 | 1999 | 9999 |  |  |  | 0.92213 | Default Emission Factor
Thomson Reuters Campus Bldg A-D | 55133_G_3090 | 55133 | G | 3090 |  | Combustion Turbine | MIS_MNWI | Minnesota | Dakota | 1.6 | 1999 | 9999 |  |  |  | 0.92213 | Default Emission Factor
Thomson Reuters Campus Bldg A-D | 55133_G_3091 | 55133 | G | 3091 |  | Combustion Turbine | MIS_MNWI | Minnesota | Dakota | 1.6 | 1999 | 9999 |  |  |  | 0.92213 | Default Emission Factor
Thomson Reuters Campus Bldg A-D | 55133_G_3093 | 55133 | G | 3093 |  | Combustion Turbine | MIS_MNWI | Minnesota | Dakota | 1.6 | 1999 | 9999 |  |  |  | 0.92213 | Default Emission Factor
Alliant Energy Neenah | 55135_G_CT01 | 55135 | G | CT01 | 3973 | Combustion Turbine | MIS_WUMS | Wisconsin | Winnebago | 152.5 | 2000 | 9999 | 2019 | 3.7 | 151837.0887 | 0.04874 | NEI 2019
Alliant Energy Neenah | 55135_G_CT02 | 55135 | G | CT02 | 3974 | Combustion Turbine | MIS_WUMS | Wisconsin | Winnebago | 148.4 | 2000 | 9999 | 2019 | 4.893 | 147754.9113 | 0.06623 | NEI 2019
Rio Nogales Power Project | 55137_G_CTG1 | 55137 | G | CTG1 | 3975 | Combined Cycle | ERC_REST | Texas | Guadalupe | 165 | 2002 | 9999 | 2019 | 25.3974 | 2385946 | 0.0417 | NEI 2019
Rio Nogales Power Project | 55137_G_CTG2 | 55137 | G | CTG2 | 3976 | Combined Cycle | ERC_REST | Texas | Guadalupe | 169 | 2002 | 9999 | 2019 | 25.1194 | 837414 | 0.0417 | NEI 2019
Rio Nogales Power Project | 55137_G_CTG3 | 55137 | G | CTG3 | 3977 | Combined Cycle | ERC_REST | Texas | Guadalupe | 169 | 2002 | 9999 | 2019 | 34.6033 | 858880.99 | 0.0417 | NEI 2019
Rio Nogales Power Project | 55137_G_STG1 | 55137 | G | STG1 | 3975 | Combined Cycle | ERC_REST | Texas | Guadalupe | 323 | 2002 | 9999 |  |  |  | 0.0417 | NEI 2019
Walton Discover Power Facility | 55138_G_UN1 | 55138 | G | UN1 | 88304 | Combustion Turbine | S_SOU | Alabama | LEE | 50 | 1999 | 9999 | 2019 | 0.17321 | 4468.5 | 0.07753 | NEI 2019
Walton Discover Power Facility | 55138_G_UN2 | 55138 | G | UN2 | 88306 | Combustion Turbine | S_SOU | Alabama | LEE | 50 | 1999 | 9999 |  |  |  | 0.12736 | Default Emission Factor
Wolf Hollow I LP | 55139_G_CTG1 | 55139 | G | CTG1 | 3981 | Combined Cycle | ERC_REST | Texas | Hood | 212.5 | 2003 | 9999 | 2019 | 38.8565 | 1543404 | 0.0545 | NEI 2019
Wolf Hollow I LP | 55139_G_CTG2 | 55139 | G | CTG2 | 3982 | Combined Cycle | ERC_REST | Texas | Hood | 212.5 | 2003 | 9999 | 2019 | 23.6089 | 748730 | 0.0545 | NEI 2019
Wolf Hollow I LP | 55139_G_ST | 55139 | G | ST | 3981 | Combined Cycle | ERC_REST | Texas | Hood | 280 | 2003 | 9999 |  |  |  | 0.0545 | NEI 2019
Hawk Road Facility | 55141_G_CT1 | 55141 | G | CT1 | 3991 | Combustion Turbine | S_SOU | Georgia | Heard | 153 | 2001 | 9999 | 2019 | 10.01 | 188409.6252 | 0.10626 | NEI 2019
Hawk Road Facility | 55141_G_CT2 | 55141 | G | CT2 | 3992 | Combustion Turbine | S_SOU | Georgia | Heard | 150.3 | 2001 | 9999 | 2019 | 9.646 | 185084.7495 | 0.10423 | NEI 2019
Hawk Road Facility | 55141_G_CT3 | 55141 | G | CT3 | 3993 | Combustion Turbine | S_SOU | Georgia | Heard | 153 | 2001 | 9999 | 2019 | 7.098 | 188409.6252 | 0.07535 | NEI 2019
Hays Energy Project | 55144_G_U1 | 55144 | G | U1 | 4002 | Combined Cycle | ERC_REST | Texas | Hays | 210 | 2002 | 9999 | 2019 | 17.6679 | 776522 | 0.04551 | NEI 2019
Hays Energy Project | 55144_G_U2 | 55144 | G | U2 | 4003 | Combined Cycle | ERC_REST | Texas | Hays | 211 | 2002 | 9999 | 2019 | 16.0255 | 850385 | 0.03769 | NEI 2019
Hays Energy Project | 55144_G_U3 | 55144 | G | U3 | 4004 | Combined Cycle | ERC_REST | Texas | Hays | 210 | 2002 | 9999 | 2019 | 17.5956 | 702565 | 0.05009 | NEI 2019
Hays Energy Project | 55144_G_U4 | 55144 | G | U4 | 4005 | Combined Cycle | ERC_REST | Texas | Hays | 213 | 2002 | 9999 | 2019 | 19.8968 | 789866 | 0.05038 | NEI 2019
Green Country Energy LLC | 55146_G_CTG1 | 55146 | G | CTG1 | 4006 | Combined Cycle | SPP_WEST | Oklahoma | Tulsa | 155 | 2002 | 9999 | 2019 | 12.2869 | 940838 | 0.01567 | NEI 2019
Green Country Energy LLC | 55146_G_CTG2 | 55146 | G | CTG2 | 4007 | Combined Cycle | SPP_WEST | Oklahoma | Tulsa | 155 | 2002 | 9999 | 2019 | 4.3552 | 887708 | 0.006 | NEI 2019
Green Country Energy LLC | 55146_G_CTG3 | 55146 | G | CTG3 | 4008 | Combined Cycle | SPP_WEST | Oklahoma | Tulsa | 155 | 2002 | 9999 | 2019 | 19.8496 | 1044117 | 0.0233 | NEI 2019
Green Country Energy LLC | 55146_G_STG1 | 55146 | G | STG1 | 4006 | Combined Cycle | SPP_WEST | Oklahoma | Tulsa | 106 | 2002 | 9999 | 2019 | 0.008892 | 629006 | 0.01567 | NEI 2019
Green Country Energy LLC | 55146_G_STG2 | 55146 | G | STG2 | 4007 | Combined Cycle | SPP_WEST | Oklahoma | Tulsa | 106 | 2002 | 9999 |  |  |  | 0.006 | NEI 2019
Green Country Energy LLC | 55146_G_STG3 | 55146 | G | STG3 | 4008 | Combined Cycle | SPP_WEST | Oklahoma | Tulsa | 106 | 2002 | 9999 |  |  |  | 0.0233 | NEI 2019
Worthington Generation LLC | 55148_G_1 | 55148 | G | 1 | 4017 | Combustion Turbine | MIS_INKY | Indiana | Greene | 41.5 | 2000 | 9999 | 2019 | 0.45593 | 15198.25 | 0.06 | NEI 2019
Worthington Generation LLC | 55148_G_2 | 55148 | G | 2 | 4018 | Combustion Turbine | MIS_INKY | Indiana | Greene | 41.5 | 2000 | 9999 | 2019 | 0.42177 | 15198.25 | 0.0555 | NEI 2019
Worthington Generation LLC | 55148_G_3 | 55148 | G | 3 | 4019 | Combustion Turbine | MIS_INKY | Indiana | Greene | 41.5 | 2000 | 9999 | 2019 | 0.29105 | 15198.25 | 0.0383 | NEI 2019
Worthington Generation LLC | 55148_G_4 | 55148 | G | 4 | 4020 | Combustion Turbine | MIS_INKY | Indiana | Greene | 41.5 | 2000 | 9999 | 2019 | 0.47269 | 15198.25 | 0.0622 | NEI 2019
Lake Road Generating Plant | 55149_G_U1 | 55149 | G | U1 | 4021 | Combined Cycle | NENG_CT | Connecticut | Windham | 270.8 | 2002 | 9999 | 2019 | 15.5472 | 1862989 | 0.01669 | NEI 2019
Lake Road Generating Plant | 55149_G_U2 | 55149 | G | U2 | 4022 | Combined Cycle | NENG_CT | Connecticut | Windham | 275 | 2002 | 9999 | 2019 | 20.8764 | 1811289 | 0.02305 | NEI 2019
Lake Road Generating Plant | 55149_G_U3 | 55149 | G | U3 | 4023 | Combined Cycle | NENG_CT | Connecticut | Windham | 286.7 | 2002 | 9999 | 2019 | 16.4438 | 1647892 | 0.01996 | NEI 2019
La Paloma Generating Plant | 55151_G_GEN1 | 55151 | G | GEN1 | 4024 | Combined Cycle | WEC_CALN | California | Kern | 243.7 | 2003 | 9999 | 2017 | 16.3971 | 947774 | 0.0346 | NEI 2019
La Paloma Generating Plant | 55151_G_GEN2 | 55151 | G | GEN2 | 4025 | Combined Cycle | WEC_CALN | California | Kern | 241.6 | 2003 | 9999 | 2017 | 18.7533 | 902625 | 0.04155 | NEI 2019
La Paloma Generating Plant | 55151_G_GEN3 | 55151 | G | GEN3 | 4026 | Combined Cycle | WEC_CALN | California | Kern | 237.4 | 2003 | 9999 | 2017 | 16.2182 | 771250 | 0.04206 | NEI 2019
La Paloma Generating Plant | 55151_G_GEN4 | 55151 | G | GEN4 | 4027 | Combined Cycle | WEC_CALN | California | Kern | 242.7 | 2003 | 9999 | 2017 | 7.4148 | 347641 | 0.04266 | NEI 2019
Guadalupe Generating Station | 55153_G_CTG1 | 55153 | G | CTG1 | 4028 | Combined Cycle | ERC_REST | Texas | Guadalupe | 148 | 2000 | 9999 | 2019 | 16.65 | 715921 | 0.02894 | NEI 2019
Guadalupe Generating Station | 55153_G_CTG2 | 55153 | G | CTG2 | 4029 | Combined Cycle | ERC_REST | Texas | Guadalupe | 148 | 2000 | 9999 | 2019 | 16.18 | 692925 | 0.02894 | NEI 2019
Guadalupe Generating Station | 55153_G_CTG3 | 55153 | G | CTG3 | 4030 | Combined Cycle | ERC_REST | Texas | Guadalupe | 148 | 2000 | 9999 | 2019 | 23.84 | 1023515 | 0.02894 | NEI 2019
Guadalupe Generating Station | 55153_G_CTG4 | 55153 | G | CTG4 | 4031 | Combined Cycle | ERC_REST | Texas | Guadalupe | 148 | 2000 | 9999 | 2019 | 22.96 | 996791 | 0.02894 | NEI 2019
Guadalupe Generating Station | 55153_G_STG1 | 55153 | G | STG1 | 4028 | Combined Cycle | ERC_REST | Texas | Guadalupe | 197 | 2000 | 9999 |  |  |  | 0.02894 | NEI 2019
Guadalupe Generating Station | 55153_G_STG2 | 55153 | G | STG2 | 4030 | Combined Cycle | ERC_REST | Texas | Guadalupe | 197 | 2000 | 9999 |  |  |  | 0.02894 | NEI 2019
Lost Pines 1 Power Project | 55154_G_CTA | 55154 | G | CTA | 4032 | Combined Cycle | ERC_REST | Texas | Bastrop | 169 | 2001 | 9999 | 2019 | 21.39 | 789392 | 0.03527 | NEI 2019
Lost Pines 1 Power Project | 55154_G_CTB | 55154 | G | CTB | 4033 | Combined Cycle | ERC_REST | Texas | Bastrop | 169 | 2001 | 9999 | 2019 | 21.61 | 767091 | 0.03527 | NEI 2019
Lost Pines 1 Power Project | 55154_G_ST | 55154 | G | ST | 4032 | Combined Cycle | ERC_REST | Texas | Bastrop | 172 | 2001 | 9999 |  |  |  | 0.03527 | NEI 2019
MM Albany Energy | 55155_G_UNT1 | 55155 | G | UNT1 |  | Landfill Gas | NY_Z_F | New York | Albany | 0.9 | 1998 | 9999 |  |  |  | 0.54258 | Default Emission Factor
MM Albany Energy | 55155_G_UNT2 | 55155 | G | UNT2 |  | Landfill Gas | NY_Z_F | New York | Albany | 0.9 | 1998 | 9999 |  |  |  | 0.54258 | Default Emission Factor
MM Albany Energy | 55155_G_UNT3 | 55155 | G | UNT3 |  | Landfill Gas | NY_Z_F | New York | Albany | 0.9 | 2008 | 9999 |  |  |  | 0.54258 | Default Emission Factor
MM Albany Energy | 55155_G_UNT4 | 55155 | G | UNT4 |  | Landfill Gas | NY_Z_F | New York | Albany | 1.6 | 2012 | 9999 |  |  |  | 0.54258 | Default Emission Factor
MM Albany Energy | 55155_G_UNT5 | 55155 | G | UNT5 |  | Landfill Gas | NY_Z_F | New York | Albany | 1.6 | 2012 | 9999 |  |  |  | 0.54258 | Default Emission Factor
MM Prince William Energy | 55156_G_UNT1 | 55156 | G | UNT1 |  | Landfill Gas | PJM_Dom | Virginia | Prince William | 0.9 | 1998 | 9999 |  |  |  | 0.54258 | Default Emission Factor
MM Prince William Energy | 55156_G_UNT2 | 55156 | G | UNT2 |  | Landfill Gas | PJM_Dom | Virginia | Prince William | 0.9 | 1998 | 9999 |  |  |  | 0.54258 | Default Emission Factor
MM Prince William Energy | 55156_G_UNT3 | 55156 | G | UNT3 |  | Landfill Gas | PJM_Dom | Virginia | Prince William | 1.6 | 2013 | 9999 |  |  |  | 0.54258 | Default Emission Factor
MM Prince William Energy | 55156_G_UNT4 | 55156 | G | UNT4 |  | Landfill Gas | PJM_Dom | Virginia | Prince William | 1.6 | 2013 | 9999 |  |  |  | 0.54258 | Default Emission Factor
MM Prince William Energy | 55156_G_UNT5 | 55156 | G | UNT5 |  | Landfill Gas | PJM_Dom | Virginia | Prince William | 1.6 | 2013 | 9999 |  |  |  | 0.54258 | Default Emission Factor
MM Tulare Energy | 55160_G_UNT1 | 55160 | G | UNT1 |  | Landfill Gas | WECC_SCE | California | Tulare | 0.8 | 1998 | 9999 |  |  |  | 0.54258 | Default Emission Factor
MM Tulare Energy | 55160_G_UNT2 | 55160 | G | UNT2 |  | Landfill Gas | WECC_SCE | California | Tulare | 0.8 | 1998 | 9999 |  |  |  | 0.54258 | Default Emission Factor
Bluegrass Generating Station | 55164_G_CT1 | 55164 | G | CT1 | 4034 | Combustion Turbine | PJM_West | Kentucky | Oldham | 167 | 2002 | 9999 | 2017 | 4.1463 | 26717 | 0.31039 | NEI 2019
Bluegrass Generating Station | 55164_G_CT2 | 55164 | G | CT2 | 4035 | Combustion Turbine | PJM_West | Kentucky | Oldham | 167 | 2002 | 9999 | 2017 | 3.512 | 26717 | 0.2629 | NEI 2019
Bluegrass Generating Station | 55164_G_CT3 | 55164 | G | CT3 | 8446 | Combustion Turbine | PJM_West | Kentucky | Oldham | 167 | 2002 | 9999 | 2017 | 9.623 | 26717 | 0.72037 | NEI 2019
Calcasieu | 55165_G_G101 | 55165 | G | G101 | 4036 | Combustion Turbine | MIS_WOTA | Louisiana | Calcasieu | 143.6 | 2000 | 9999 | 2019 | 3.61 | 55875.5657 | 0.12922 | NEI 2019
Calcasieu | 55165_G_G102 | 55165 | G | G102 | 4037 | Combustion Turbine | MIS_WOTA | Louisiana | Calcasieu | 159.4 | 2001 | 9999 | 2019 | 3.47 | 62023.4343 | 0.11189 | NEI 2019
Broad River Energy Center | 55166_G_CT01 | 55166 | G | CT01 | 4041 | Combustion Turbine | S_VACA | South Carolina | Cherokee | 172.2 | 2000 | 9999 | 2019 | 14.0261 | 425155.997 | 0.06598 | NEI 2019
Broad River Energy Center | 55166_G_CT02 | 55166 | G | CT02 | 4042 | Combustion Turbine | S_VACA | South Carolina | Cherokee | 169.2 | 2000 | 9999 |  |  |  | 0.06598 | NEI 2019
Broad River Energy Center | 55166_G_CT03 | 55166 | G | CT03 | 4043 | Combustion Turbine | S_VACA | South Carolina | Cherokee | 169.5 | 2000 | 9999 |  |  |  | 0.06598 | NEI 2019
Broad River Energy Center | 55166_G_CT04 | 55166 | G | CT04 | 8448 | Combustion Turbine | S_VACA | South Carolina | Cherokee | 173.3 | 2001 | 9999 |  |  |  | 0.06598 | NEI 2019
Broad River Energy Center | 55166_G_CT05 | 55166 | G | CT05 | 8450 | Combustion Turbine | S_VACA | South Carolina | Cherokee | 173.6 | 2001 | 9999 |  |  |  | 0.06598 | NEI 2019
Bastrop Energy Center | 55168_G_0001 | 55168 | G | 0001 | 4046 | Combined Cycle | ERC_REST | Texas | Bastrop | 149 | 2002 | 9999 | 2019 | 11.2342 | 909351 | 0.0195 | NEI 2019
Bastrop Energy Center | 55168_G_0002 | 55168 | G | 0002 | 4047 | Combined Cycle | ERC_REST | Texas | Bastrop | 149 | 2002 | 9999 | 2019 | 11.2952 | 665435 | 0.0195 | NEI 2019
Bastrop Energy Center | 55168_G_0003 | 55168 | G | 0003 | 4046 | Combined Cycle | ERC_REST | Texas | Bastrop | 227 | 2002 | 9999 | 2019 | 0.0006 | 736242 | 0.0195 | NEI 2019
Granite Ridge | 55170_G_CT11 | 55170 | G | CT11 | 4048 | Combined Cycle | NENGREST | New Hampshire | Rockingham | 222 | 2003 | 9999 | 2019 | 6.5533 | 906927 | 0.0131 | NEI 2019
Granite Ridge | 55170_G_CT12 | 55170 | G | CT12 | 4049 | Combined Cycle | NENGREST | New Hampshire | Rockingham | 222 | 2003 | 9999 | 2019 | 13.2593 | 1037167 | 0.0131 | NEI 2019
Granite Ridge | 55170_G_STG | 55170 | G | STG | 4048 | Combined Cycle | NENGREST | New Hampshire | Rockingham | 234 | 2003 | 9999 | 2019 | 0.00099253 | 1081501 | 0.0131 | NEI 2019
Bosque County Peaking | 55172_G_GT-1 | 55172 | G | GT-1 | 4054 | Combined Cycle | ERC_REST | Texas | Bosque | 154 | 2000 | 9999 | 2019 | 21.72 | 1908109 | 0.03106 | NEI 2019
Bosque County Peaking | 55172_G_GT-2 | 55172 | G | GT-2 | 4055 | Combined Cycle | ERC_REST | Texas | Bosque | 154 | 2000 | 9999 | 2019 | 22.18 | 827911 | 0.03106 | NEI 2019
Bosque County Peaking | 55172_G_GT-3 | 55172 | G | GT-3 | 4056 | Combined Cycle | ERC_REST | Texas | Bosque | 154 | 2001 | 9999 | 2019 | 22.21 | 1520879 | 0.03106 | NEI 2019
Bosque County Peaking | 55172_G_ST-4 | 55172 | G | ST-4 | 4056 | Combined Cycle | ERC_REST | Texas | Bosque | 86 | 2001 | 9999 |  |  |  | 0.03106 | NEI 2019
Bosque County Peaking | 55172_G_ST-5 | 55172 | G | ST-5 | 4054 | Combined Cycle | ERC_REST | Texas | Bosque | 200 | 2010 | 9999 |  |  |  | 0.03106 | NEI 2019
Acadia Energy Center | 55173_G_CT11 | 55173 | G | CT11 | 4054 | Combined Cycle | MIS_LA | Louisiana | Acadia | 164.7 | 2002 | 9999 | 2019 | 9.08 | 2164473 | 0.01142 | NEI 2019
Acadia Energy Center | 55173_G_CT12 | 55173 | G | CT12 | 4059 | Combined Cycle | MIS_LA | Louisiana | Acadia | 169 | 2002 | 9999 | 2019 | 8.77 | 962207 | 0.01142 | NEI 2019
Acadia Energy Center | 55173_G_CT24 | 55173 | G | CT24 | 4060 | Combined Cycle | MIS_LA | Louisiana | Acadia | 146.2 | 2002 | 9999 | 2019 | 3.44 | 1162963 | 0.0072 | NEI 2019
Acadia Energy Center | 55173_G_CT25 | 55173 | G | CT25 | 4061 | Combined Cycle | MIS_LA | Louisiana | Acadia | 145.6 | 2002 | 9999 | 2019 | 2.64 | 527158 | 0.0072 | NEI 2019
Acadia Energy Center | 55173_G_ST13 | 55173 | G | ST13 | 4058 | Combined Cycle | MIS_LA | Louisiana | Acadia | 221.3 | 2002 | 9999 |  |  |  | 0.01142 | NEI 2019
Acadia Energy Center | 55173_G_ST26 | 55173 | G | ST26 | 4060 | Combined Cycle | MIS_LA | Louisiana | Acadia | 241.1 | 2002 | 9999 |  |  |  | 0.0072 | NEI 2019
Eastman Cogeneration Facility | 55176_G_GEN1 | 55176 | G | GEN1 | 4065 | Combined Cycle | SPP_WEST | Texas | Harrison | 153.7 | 2001 | 9999 | 2019 | 32.9674 | 1519402.18 | 0.04345 | NEI 2019
Eastman Cogeneration Facility | 55176_G_GEN2 | 55176 | G | GEN2 | 4066 | Combined Cycle | SPP_WEST | Texas | Harrison | 153.7 | 2001 | 9999 | 2019 | 20.741 | 953000.75 | 0.04345 | NEI 2019
Eastman Cogeneration Facility | 55176_G_GEN3 | 55176 | G | GEN3 | 4065 | Combined Cycle | SPP_WEST | Texas | Harrison | 109.8 | 2001 | 9999 |  |  |  | 0.04345 | NEI 2019
South Point Energy Center | 55177_G_A | 55177 | G | A | 4067 | Combined Cycle | WECC_AZ | Arizona | Mohave | 180 | 2001 | 9999 |  |  |  | 0.04505 | Default Emission Factor
South Point Energy Center | 55177_G_B | 55177 | G | B | 4068 | Combined Cycle | WECC_AZ | Arizona | Mohave | 180 | 2001 | 9999 |  |  |  | 0.04505 | Default Emission Factor
South Point Energy Center | 55177_G_ST1 | 55177 | G | ST1 | 4067 | Combined Cycle | WECC_AZ | Arizona | Mohave | 190 | 2001 | 9999 |  |  |  | 0.04505 | Default Emission Factor
Dogwood Energy Facility | 55178_G_CT-1 | 55178 | G | CT-1 | 4069 | Combined Cycle | SPP_N | Missouri | Cass | 180.2 | 2001 | 9999 | 2017 | 28.9941 | 348070 | 0.05794 | NEI 2019
Dogwood Energy Facility | 55178_G_CT-2 | 55178 | G | CT-2 | 4070 | Combined Cycle | SPP_N | Missouri | Cass | 177.7 | 2001 | 9999 | 2019 | 30.8424 | 754448 | 0.05794 | NEI 2019
Dogwood Energy Facility | 55178_G_ST-1 | 55178 | G | ST-1 | 4069 | Combined Cycle | SPP_N | Missouri | Cass | 254.5 | 2002 | 9999 | 2019 | 0.053 | 964837 | 0.05794 | NEI 2019
Rathdrum Power LLC | 55179_G_CTG1 | 55179 | G | CTG1 | 4071 | Combined Cycle | WECC_PNW | Idaho | Kootenai | 150 | 2001 | 9999 |  |  |  | 0.04505 | Default Emission Factor
Rathdrum Power LLC | 55179_G_STG1 | 55179 | G | STG1 | 4071 | Combined Cycle | WECC_PNW | Idaho | Kootenai | 98 | 2001 | 9999 |  |  |  | 0.04505 | Default Emission Factor
Sunrise Power LLC | 55182_G_STG | 55182 | G | STG | 8458 | Combined Cycle | WEC_CALN | California | Kern | 245 | 2003 | 9999 |  |  |  | 0.04505 | NEI 2019
Sunrise Power LLC | 55182_G_X718 | 55182 | G | X718 | 8458 | Combined Cycle | WEC_CALN | California | Kern | 150 | 2001 | 9999 | 2019 | 32.3807 | 645892 | 0.04505 | NEI 2019
Sunrise Power LLC | 55182_G_X719 | 55182 | G | X719 | 8460 | Combined Cycle | WEC_CALN | California | Kern | 150 | 2001 | 9999 | 2017 | 21.0772 | 822751 | 0.04505 | NEI 2019
Nelson Energy Center | 55183_G_CT1 | 55183 | G | CT1 | 4073 | Combined Cycle | PJM_COMD | Illinois | Lee | 168 | 2015 | 2045 | 2019 | 16.1912 | 2027814 | 0.01784 | NEI 2019
Nelson Energy Center | 55183_G_CT2 | 55183 | G | CT2 | 4074 | Combined Cycle | PJM_COMD | Illinois | Lee | 168 | 2015 | 2045 | 2017 | 11.7105 | 1100776 | 0.01784 | NEI 2019
Nelson Energy Center | 55183_G_ST1 | 55183 | G | ST1 | 4073 | Combined Cycle | PJM_COMD | Illinois | Lee | 125 | 2015 | 2045 |  |  |  | 0.01784 | NEI 2019
Nelson Energy Center | 55183_G_ST2 | 55183 | G | ST2 | 4074 | Combined Cycle | PJM_COMD | Illinois | Lee | 125 | 2015 | 2045 |  |  |  | 0.01784 | NEI 2019
Channelview Cogeneration Plant | 55187_G_GT1 | 55187 | G | GT1 | 4077 | Combined Cycle | ERC_REST | Texas | Harris | 163 | 2002 | 9999 | 2019 | 32.41 | 1143412 | 0.04932 | NEI 2019
Channelview Cogeneration Plant | 55187_G_GT2 | 55187 | G | GT2 | 4078 | Combined Cycle | ERC_REST | Texas | Harris | 161 | 2002 | 9999 | 2019 | 33.99 | 1188512 | 0.04932 | NEI 2019
Channelview Cogeneration Plant | 55187_G_GT3 | 55187 | G | GT3 | 4079 | Combined Cycle | ERC_REST | Texas | Harris | 165 | 2002 | 9999 | 2019 | 35.15 | 1235838 | 0.04932 | NEI 2019
Channelview Cogeneration Plant | 55187_G_GT4 | 55187 | G | GT4 | 4080 | Combined Cycle | ERC_REST | Texas | Harris | 159 | 2001 | 9999 | 2019 | 33.13 | 1185370 | 0.04932 | NEI 2019
Channelview Cogeneration Plant | 55187_G_ST1 | 55187 | G | ST1 | 4077 | Combined Cycle | ERC_REST | Texas | Harris | 143 | 2002 | 9999 | 2019 | 1.86 | 783851 | 0.04932 | NEI 2019
Cordova Energy | 55188_G_PT11 | 55188 | G | PT11 | 4081 | Combined Cycle | PJM_COMD | Illinois | Rock Island | 165 | 2001 | 2045 | 2017 | 2.8298 | 27054 | 0.03274 | NEI 2019
Cordova Energy | 55188_G_PT21 | 55188 | G | PT21 | 4082 | Combined Cycle | PJM_COMD | Illinois | Rock Island | 165 | 2001 | 2045 | 2019 | 6.2771 | 507494 | 0.03274 | NEI 2019
Cordova Energy | 55188_G_PT31 | 55188 | G | PT31 | 4081 | Combined Cycle | PJM_COMD | Illinois | Rock Island | 191.2 | 2001 | 2045 | 2017 | 0.0653 | 25710 | 0.03274 | NEI 2019
Ontelaunee Energy Center | 55193_G_CTG1 | 55193 | G | CTG1 | 4089 | Combined Cycle | PJM_WMAC | Pennsylvania | Berks | 184 | 2002 | 9999 | 2019 | 28.937 | 2716364 | 0.0283 | NEI 2019
Ontelaunee Energy Center | 55193_G_CTG2 | 55193 | G | CTG2 | 4090 | Combined Cycle | PJM_WMAC | Pennsylvania | Berks | 184 | 2002 | 9999 | 2019 | 26.6939 | 1214579 | 0.0283 | NEI 2019
Ontelaunee Energy Center | 55193_G_STG | 55193 | G | STG | 4089 | Combined Cycle | PJM_WMAC | Pennsylvania | Berks | 187.1 | 2002 | 9999 |  |  |  | 0.0283 | NEI 2019
Springdale 1 & 2 | 55196_G_UNT1 | 55196 | G | UNT1 | 4100 | Combustion Turbine | PJM_AP | Pennsylvania | Allegheny | 44 | 1999 | 9999 | 2019 | 0.2 | 61138 | 0.00654 | NEI 2019
Springdale 1 & 2 | 55196_G_UNT2 | 55196 | G | UNT2 | 4101 | Combustion Turbine | PJM_AP | Pennsylvania | Allegheny | 44 | 1999 | 9999 | 2019 | 0.18 | 61138 | 0.00589 | NEI 2019
Caledonia | 55197_G_CTG1 | 55197 | G | CTG1 | 4102 | Combined Cycle | S_C_TVA | Mississippi | Lowndes | 157 | 2003 | 9999 |  |  |  | 0.04505 | Default Emission Factor
Caledonia | 55197_G_CTG2 | 55197 | G | CTG2 | 4103 | Combined Cycle | S_C_TVA | Mississippi | Lowndes | 157 | 2003 | 9999 |  |  |  | 0.04505 | Default Emission Factor
Caledonia | 55197_G_CTG3 | 55197 | G | CTG3 | 4104 | Combined Cycle | S_C_TVA | Mississippi | Lowndes | 157 | 2003 | 9999 |  |  |  | 0.04505 | Default Emission Factor
Caledonia | 55197_G_STG1 | 55197 | G | STG1 | 4102 | Combined Cycle | S_C_TVA | Mississippi | Lowndes | 98 | 2003 | 9999 |  |  |  | 0.04505 | Default Emission Factor
Caledonia | 55197_G_STG2 | 55197 | G | STG2 | 4103 | Combined Cycle | S_C_TVA | Mississippi | Lowndes | 98 | 2003 | 9999 |  |  |  | 0.04505 | Default Emission Factor
Caledonia | 55197_G_STG3 | 55197 | G | STG3 | 4104 | Combined Cycle | S_C_TVA | Mississippi | Lowndes | 98 | 2003 | 9999 |  |  |  | 0.04505 | Default Emission Factor
Riverside Generating LLC | 55198_G_GTG1 | 55198 | G | GTG1 | 4105 | Combustion Turbine | PJM_West | Kentucky | Lawrence | 165 | 2001 | 9999 | 2019 | 3.8218 | 75300.2 | 0.10151 | NEI 2019
Riverside Generating LLC | 55198_G_GTG2 | 55198 | G | GTG2 | 4106 | Combustion Turbine | PJM_West | Kentucky | Lawrence | 165 | 2001 | 9999 | 2017 | 2.7108 | 86303 | 0.06282 | NEI 2019
Riverside Generating LLC | 55198_G_GTG3 | 55198 | G | GTG3 | 4107 | Combustion Turbine | PJM_West | Kentucky | Lawrence | 165 | 2001 | 9999 | 2019 | 3.356 | 75300.2 | 0.08914 | NEI 2019
Riverside Generating LLC | 55198_G_GTG4 | 55198 | G | GTG4 | 4108 | Combustion Turbine | PJM_West | Kentucky | Lawrence | 165 | 2002 | 9999 | 2017 | 3.7636 | 86303 | 0.08722 | NEI 2019
Riverside Generating LLC | 55198_G_GTG5 | 55198 | G | GTG5 | 4109 | Combustion Turbine | PJM_West | Kentucky | Lawrence | 165 | 2002 | 9999 | 2019 | 3.371 | 75300.2 | 0.08954 | NEI 2019
Elwood Energy LLC | 55199_G_GT1 | 55199 | G | GT1 | 4110 | Combustion Turbine | PJM_COMD | Illinois | Will | 150 | 1999 | 2045 | 2019 | 0.51348 | 27674 | 0.03711 | NEI 2019
Elwood Energy LLC | 55199_G_GT2 | 55199 | G | GT2 | 4116 | Combustion Turbine | PJM_COMD | Illinois | Will | 150 | 1999 | 2045 | 2019 | 0.5148 | 27674 | 0.03721 | NEI 2019
Elwood Energy LLC | 55199_G_GT3 | 55199 | G | GT3 | 4117 | Combustion Turbine | PJM_COMD | Illinois | Will | 150 | 1999 | 2045 | 2019 | 0.52311 | 27674 | 0.03781 | NEI 2019
Elwood Energy LLC | 55199_G_GT4 | 55199 | G | GT4 | 4118 | Combustion Turbine | PJM_COMD | Illinois | Will | 150 | 1999 | 2045 | 2019 | 0.6853 | 27674 | 0.04953 | NEI 2019
Elwood Energy LLC | 55199_G_GT5 | 55199 | G | GT5 | 4119 | Combustion Turbine | PJM_COMD | Illinois | Will | 150 | 2001 | 2045 | 2019 | 1.2213 | 27674 | 0.08827 | NEI 2019
Elwood Energy LLC | 55199_G_GT6 | 55199 | G | GT6 | 4120 | Combustion Turbine | PJM_COMD | Illinois | Will | 150 | 2001 | 2045 | 2019 | 1.0515 | 27674 | 0.07599 | NEI 2019
Elwood Energy LLC | 55199_G_GT7 | 55199 | G | GT7 | 4121 | Combustion Turbine | PJM_COMD | Illinois | Will | 150 | 2001 | 2045 | 2017 | 1.2703 | 39824.7778 | 0.06379 | NEI 2019
Elwood Energy LLC | 55199_G_GT8 | 55199 | G | GT8 | 4122 | Combustion Turbine | PJM_COMD | Illinois | Will | 150 | 2001 | 2045 | 2019 | 0.85608 | 27674 | 0.06187 | NEI 2019
Elwood Energy LLC | 55199_G_GT9 | 55199 | G | GT9 | 4123 | Combustion Turbine | PJM_COMD | Illinois | Will | 150 | 2001 | 2045 | 2019 | 1.1757 | 27674 | 0.08497 | NEI 2019
Arapahoe Combustion Turbine Project | 55200_G_UN5 | 55200 | G | UN5 | 4124 | Combined Cycle | WECC_CO | Colorado | Denver | 39 | 2000 | 9999 | 2019 | 4.1125 | 208361 | 0.03948 | NEI 2019
Arapahoe Combustion Turbine Project | 55200_G_UN6 | 55200 | G | UN6 | 4125 | Combined Cycle | WECC_CO | Colorado | Denver | 39 | 2000 | 9999 |  |  |  | 0.03948 | NEI 2019
Arapahoe Combustion Turbine Project | 55200_G_UN7 | 55200 | G | UN7 | 4124 | Combined Cycle | WECC_CO | Colorado | Denver | 44.5 | 2002 | 9999 |  |  |  | 0.03948 | NEI 2019
Gibson City Energy Center LLC | 55201_G_1 | 55201 | G | 1 | 4126 | Combustion Turbine | MIS_IL | Illinois | Ford | 114 | 2000 | 2045 | 2019 | 1.9744 | 37524 | 0.10523 | NEI 2019
Gibson City Energy Center LLC | 55201_G_2 | 55201 | G | 2 | 4127 | Combustion Turbine | MIS_IL | Illinois | Ford | 114 | 2000 | 2045 | 2017 | 1.9631 | 24805 | 0.15828 | NEI 2019
Pinckneyville | 55202_G_1 | 55202 | G | 1 | 4128 | Combustion Turbine | MIS_IL | Illinois | Perry | 44 | 2000 | 2045 | 2019 | 1.139 | 10770.2532 | 0.21152 | NEI 2019
Pinckneyville | 55202_G_2 | 55202 | G | 2 | 4129 | Combustion Turbine | MIS_IL | Illinois | Perry | 44 | 2000 | 2045 | 2019 | 0.89063 | 10770.2532 | 0.16539 | NEI 2019
Pinckneyville | 55202_G_3 | 55202 | G | 3 | 4130 | Combustion Turbine | MIS_IL | Illinois | Perry | 44 | 2000 | 2045 | 2019 | 1.0842 | 10770.2532 | 0.20133 | NEI 2019
Pinckneyville | 55202_G_4 | 55202 | G | 4 | 4131 | Combustion Turbine | MIS_IL | Illinois | Perry | 44 | 2000 | 2045 | 2019 | 1.0602 | 10770.2532 | 0.19688 | NEI 2019
Pinckneyville | 55202_G_5 | 55202 | G | 5 | 4132 | Combustion Turbine | MIS_IL | Illinois | Perry | 35 | 2001 | 2045 |  |  |  | 0.12736 | Default Emission Factor
Pinckneyville | 55202_G_6 | 55202 | G | 6 | 4133 | Combustion Turbine | MIS_IL | Illinois | Perry | 35 | 2001 | 2045 |  |  |  | 0.12736 | Default Emission Factor
Pinckneyville | 55202_G_7 | 55202 | G | 7 | 4134 | Combustion Turbine | MIS_IL | Illinois | Perry | 35 | 2001 | 2045 | 2019 | 0.033235 | 8567.2468 | 0.00776 | NEI 2019
Pinckneyville | 55202_G_8 | 55202 | G | 8 | 4135 | Combustion Turbine | MIS_IL | Illinois | Perry | 35 | 2001 | 2045 | 2019 | 0.02106 | 8567.2468 | 0.00492 | NEI 2019
Kinmundy | 55204_G_1 | 55204 | G | 1 | 4136 | Combustion Turbine | MIS_IL | Illinois | Marion | 103 | 2001 | 2045 | 2017 | 0.0597 | 3933.5 | 0.03036 | NEI 2019
Kinmundy | 55204_G_2 | 55204 | G | 2 | 4137 | Combustion Turbine | MIS_IL | Illinois | Marion | 103 | 2001 | 2045 |  |  |  | 0.12736 | Default Emission Factor
Corpus Christi Energy Center | 55206_G_CT1 | 55206 | G | CT1 | 4138 | Combined Cycle | ERC_REST | Texas | Nueces | 152 | 2002 | 9999 | 2019 | 5.7687 | 746648 | 0.0276 | NEI 2019
Corpus Christi Energy Center | 55206_G_CT2 | 55206 | G | CT2 | 4139 | Combined Cycle | ERC_REST | Texas | Nueces | 152 | 2002 | 9999 | 2019 | 21.721 | 908204 | 0.0276 | NEI 2019
Corpus Christi Energy Center | 55206_G_ST1 | 55206 | G | ST1 | 4138 | Combined Cycle | ERC_REST | Texas | Nueces | 165 | 2002 | 9999 |  |  |  | 0.0276 | NEI 2019
Valmont Combustion Turbine Project | 55207_G_UN7 | 55207 | G | UN7 |  | Combustion Turbine | WECC_CO | Colorado | Boulder | 39.9 | 2000 | 9999 |  |  |  | 0.12736 | Default Emission Factor
Valmont Combustion Turbine Project | 55207_G_UN8 | 55207 | G | UN8 |  | Combustion Turbine | WECC_CO | Colorado | Boulder | 39.9 | 2001 | 9999 |  |  |  | 0.12736 | Default Emission Factor
Afton Generating Station | 55210_G_0001 | 55210 | G | 0001 | 4144 | Combined Cycle | WECC_NM | New Mexico | Dona Ana | 141 | 2002 | 9999 |  |  |  | 0.0615 | NEI 2019
Afton Generating Station | 55210_G_0002 | 55210 | G | 0002 | 4144 | Combined Cycle | WECC_NM | New Mexico | Dona Ana | 94.6 | 2007 | 9999 | 2019 | 27 | 878017 | 0.0615 | NEI 2019
ANP Bellingham Energy Project | 55211_G_U1 | 55211 | G | U1 | 4145 | Combined Cycle | NENGREST | Massachusetts | Norfolk | 266.8 | 2002 | 9999 | 2019 | 1.2103 | 938354 | 0.00258 | NEI 2019
ANP Bellingham Energy Project | 55211_G_U2 | 55211 | G | U2 | 4146 | Combined Cycle | NENGREST | Massachusetts | Norfolk | 267.7 | 2002 | 9999 | 2019 | 1.1147 | 861419 | 0.00259 | NEI 2019
ANP Blackstone Energy Project | 55212_G_U1 | 55212 | G | U1 | 4147 | Combined Cycle | NENGREST | Massachusetts | Worcester | 247.8 | 2001 | 9999 | 2019 | 1.1144 | 810546 | 0.00275 | NEI 2019
ANP Blackstone Energy Project | 55212_G_U2 | 55212 | G | U2 | 4148 | Combined Cycle | NENGREST | Massachusetts | Worcester | 248.7 | 2001 | 9999 | 2019 | 1.1746 | 861814 | 0.00273 | NEI 2019
Odessa-Ector Power Plant | 55215_G_CTG1 | 55215 | G | CTG1 | 4149 | Combined Cycle | ERC_WEST | Texas | Ector | 162 | 2001 | 9999 | 2019 | 12.3952 | 1151140 | 0.01366 | NEI 2019
Odessa-Ector Power Plant | 55215_G_CTG2 | 55215 | G | CTG2 | 4150 | Combined Cycle | ERC_WEST | Texas | Ector | 153.5 | 2001 | 9999 | 2019 | 11.8073 | 1068165 | 0.01366 | NEI 2019
Odessa-Ector Power Plant | 55215_G_CTG3 | 55215 | G | CTG3 | 4151 | Combined Cycle | ERC_WEST | Texas | Ector | 153.5 | 2001 | 9999 | 2019 | 8.546 | 1149216 | 0.01273 | NEI 2019
Odessa-Ector Power Plant | 55215_G_CTG4 | 55215 | G | CTG4 | 4152 | Combined Cycle | ERC_WEST | Texas | Ector | 162 | 2001 | 9999 | 2019 | 15.8033 | 1133549 | 0.01273 | NEI 2019
Odessa-Ector Power Plant | 55215_G_STG1 | 55215 | G | STG1 | 4149 | Combined Cycle | ERC_WEST | Texas | Ector | 206 | 2001 | 9999 |  |  |  | 0.01366 | NEI 2019
Odessa-Ector Power Plant | 55215_G_STG2 | 55215 | G | STG2 | 4151 | Combined Cycle | ERC_WEST | Texas | Ector | 206 | 2001 | 9999 |  |  |  | 0.01273 | NEI 2019
Morris Cogeneration LLC | 55216_G_STG1 | 55216 | G | STG1 | 89477 | Combined Cycle | PJM_COMD | Illinois | Grundy | 62 | 2000 | 2045 | 2017 | 0.81176 | 84823 | 0.01537 | NEI 2019
Morris Cogeneration LLC | 55216_G_UNT1 | 55216 | G | UNT1 | 89477 | Combined Cycle | PJM_COMD | Illinois | Grundy | 44 | 1998 | 2045 | 2019 | 1.8255 | 182016 | 0.01537 | NEI 2019
Morris Cogeneration LLC | 55216_G_UNT2 | 55216 | G | UNT2 | 89478 | Combined Cycle | PJM_COMD | Illinois | Grundy | 44 | 1998 | 2045 | 2017 | 1.335 | 215734 | 0.01537 | NEI 2019
Morris Cogeneration LLC | 55216_G_UNT3 | 55216 | G | UNT3 | 89479 | Combined Cycle | PJM_COMD | Illinois | Grundy | 44 | 1998 | 2045 | 2019 | 1.1438 | 183106 | 0.01537 | NEI 2019
Los Medanos Energy Center | 55217_G_CTG1 | 55217 | G | CTG1 | 4153 | Combined Cycle | WEC_CALN | California | Contra Costa | 165 | 2001 | 9999 | 2019 | 10.1089 | 596046 | 0.01278 | NEI 2019
Los Medanos Energy Center | 55217_G_CTG2 | 55217 | G | CTG2 | 4154 | Combined Cycle | WEC_CALN | California | Contra Costa | 165 | 2001 | 9999 | 2019 | 8.1646 | 1185051 | 0.01278 | NEI 2019
Los Medanos Energy Center | 55217_G_STG3 | 55217 | G | STG3 | 4153 | Combined Cycle | WEC_CALN | California | Contra Costa | 237 | 2001 | 9999 | 2017 | 0.20257 | 1109375 | 0.01278 | NEI 2019
Hinds Energy Facility | 55218_G_H01 | 55218 | G | H01 | 4155 | Combined Cycle | MIS_MS | Mississippi | Hinds | 145.6 | 2001 | 9999 |  |  |  | 0.04505 | Default Emission Factor
Hinds Energy Facility | 55218_G_H02 | 55218 | G | H02 | 4156 | Combined Cycle | MIS_MS | Mississippi | Hinds | 145.6 | 2001 | 9999 |  |  |  | 0.04505 | Default Emission Factor
Hinds Energy Facility | 55218_G_H03 | 55218 | G | H03 | 4155 | Combined Cycle | MIS_MS | Mississippi | Hinds | 163.4 | 2001 | 9999 |  |  |  | 0.04505 | Default Emission Factor
Hinds Energy Facility | 55218_G_H04BS | 55218 | G | H04BS |  | Combustion Turbine | MIS_MS | Mississippi | Hinds | 36.4 | 2019 | 9999 |  |  |  | 0.06536 | Default Emission Factor
Attala | 55220_G_A01 | 55220 | G | A01 | 4165 | Combined Cycle | MIS_MS | Mississippi | Attala | 145.8 | 2001 | 9999 |  |  |  | 0.04505 | Default Emission Factor
Attala | 55220_G_A02 | 55220 | G | A02 | 4166 | Combined Cycle | MIS_MS | Mississippi | Attala | 145.8 | 2001 | 9999 |  |  |  | 0.04505 | Default Emission Factor
Attala | 55220_G_A03 | 55220 | G | A03 | 4165 | Combined Cycle | MIS_MS | Mississippi | Attala | 163.6 | 2001 | 9999 |  |  |  | 0.04505 | Default Emission Factor
Harry L. Oswald | 55221_G_G1 | 55221 | G | G1 | 4167 | Combined Cycle | MIS_AR | Arkansas | Pulaski | 47 | 2002 | 9999 | 2017 | 0.71 | 53262 | 0.06605 | NEI 2019
Harry L. Oswald | 55221_G_G2 | 55221 | G | G2 | 4168 | Combined Cycle | MIS_AR | Arkansas | Pulaski | 47 | 2002 | 9999 | 2019 | 0.87692 | 38490 | 0.06605 | NEI 2019
Harry L. Oswald | 55221_G_G3 | 55221 | G | G3 | 4169 | Combined Cycle | MIS_AR | Arkansas | Pulaski | 47 | 2002 | 9999 | 2017 | 0.41 | 28307 | 0.03387 | NEI 2019
Harry L. Oswald | 55221_G_G4 | 55221 | G | G4 | 4170 | Combined Cycle | MIS_AR | Arkansas | Pulaski | 47 | 2002 | 9999 | 2017 | 1.0448 | 76511 | 0.03387 | NEI 2019
Harry L. Oswald | 55221_G_G5 | 55221 | G | G5 | 4171 | Combined Cycle | MIS_AR | Arkansas | Pulaski | 47 | 2002 | 9999 | 2017 | 0.82 | 32346 | 0.02792 | NEI 2019
Harry L. Oswald | 55221_G_G6 | 55221 | G | G6 | 4172 | Combined Cycle | MIS_AR | Arkansas | Pulaski | 47 | 2002 | 9999 | 2019 | 1.0728 | 38138 | 0.02792 | NEI 2019
Harry L. Oswald | 55221_G_G7 | 55221 | G | G7 | 4173 | Combined Cycle | MIS_AR | Arkansas | Pulaski | 76 | 2002 | 9999 | 2019 | 2.64 | 61355 | 0.06605 | NEI 2019
Harry L. Oswald | 55221_G_G8 | 55221 | G | G8 | 4167 | Combined Cycle | MIS_AR | Arkansas | Pulaski | 95 | 2002 | 9999 |  |  |  | 0.03387 | NEI 2019
Harry L. Oswald | 55221_G_G9 | 55221 | G | G9 | 4167 | Combined Cycle | MIS_AR | Arkansas | Pulaski | 95 | 2002 | 9999 |  |  |  | 0.02792 | NEI 2019
Lincoln Generating Facility | 55222_G_CTG1 | 55222 | G | CTG1 | 4174 | Combustion Turbine | PJM_COMD | Illinois | Will | 77.5 | 2000 | 2045 | 2019 | 0.03105 | 1470.248 | 0.04224 | NEI 2019
Lincoln Generating Facility | 55222_G_CTG2 | 55222 | G | CTG2 | 4175 | Combustion Turbine | PJM_COMD | Illinois | Will | 77.8 | 2000 | 2045 | 2017 | 0.047385 | 3504.3098 | 0.02704 | NEI 2019
Lincoln Generating Facility | 55222_G_CTG3 | 55222 | G | CTG3 | 4176 | Combustion Turbine | PJM_COMD | Illinois | Will | 78 | 2000 | 2045 | 2019 | 0.02775 | 1479.7335 | 0.03751 | NEI 2019
Lincoln Generating Facility | 55222_G_CTG4 | 55222 | G | CTG4 | 4177 | Combustion Turbine | PJM_COMD | Illinois | Will | 78 | 2000 | 2045 | 2019 | 0.028625 | 1479.7335 | 0.03869 | NEI 2019
Lincoln Generating Facility | 55222_G_CTG5 | 55222 | G | CTG5 | 4178 | Combustion Turbine | PJM_COMD | Illinois | Will | 77.5 | 2000 | 2045 | 2017 | 0.03248 | 3490.7971 | 0.01861 | NEI 2019
Lincoln Generating Facility | 55222_G_CTG6 | 55222 | G | CTG6 | 4179 | Combustion Turbine | PJM_COMD | Illinois | Will | 77.3 | 2000 | 2045 | 2019 | 0.04403 | 1466.4538 | 0.06005 | NEI 2019
Lincoln Generating Facility | 55222_G_CTG7 | 55222 | G | CTG7 | 4180 | Combustion Turbine | PJM_COMD | Illinois | Will | 78.2 | 2000 | 2045 | 2017 | 0.02464 | 3522.3269 | 0.01399 | NEI 2019
Lincoln Generating Facility | 55222_G_CTG8 | 55222 | G | CTG8 | 4181 | Combustion Turbine | PJM_COMD | Illinois | Will | 78.6 | 2000 | 2045 | 2019 | 0.028875 | 1491.1161 | 0.03873 | NEI 2019
Ennis Power Company LLC | 55223_G_GT1 | 55223 | G | GT1 | 4182 | Combined Cycle | ERC_REST | Texas | Ellis | 245.1 | 2002 | 9999 | 2019 | 34.6608 | 993168 | 0.04606 | NEI 2019
Ennis Power Company LLC | 55223_G_ST1 | 55223 | G | ST1 | 4182 | Combined Cycle | ERC_REST | Texas | Ellis | 114.4 | 2002 | 9999 |  |  |  | 0.04606 | NEI 2019
Wheatland Generating Facility | 55224_G_CTG1 | 55224 | G | CTG1 | 4183 | Combustion Turbine | MIS_INKY | Indiana | Knox | 111 | 2000 | 9999 | 2019 | 1.4892 | 28307.7133 | 0.10522 | NEI 2019
Wheatland Generating Facility | 55224_G_CTG2 | 55224 | G | CTG2 | 4184 | Combustion Turbine | MIS_INKY | Indiana | Knox | 114 | 2000 | 9999 | 2017 | 1.7221 | 18193.1333 | 0.18932 | NEI 2019
Wheatland Generating Facility | 55224_G_CTG3 | 55224 | G | CTG3 | 4185 | Combustion Turbine | MIS_INKY | Indiana | Knox | 114 | 2000 | 9999 | 2017 | 1.3219 | 18193.1333 | 0.14532 | NEI 2019
Wheatland Generating Facility | 55224_G_CTG4 | 55224 | G | CTG4 | 4186 | Combustion Turbine | MIS_INKY | Indiana | Knox | 111 | 2000 | 9999 | 2017 | 1.2427 | 17714.3667 | 0.14031 | NEI 2019
Oneta Energy Center | 55225_G_CTG1 | 55225 | G | CTG1 | 4187 | Combined Cycle | SPP_WEST | Oklahoma | Wagoner | 149.3 | 2002 | 9999 |  |  |  | 0.04505 | Default Emission Factor
Oneta Energy Center | 55225_G_CTG2 | 55225 | G | CTG2 | 4188 | Combined Cycle | SPP_WEST | Oklahoma | Wagoner | 149.3 | 2002 | 9999 |  |  |  | 0.04505 | Default Emission Factor
Oneta Energy Center | 55225_G_CTG3 | 55225 | G | CTG3 | 4189 | Combined Cycle | SPP_WEST | Oklahoma | Wagoner | 149.3 | 2003 | 9999 |  |  |  | 0.04505 | Default Emission Factor
Oneta Energy Center | 55225_G_CTG4 | 55225 | G | CTG4 | 4190 | Combined Cycle | SPP_WEST | Oklahoma | Wagoner | 149.3 | 2003 | 9999 |  |  |  | 0.04505 | Default Emission Factor
Oneta Energy Center | 55225_G_STG1 | 55225 | G | STG1 | 4187 | Combined Cycle | SPP_WEST | Oklahoma | Wagoner | 244.6 | 2002 | 9999 |  |  |  | 0.04505 | Default Emission Factor
Oneta Energy Center | 55225_G_STG2 | 55225 | G | STG2 | 4189 | Combined Cycle | SPP_WEST | Oklahoma | Wagoner | 244.6 | 2003 | 9999 |  |  |  | 0.04505 | Default Emission Factor
Freestone Energy Center | 55226_G_GT1 | 55226 | G | GT1 | 4192 | Combined Cycle | ERC_REST | Texas | Freestone | 153 | 2002 | 9999 | 2019 | 22.83 | 2505700 | 0.02571 | NEI 2019
Freestone Energy Center | 55226_G_GT2 | 55226 | G | GT2 | 4193 | Combined Cycle | ERC_REST | Texas | Freestone | 153 | 2002 | 9999 | 2019 | 24.31 | 1161822 | 0.02571 | NEI 2019
Freestone Energy Center | 55226_G_GT3 | 55226 | G | GT3 | 4194 | Combined Cycle | ERC_REST | Texas | Freestone | 149 | 2002 | 9999 | 2019 | 15.42 | 2498874 | 0.01687 | NEI 2019
Freestone Energy Center | 55226_G_GT4 | 55226 | G | GT4 | 4195 | Combined Cycle | ERC_REST | Texas | Freestone | 149 | 2002 | 9999 | 2019 | 15.9 | 1215135 | 0.01687 | NEI 2019
Freestone Energy Center | 55226_G_ST3 | 55226 | G | ST3 | 4192 | Combined Cycle | ERC_REST | Texas | Freestone | 177 | 2002 | 9999 |  |  |  | 0.02571 | NEI 2019
Freestone Energy Center | 55226_G_ST6 | 55226 | G | ST6 | 4194 | Combined Cycle | ERC_REST | Texas | Freestone | 172 | 2002 | 9999 |  |  |  | 0.01687 | NEI 2019
Greenville Electric Generating Station | 55228_G_GT1 | 55228 | G | GT1 | 4212 | Combustion Turbine | PJM_West | Ohio | Darke | 49 | 2000 | 9999 | 2019 | 1.74 | 47688.0005 | 0.07297 | NEI 2019
Greenville Electric Generating Station | 55228_G_GT2 | 55228 | G | GT2 | 4214 | Combustion Turbine | PJM_West | Ohio | Darke | 49 | 2000 | 9999 | 2019 | 1.56 | 47688.0005 | 0.06543 | NEI 2019
Greenville Electric Generating Station | 55228_G_GT3 | 55228 | G | GT3 | 4216 | Combustion Turbine | PJM_West | Ohio | Darke | 49 | 2000 | 9999 | 2019 | 1.46 | 47688.0005 | 0.06123 | NEI 2019
Greenville Electric Generating Station | 55228_G_GT4 | 55228 | G | GT4 | 4218 | Combustion Turbine | PJM_West | Ohio | Darke | 49 | 2000 | 9999 | 2019 | 1.03 | 47688.0005 | 0.0432 | NEI 2019
Montpelier Electric Generating Station | 55229_G_GT1 | 55229 | G | GT1 | 4220 | Combustion Turbine | MIS_INKY | Indiana | Wells | 59 | 2001 | 9999 |  |  |  | 0.12736 | Default Emission Factor
Montpelier Electric Generating Station | 55229_G_GT2 | 55229 | G | GT2 | 4222 | Combustion Turbine | MIS_INKY | Indiana | Wells | 59 | 2001 | 9999 |  |  |  | 0.12736 | Default Emission Factor
Montpelier Electric Generating Station | 55229_G_GT3 | 55229 | G | GT3 | 4224 | Combustion Turbine | MIS_INKY | Indiana | Wells | 59 | 2001 | 9999 |  |  |  | 0.12736 | Default Emission Factor
Montpelier Electric Generating Station | 55229_G_GT4 | 55229 | G | GT4 | 4226 | Combustion Turbine | MIS_INKY | Indiana | Wells | 59 | 2001 | 9999 |  |  |  | 0.12736 | Default Emission Factor
Jack County | 55230_G_CT1 | 55230 | G | CT1 | 4236 | Combined Cycle | ERC_REST | Texas | Wise | 165 | 2006 | 9999 | 2019 | 17.78 | 656404 | 0.02725 | NEI 2019
Jack County | 55230_G_CT2 | 55230 | G | CT2 | 4237 | Combined Cycle | ERC_REST | Texas | Wise | 165 | 2006 | 9999 | 2019 | 7.87 | 614021 | 0.02725 | NEI 2019
Jack County | 55230_G_CT3 | 55230 | G | CT3 | 90582 | Combined Cycle | ERC_REST | Texas | Wise | 165 | 2011 | 9999 | 2019 | 8.68 | 616990 | 0.02986 | NEI 2019
Jack County | 55230_G_CT4 | 55230 | G | CT4 | 90583 | Combined Cycle | ERC_REST | Texas | Wise | 165 | 2011 | 9999 | 2019 | 17.52 | 512954 | 0.02986 | NEI 2019
Jack County | 55230_G_ST1 | 55230 | G | ST1 | 4236 | Combined Cycle | ERC_REST | Texas | Wise | 290.5 | 2006 | 9999 | 2017 | 1.049 | 689292 | 0.02725 | NEI 2019
Jack County | 55230_G_ST2 | 55230 | G | ST2 | 90582 | Combined Cycle | ERC_REST | Texas | Wise | 290.5 | 2011 | 9999 | 2017 | 0.521 | 660034 | 0.02986 | NEI 2019
Liberty Electric Power Plant | 55231_G_GTG1 | 55231 | G | GTG1 | 4238 | Combined Cycle | PJM_EMAC | Pennsylvania | Delaware | 169.1 | 2002 | 9999 | 2019 | 46.9 | 1227025 | 0.05024 | NEI 2019
Liberty Electric Power Plant | 55231_G_GTG2 | 55231 | G | GTG2 | 4239 | Combined Cycle | PJM_EMAC | Pennsylvania | Delaware | 169.1 | 2002 | 9999 | 2019 | 51.8 | 1239470 | 0.05024 | NEI 2019
Liberty Electric Power Plant | 55231_G_STG | 55231 | G | STG | 4238 | Combined Cycle | PJM_EMAC | Pennsylvania | Delaware | 223.8 | 2002 | 9999 |  |  |  | 0.05024 | NEI 2019
Marshall Energy Facility | 55232_G_CT1 | 55232 | G | CT1 | 4240 | Combustion Turbine | S_C_TVA | Kentucky | Marshall | 72.7 | 2002 | 9999 | 2017 | 4.5686 | 43611.6252 | 0.20951 | NEI 2019
Marshall Energy Facility | 55232_G_CT2 | 55232 | G | CT2 | 4241 | Combustion Turbine | S_C_TVA | Kentucky | Marshall | 72.7 | 2002 | 9999 | 2017 | 4.3517 | 43611.6252 | 0.19957 | NEI 2019
Marshall Energy Facility | 55232_G_CT3 | 55232 | G | CT3 | 4242 | Combustion Turbine | S_C_TVA | Kentucky | Marshall | 72.7 | 2002 | 9999 | 2017 | 3.9268 | 43611.6252 | 0.18008 | NEI 2019
Marshall Energy Facility | 55232_G_CT4 | 55232 | G | CT4 | 4243 | Combustion Turbine | S_C_TVA | Kentucky | Marshall | 72.7 | 2002 | 9999 | 2017 | 3.7801 | 43611.6252 | 0.17335 | NEI 2019
Marshall Energy Facility | 55232_G_CT5 | 55232 | G | CT5 | 4244 | Combustion Turbine | S_C_TVA | Kentucky | Marshall | 72.7 | 2002 | 9999 | 2019 | 4.5686 | 9138.125 | 0.9999 | NEI 2019
Marshall Energy Facility | 55232_G_CT6 | 55232 | G | CT6 | 4245 | Combustion Turbine | S_C_TVA | Kentucky | Marshall | 72.7 | 2002 | 9999 | 2017 | 3.7479 | 43611.6252 | 0.17188 | NEI 2019
Marshall Energy Facility | 55232_G_CT7 | 55232 | G | CT7 | 4246 | Combustion Turbine | S_C_TVA | Kentucky | Marshall | 72.7 | 2002 | 9999 | 2017 | 3.9914 | 43611.6252 | 0.18304 | NEI 2019
Marshall Energy Facility | 55232_G_CT8 | 55232 | G | CT8 | 4247 | Combustion Turbine | S_C_TVA | Kentucky | Marshall | 72.7 | 2002 | 9999 | 2017 | 4.4186 | 43611.6252 | 0.20263 | NEI 2019
Handsome Lake Energy LLC | 55233_G_GT01 | 55233 | G | GT01 | 4248 | Combustion Turbine | PJM_PENE | Pennsylvania | Venango | 53.5 | 2001 | 9999 | 2019 | 0.9706 | 20374.6 | 0.09528 | NEI 2019
Handsome Lake Energy LLC | 55233_G_GT02 | 55233 | G | GT02 | 4250 | Combustion Turbine | PJM_PENE | Pennsylvania | Venango | 53.5 | 2001 | 9999 | 2019 | 0.593 | 20374.6 | 0.05821 | NEI 2019
Handsome Lake Energy LLC | 55233_G_GT03 | 55233 | G | GT03 | 4252 | Combustion Turbine | PJM_PENE | Pennsylvania | Venango | 53.5 | 2001 | 9999 | 2019 | 0.5551 | 20374.6 | 0.05449 | NEI 2019
Handsome Lake Energy LLC | 55233_G_GT04 | 55233 | G | GT04 | 4254 | Combustion Turbine | PJM_PENE | Pennsylvania | Venango | 53.5 | 2001 | 9999 | 2019 | 0.6309 | 20374.6 | 0.06193 | NEI 2019
Handsome Lake Energy LLC | 55233_G_GT05 | 55233 | G | GT05 | 4256 | Combustion Turbine | PJM_PENE | Pennsylvania | Venango | 53.5 | 2001 | 9999 | 2019 | 1.0319 | 20374.6 | 0.10129 | NEI 2019
Audrain Generating Station | 55234_G_GT1 | 55234 | G | GT1 | 4258 | Combustion Turbine | MIS_MO | Missouri | Audrain | 75 | 2001 | 9999 | 2019 | 0.1216 | 2343.5 | 0.10378 | NEI 2019
Audrain Generating Station | 55234_G_GT2 | 55234 | G | GT2 | 4259 | Combustion Turbine | MIS_MO | Missouri | Audrain | 75 | 2001 | 9999 | 2019 | 0.1411 | 2343.5 | 0.12042 | NEI 2019
Audrain Generating Station | 55234_G_GT3 | 55234 | G | GT3 | 4260 | Combustion Turbine | MIS_MO | Missouri | Audrain | 75 | 2001 | 9999 | 2019 | 0.1119 | 2343.5 | 0.0955 | NEI 2019
Audrain Generating Station | 55234_G_GT4 | 55234 | G | GT4 | 4261 | Combustion Turbine | MIS_MO | Missouri | Audrain | 75 | 2001 | 9999 | 2019 | 0.1257 | 2343.5 | 0.10728 | NEI 2019
Audrain Generating Station | 55234_G_GT5 | 55234 | G | GT5 | 4262 | Combustion Turbine | MIS_MO | Missouri | Audrain | 75 | 2001 | 9999 | 2019 | 0.0597 | 2343.5 | 0.05095 | NEI 2019
Audrain Generating Station | 55234_G_GT6 | 55234 | G | GT6 | 4263 | Combustion Turbine | MIS_MO | Missouri | Audrain | 75 | 2001 | 9999 | 2019 | 0.065 | 2343.5 | 0.05547 | NEI 2019
Audrain Generating Station | 55234_G_GT7 | 55234 | G | GT7 | 4264 | Combustion Turbine | MIS_MO | Missouri | Audrain | 75 | 2001 | 9999 | 2019 | 0.0452 | 2343.5 | 0.03858 | NEI 2019
Audrain Generating Station | 55234_G_GT8 | 55234 | G | GT8 | 4265 | Combustion Turbine | MIS_MO | Missouri | Audrain | 75 | 2001 | 9999 | 2019 | 0.0449 | 2343.5 | 0.03832 | NEI 2019
Lee Energy Facility | 55236_G_CT1 | 55236 | G | CT1 | 4266 | Combustion Turbine | PJM_COMD | Illinois | Lee | 84.9 | 2001 | 2045 | 2019 | 0.80305 | 17694.2739 | 0.09077 | NEI 2019
Lee Energy Facility | 55236_G_CT2 | 55236 | G | CT2 | 4267 | Combustion Turbine | PJM_COMD | Illinois | Lee | 84.9 | 2001 | 2045 | 2019 | 0.97608 | 17694.2739 | 0.11033 | NEI 2019
Lee Energy Facility | 55236_G_CT3 | 55236 | G | CT3 | 4268 | Combustion Turbine | PJM_COMD | Illinois | Lee | 84.9 | 2001 | 2045 | 2017 | 0.62543 | 12205.0022 | 0.10249 | NEI 2019
Lee Energy Facility | 55236_G_CT4 | 55236 | G | CT4 | 4269 | Combustion Turbine | PJM_COMD | Illinois | Lee | 84.1 | 2001 | 2045 | 2019 | 0.47722 | 17527.5434 | 0.05445 | NEI 2019
Lee Energy Facility | 55236_G_CT5 | 55236 | G | CT5 | 4270 | Combustion Turbine | PJM_COMD | Illinois | Lee | 85.1 | 2001 | 2045 | 2017 | 0.83011 | 12233.7537 | 0.13571 | NEI 2019
Lee Energy Facility | 55236_G_CT6 | 55236 | G | CT6 | 4271 | Combustion Turbine | PJM_COMD | Illinois | Lee | 85.1 | 2001 | 2045 | 2019 | 0.72895 | 17735.9566 | 0.0822 | NEI 2019
Lee Energy Facility | 55236_G_CT7 | 55236 | G | CT7 | 4272 | Combustion Turbine | PJM_COMD | Illinois | Lee | 83.9 | 2001 | 2045 | 2019 | 0.55768 | 17485.8608 | 0.06379 | NEI 2019
Lee Energy Facility | 55236_G_CT8 | 55236 | G | CT8 | 4273 | Combustion Turbine | PJM_COMD | Illinois | Lee | 83.9 | 2001 | 2045 | 2017 | 0.752 | 12061.2448 | 0.1247 | NEI 2019
Energy Shelby County | 55237_G_CTG1 | 55237 | G | CTG1 | 4274 | Combustion Turbine | MIS_IL | Illinois | Shelby | 42 | 2000 | 2045 | 2019 | 0.89765 | 28867.875 | 0.06219 | NEI 2019
Energy Shelby County | 55237_G_CTG2 | 55237 | G | CTG2 | 4275 | Combustion Turbine | MIS_IL | Illinois | Shelby | 42 | 2000 | 2045 | 2019 | 0.90815 | 28867.875 | 0.06292 | NEI 2019
Energy Shelby County | 55237_G_CTG3 | 55237 | G | CTG3 | 4276 | Combustion Turbine | MIS_IL | Illinois | Shelby | 42 | 2000 | 2045 | 2019 | 0.86314 | 28867.875 | 0.0598 | NEI 2019
Energy Shelby County | 55237_G_CTG4 | 55237 | G | CTG4 | 4277 | Combustion Turbine | MIS_IL | Illinois | Shelby | 42 | 2000 | 2045 | 2017 | 0.83839 | 14466.875 | 0.11591 | NEI 2019
Energy Shelby County | 55237_G_CTG5 | 55237 | G | CTG5 | 4278 | Combustion Turbine | MIS_IL | Illinois | Shelby | 42 | 2000 | 2045 | 2019 | 0.69053 | 28867.875 | 0.04784 | NEI 2019
Energy Shelby County | 55237_G_CTG6 | 55237 | G | CTG6 | 4279 | Combustion Turbine | MIS_IL | Illinois | Shelby | 42 | 2000 | 2045 | 2019 | 0.5166 | 28867.875 | 0.03579 | NEI 2019
Energy Shelby County | 55237_G_CTG7 | 55237 | G | CTG7 | 4280 | Combustion Turbine | MIS_IL | Illinois | Shelby | 42 | 2001 | 2045 | 2019 | 0.475 | 28867.875 | 0.03291 | NEI 2019
Energy Shelby County | 55237_G_CTG8 | 55237 | G | CTG8 | 4281 | Combustion Turbine | MIS_IL | Illinois | Shelby | 42 | 2001 | 2045 | 2017 | 0.42534 | 14466.875 | 0.0588 | NEI 2019
NRG Rockford I | 55238_G_0001 | 55238 | G | 0001 | 4282 | Combustion Turbine | PJM_COMD | Illinois | Winnebago | 151 | 2000 | 2045 | 2019 | 2.1009 | 66528.054 | 0.06316 | NEI 2019
NRG Rockford I | 55238_G_0002 | 55238 | G | 0002 | 4283 | Combustion Turbine | PJM_COMD | Illinois | Winnebago | 149.1 | 2000 | 2045 | 2019 | 2.5935 | 65690.946 | 0.07896 | NEI 2019
Red Oak Power LLC | 55239_G_0001 | 55239 | G | 0001 | 8480 | Combined Cycle | PJM_EMAC | New Jersey | Middlesex | 165.3 | 2002 | 9999 | 2019 | 51.22 | 5092128 | 0.02012 | NEI 2019
Red Oak Power LLC | 55239_G_0002 | 55239 | G | 0002 | 8482 | Combined Cycle | PJM_EMAC | New Jersey | Middlesex | 165.3 | 2002 | 9999 |  |  |  | 0.02012 | NEI 2019
Red Oak Power LLC | 55239_G_0003 | 55239 | G | 0003 | 8484 | Combined Cycle | PJM_EMAC | New Jersey | Middlesex | 165.3 | 2002 | 9999 |  |  |  | 0.02012 | NEI 2019
Red Oak Power LLC | 55239_G_0004 | 55239 | G | 0004 | 8480 | Combined Cycle | PJM_EMAC | New Jersey | Middlesex | 270 | 2002 | 9999 |  |  |  | 0.02012 | NEI 2019
Hog Bayou Energy Center | 55241_G_CT01 | 55241 | G | CT01 | 4286 | Combined Cycle | S_SOU | Alabama | Mobile | 155 | 2001 | 9999 | 2019 | 12.6 | 1088349 | 0.02315 | NEI 2019
Hog Bayou Energy Center | 55241_G_ST01 | 55241 | G | ST01 | 4286 | Combined Cycle | S_SOU | Alabama | Mobile | 75 | 2001 | 9999 |  |  |  | 0.02315 | NEI 2019
Santa Rosa Energy Center | 55242_G_CT01 | 55242 | G | CT01 | 4287 | Combined Cycle | S_SOU | Florida | Santa Rosa | 161.4 | 2003 | 9999 | 2019 | 32.8193 | 1335947.96 | 0.04913 | NEI 2019
Santa Rosa Energy Center | 55242_G_ST01 | 55242 | G | ST01 | 4287 | Combined Cycle | S_SOU | Florida | Santa Rosa | 74.5 | 2003 | 9999 |  |  |  | 0.04913 | NEI 2019
Doyle Energy Facility | 55244_G_CTG1 | 55244 | G | CTG1 | 4308 | Combustion Turbine | S_SOU | Georgia | Walton | 56 | 2000 | 9999 |  |  |  | 0.12736 | Default Emission Factor
Doyle Energy Facility | 55244_G_CTG2 | 55244 | G | CTG2 | 4309 | Combustion Turbine | S_SOU | Georgia | Walton | 56 | 2000 | 9999 |  |  |  | 0.12736 | Default Emission Factor
Doyle Energy Facility | 55244_G_CTG3 | 55244 | G | CTG3 | 4310 | Combustion Turbine | S_SOU | Georgia | Walton | 58 | 2000 | 9999 |  |  |  | 0.12736 | Default Emission Factor
Doyle Energy Facility | 55244_G_CTG4 | 55244 | G | CTG4 | 4311 | Combustion Turbine | S_SOU | Georgia | Walton | 75 | 2000 | 9999 |  |  |  | 0.12736 | Default Emission Factor
Doyle Energy Facility | 55244_G_CTG5 | 55244 | G | CTG5 | 4312 | Combustion Turbine | S_SOU | Georgia | Walton | 75 | 2000 | 9999 |  |  |  | 0.12736 | Default Emission Factor
Darby Power, LLC | 55247_G_GT1 | 55247 | G | GT1 | 4313 | Combustion Turbine | PJM_West | Ohio | Pickaway | 72.5 | 2001 | 9999 | 2019 | 4.7098 | 64958.4997 | 0.14501 | NEI 2019
Darby Power, LLC | 55247_G_GT2 | 55247 | G | GT2 | 4314 | Combustion Turbine | PJM_West | Ohio | Pickaway | 72.5 | 2001 | 9999 | 2019 | 4.1933 | 64958.4997 | 0.12911 | NEI 2019
Darby Power, LLC | 55247_G_GT3 | 55247 | G | GT3 | 4315 | Combustion Turbine | PJM_West | Ohio | Pickaway | 72.5 | 2001 | 9999 | 2019 | 5.6426 | 64958.4997 | 0.17373 | NEI 2019
Darby Power, LLC | 55247_G_GT4 | 55247 | G | GT4 | 4316 | Combustion Turbine | PJM_West | Ohio | Pickaway | 72.5 | 2001 | 9999 | 2019 | 5.5329 | 64958.4997 | 0.17035 | NEI 2019
Darby Power, LLC | 55247_G_GT5 | 55247 | G | GT5 | 4317 | Combustion Turbine | PJM_West | Ohio | Pickaway | 72.5 | 2002 | 9999 | 2019 | 5.5351 | 64958.4997 | 0.17042 | NEI 2019
Darby Power, LLC | 55247_G_GT6 | 55247 | G | GT6 | 4318 | Combustion Turbine | PJM_West | Ohio | Pickaway | 72.5 | 2002 | 9999 | 2019 | 4.2508 | 64958.4997 | 0.13088 | NEI 2019
Tait Electric Generating Station | 55248_G_GT4 | 55248 | G | GT4 | 4319 | Combustion Turbine | PJM_West | Ohio | Montgomery | 85 | 2002 | 9999 | 2017 | 25.6464 | 65371.0005 | 0.78464 | NEI 2019
Tait Electric Generating Station | 55248_G_GT5 | 55248 | G | GT5 | 4320 | Combustion Turbine | PJM_West | Ohio | Montgomery | 85 | 2002 | 9999 |  |  |  | 0.12736 | Default Emission Factor
Tait Electric Generating Station | 55248_G_GT6 | 55248 | G | GT6 | 4321 | Combustion Turbine | PJM_West | Ohio | Montgomery | 85 | 2002 | 9999 |  |  |  | 0.12736 | Default Emission Factor
Tait Electric Generating Station | 55248_G_GT7 | 55248 | G | GT7 | 4322 | Combustion Turbine | PJM_West | Ohio | Montgomery | 85 | 2002 | 9999 |  |  |  | 0.12736 | Default Emission Factor
University Park South | 55250_G_UPG1 | 55250 | G | UPG1 | 4323 | Combustion Turbine | PJM_COMD | Illinois | Will | 50 | 2001 | 2045 | 2019 | 0.73425 | 35246.5 | 0.04166 | NEI 2019
University Park South | 55250_G_UPG2 | 55250 | G | UPG2 | 4327 | Combustion Turbine | PJM_COMD | Illinois | Will | 50 | 2001 | 2045 | 2017 | 0.66967 | 23660.8333 | 0.05661 | NEI 2019
University Park South | 55250_G_UPG3 | 55250 | G | UPG3 | 4328 | Combustion Turbine | PJM_COMD | Illinois | Will | 50 | 2001 | 2045 | 2019 | 0.81909 | 35246.5 | 0.04648 | NEI 2019
University Park South | 55250_G_UPG4 | 55250 | G | UPG4 | 4324 | Combustion Turbine | PJM_COMD | Illinois | Will | 50 | 2001 | 2045 | 2019 | 0.83895 | 35246.5 | 0.04761 | NEI 2019
University Park South | 55250_G_UPG5 | 55250 | G | UPG5 | 4325 | Combustion Turbine | PJM_COMD | Illinois | Will | 50 | 2001 | 2045 | 2017 | 0.81012 | 23660.8333 | 0.06848 | NEI 2019
University Park South | 55250_G_UPG6 | 55250 | G | UPG6 | 4326 | Combustion Turbine | PJM_COMD | Illinois | Will | 50 | 2001 | 2045 | 2017 | 0.81345 | 23660.8333 | 0.06876 | NEI 2019
Gleason Generating Facility | 55251_G_CTG1 | 55251 | G | CTG1 | 4335 | Combustion Turbine | S_C_TVA | Tennessee | Weakley | 120 | 2000 | 9999 | 2019 | 5.5564 | 153712.3333 | 0.0723 | NEI 2019
Gleason Generating Facility | 55251_G_CTG2 | 55251 | G | CTG2 | 4336 | Combustion Turbine | S_C_TVA | Tennessee | Weakley | 100 | 2000 | 9999 | 2017 | 5.5642 | 82603.6111 | 0.13472 | NEI 2019
Gleason Generating Facility | 55251_G_CTG3 | 55251 | G | CTG3 | 4337 | Combustion Turbine | S_C_TVA | Tennessee | Weakley | 140 | 2000 | 9999 | 2019 | 5.3003 | 179331.0556 | 0.05911 | NEI 2019
Crete Energy Venture LLC | 55253_G_GT1 | 55253 | G | GT1 | 4339 | Combustion Turbine | PJM_COMD | Illinois | Will | 75 | 2002 | 2045 | 2019 | 0.83144 | 16858 | 0.09864 | NEI 2019
Crete Energy Venture LLC | 55253_G_GT2 | 55253 | G | GT2 | 4340 | Combustion Turbine | PJM_COMD | Illinois | Will | 75 | 2002 | 2045 | 2019 | 0.78192 | 16858 | 0.09277 | NEI 2019
Crete Energy Venture LLC | 55253_G_GT3 | 55253 | G | GT3 | 4341 | Combustion Turbine | PJM_COMD | Illinois | Will | 75 | 2002 | 2045 | 2017 | 0.682 | 8904.25 | 0.15319 | NEI 2019
Crete Energy Venture LLC | 55253_G_GT4 | 55253 | G | GT4 | 4342 | Combustion Turbine | PJM_COMD | Illinois | Will | 75 | 2002 | 2045 | 2017 | 0.6254 | 8904.25 | 0.14047 | NEI 2019
Whiting Clean Energy | 55259_G_CT1 | 55259 | G | CT1 | 4357 | Combined Cycle | MIS_INKY | Indiana | Lake | 150 | 2002 | 9999 | 2019 | 50.0114 | 1029490 | 0.08555 | NEI 2019
Whiting Clean Energy | 55259_G_CT2 | 55259 | G | CT2 | 4358 | Combined Cycle | MIS_INKY | Indiana | Lake | 150 | 2002 | 9999 | 2019 | 68.5686 | 998935 | 0.08555 | NEI 2019
Whiting Clean Energy | 55259_G_ST1 | 55259 | G | ST1 | 4357 | Combined Cycle | MIS_INKY | Indiana | Lake | 213 | 2002 | 9999 |  |  |  | 0.08555 | NEI 2019
Bowling Green Generating Station | 55262_G_CT1 | 55262 | G | CT1 | 4361 | Combustion Turbine | PJM_ATSI | Ohio | Wood | 26 | 2000 | 9999 | 2019 | 0.28714 | 1733.1053 | 0.33136 | NEI 2019
Bowling Green Generating Station | 55262_G_CT2 | 55262 | G | CT2 | 4361 | Combustion Turbine | PJM_ATSI | Ohio | Wood | 12 | 2000 | 9999 | 2019 | 0.11144 | 799.8947 | 0.27864 | NEI 2019
Galion Generating Station | 55263_G_CT1 | 55263 | G | CT1 | 4363 | Combustion Turbine | PJM_ATSI | Ohio | Crawford | 26 | 2000 | 9999 | 2019 | 0.2203 | 1352.6842 | 0.32572 | NEI 2019
Galion Generating Station | 55263_G_CT2 | 55263 | G | CT2 | 4363 | Combustion Turbine | PJM_ATSI | Ohio | Crawford | 12 | 2000 | 9999 | 2019 | 0.12201 | 624.3158 | 0.39086 | NEI 2019
Napoleon Peaking Station | 55264_G_CT1 | 55264 | G | CT1 | 4365 | Combustion Turbine | PJM_ATSI | Ohio | Henry | 26 | 2000 | 9999 | 2019 | 0.23561 | 1503.2105 | 0.31348 | NEI 2019
Napoleon Peaking Station | 55264_G_CT2 | 55264 | G | CT2 | 4365 | Combustion Turbine | PJM_ATSI | Ohio | Henry | 12 | 2000 | 9999 | 2019 | 0.11762 | 693.7895 | 0.33907 | NEI 2019
Edward L. Addison Generating Plant | 55267_G_712 | 55267 | G | 712 | 4369 | Combustion Turbine | S_SOU | Georgia | Upson | 148.5 | 2000 | 9999 |  |  |  | 0.12736 | Default Emission Factor
Edward L. Addison Generating Plant | 55267_G_713 | 55267 | G | 713 | 4370 | Combustion Turbine | S_SOU | Georgia | Upson | 149 | 2000 | 9999 |  |  |  | 0.12736 | Default Emission Factor
Edward L. Addison Generating Plant | 55267_G_714 | 55267 | G | 714 | 4371 | Combustion Turbine | S_SOU | Georgia | Upson | 148.5 | 2000 | 9999 |  |  |  | 0.12736 | Default Emission Factor
Edward L. Addison Generating Plant | 55267_G_715 | 55267 | G | 715 | 4372 | Combustion Turbine | S_SOU | Georgia | Upson | 145.7 | 2000 | 9999 | 2017 | 0.17189 | 71448.1574 | 0.00481 | NEI 2019
TVA Southaven Combined Cycle | 55269_G_CTG1 | 55269 | G | CTG1 | 4373 | Combined Cycle | S_C_TVA | Mississippi | Desoto | 157 | 2003 | 9999 |  |  |  | 0.04505 | Default Emission Factor
TVA Southaven Combined Cycle | 55269_G_CTG2 | 55269 | G | CTG2 | 4374 | Combined Cycle | S_C_TVA | Mississippi | Desoto | 157 | 2003 | 9999 |  |  |  | 0.04505 | Default Emission Factor
TVA Southaven Combined Cycle | 55269_G_CTG3 | 55269 | G | CTG3 | 4375 | Combined Cycle | S_C_TVA | Mississippi | Desoto | 157 | 2003 | 9999 |  |  |  | 0.04505 | Default Emission Factor
TVA Southaven Combined Cycle | 55269_G_STG1 | 55269 | G | STG1 | 4373 | Combined Cycle | S_C_TVA | Mississippi | Desoto | 103 | 2003 | 9999 |  |  |  | 0.04505 | Default Emission Factor
TVA Southaven Combined Cycle | 55269_G_STG2 | 55269 | G | STG2 | 4374 | Combined Cycle | S_C_TVA | Mississippi | Desoto | 103 | 2003 | 9999 |  |  |  | 0.04505 | Default Emission Factor
TVA Southaven Combined Cycle | 55269_G_STG3 | 55269 | G | STG3 | 4375 | Combined Cycle | S_C_TVA | Mississippi | Desoto | 103 | 2003 | 9999 |  |  |  | 0.04505 | Default Emission Factor
Jackson Generating Station | 55270_G_7EA | 55270 | G | 7EA | 4376 | Combined Cycle | MIS_LMI | Michigan | Jackson | 73.2 | 2002 | 9999 | 2019 | 18.105 | 426800 | 0.10861 | NEI 2019
Jackson Generating Station | 55270_G_LM1 | 55270 | G | LM1 | 4377 | Combined Cycle | MIS_LMI | Michigan | Jackson | 46.7 | 2002 | 9999 |  |  |  | 0.04505 | Default Emission Factor
Jackson Generating Station | 55270_G_LM2 | 55270 | G | LM2 | 4378 | Combined Cycle | MIS_LMI | Michigan | Jackson | 45.4 | 2002 | 9999 |  |  |  | 0.04505 | Default Emission Factor
Jackson Generating Station | 55270_G_LM3 | 55270 | G | LM3 | 4379 | Combined Cycle | MIS_LMI | Michigan | Jackson | 44.7 | 2002 | 9999 |  |  |  | 0.04505 | Default Emission Factor
Jackson Generating Station | 55270_G_LM4 | 55270 | G | LM4 | 4380 | Combined Cycle | MIS_LMI | Michigan | Jackson | 44.8 | 2002 | 9999 |  |  |  | 0.04505 | Default Emission Factor
Jackson Generating Station | 55270_G_LM5 | 55270 | G | LM5 | 4381 | Combined Cycle | MIS_LMI | Michigan | Jackson | 43.3 | 2002 | 9999 |  |  |  | 0.10861 | NEI 2019
Jackson Generating Station | 55270_G_LM6 | 55270 | G | LM6 | 4382 | Combined Cycle | MIS_LMI | Michigan | Jackson | 45 | 2002 | 9999 | 2019 | 41.24 | 1749823 | 0.10861 | NEI 2019
Jackson Generating Station | 55270_G_ST1 | 55270 | G | ST1 | 4376 | Combined Cycle | MIS_LMI | Michigan | Jackson | 101.6 | 2002 | 9999 |  |  |  | 0.04505 | Default Emission Factor
Jackson Generating Station | 55270_G_ST2 | 55270 | G | ST2 | 4380 | Combined Cycle | MIS_LMI | Michigan | Jackson | 98.3 | 2002 | 9999 |  |  |  | 0.10861 | NEI 2019
Tenaska Lindsay Hill Generating Station | 55271_G_GTG1 | 55271 | G | GTG1 | 4383 | Combined Cycle | S_SOU | Alabama | Autauga | 152 | 2002 | 9999 | 2019 | 10.75 | 1100405 | 0.03053 | NEI 2019
Tenaska Lindsay Hill Generating Station | 55271_G_GTG2 | 55271 | G | GTG2 | 4384 | Combined Cycle | S_SOU | Alabama | Autauga | 152 | 2002 | 9999 | 2019 | 5.597 | 307528 | 0.03053 | NEI 2019
Tenaska Lindsay Hill Generating Station | 55271_G_GTG3 | 55271 | G | GTG3 | 4385 | Combined Cycle | S_SOU | Alabama | Autauga | 152 | 2002 | 9999 | 2019 | 9.97 | 316052 | 0.03053 | NEI 2019
Tenaska Lindsay Hill Generating Station | 55271_G_STG1 | 55271 | G | STG1 | 4383 | Combined Cycle | S_SOU | Alabama | Autauga | 392 | 2002 | 9999 |  |  |  | 0.03053 | NEI 2019
Ceredo Generating Station | 55276_G_01 | 55276 | G | 01 | 4397 | Combustion Turbine | PJM_West | West Virginia | Wayne | 75 | 2001 | 9999 | 2019 | 4.8 | 60605.8333 | 0.1584 | NEI 2019
Ceredo Generating Station | 55276_G_02 | 55276 | G | 02 | 4398 | Combustion Turbine | PJM_West | West Virginia | Wayne | 75 | 2001 | 9999 | 2019 | 4.596 | 60605.8333 | 0.15167 | NEI 2019
Ceredo Generating Station | 55276_G_03 | 55276 | G | 03 | 4399 | Combustion Turbine | PJM_West | West Virginia | Wayne | 75 | 2001 | 9999 | 2019 | 4.412 | 60605.8333 | 0.1456 | NEI 2019
Ceredo Generating Station | 55276_G_04 | 55276 | G | 04 | 4400 | Combustion Turbine | PJM_West | West Virginia | Wayne | 75 | 2001 | 9999 | 2019 | 4.654 | 60605.8333 | 0.15358 | NEI 2019
Ceredo Generating Station | 55276_G_05 | 55276 | G | 05 | 4401 | Combustion Turbine | PJM_West | West Virginia | Wayne | 75 | 2001 | 9999 | 2019 | 4.207 | 60605.8333 | 0.13883 | NEI 2019
Ceredo Generating Station | 55276_G_06 | 55276 | G | 06 | 4402 | Combustion Turbine | PJM_West | West Virginia | Wayne | 75 | 2001 | 9999 | 2019 | 4.119 | 60605.8333 | 0.13593 | NEI 2019
Beaver Creek Gas Plant | 55278_G_1 | 55278 | G | 1 |  | Combustion Turbine | WECC_WY | Wyoming | Fremont | 1.8 | 1983 | 9999 |  |  |  | 0.12736 | Default Emission Factor
Beaver Creek Gas Plant | 55278_G_2 | 55278 | G | 2 |  | Combustion Turbine | WECC_WY | Wyoming | Fremont | 1.8 | 1992 | 9999 |  |  |  | 0.12736 | Default Emission Factor
Beaver Creek Gas Plant | 55278_G_STG-1 | 55278 | G | STG-1 |  | Non-Fossil Waste | WECC_WY | Wyoming | Fremont | 0.9 | 2018 | 9999 |  |  |  | 0.70317 | Default Emission Factor
Aurora | 55279_G_CTG1 | 55279 | G | CTG1 | 4407 | Combustion Turbine | PJM_COMD | Illinois | DuPage | 168.2 | 2002 | 2045 | 2017 | 1.9845 | 67355.6548 | 0.05893 | NEI 2019
Aurora | 55279_G_CTG10 | 55279 | G | CTG10 | 4408 | Combustion Turbine | PJM_COMD | Illinois | DuPage | 49 | 2001 | 2045 | 2019 | 0.8359 | 33354.0847 | 0.05012 | NEI 2019
Aurora | 55279_G_CTG2 | 55279 | G | CTG2 | 4409 | Combustion Turbine | PJM_COMD | Illinois | DuPage | 166 | 2001 | 2045 | 2019 | 2.4288 | 112995.4707 | 0.04299 | NEI 2019
Aurora | 55279_G_CTG3 | 55279 | G | CTG3 | 4410 | Combustion Turbine | PJM_COMD | Illinois | DuPage | 163.9 | 2001 | 2045 | 2019 | 1.7354 | 111566.0099 | 0.03111 | NEI 2019
Aurora | 55279_G_CTG4 | 55279 | G | CTG4 | 4411 | Combustion Turbine | PJM_COMD | Illinois | DuPage | 163.9 | 2001 | 2045 | 2017 | 1.8575 | 65633.7207 | 0.0566 | NEI 2019
Aurora | 55279_G_CTG5 | 55279 | G | CTG5 | 4412 | Combustion Turbine | PJM_COMD | Illinois | DuPage | 49 | 2001 | 2045 | 2017 | 0.8021 | 19622.0397 | 0.08176 | NEI 2019
Aurora | 55279_G_CTG6 | 55279 | G | CTG6 | 4413 | Combustion Turbine | PJM_COMD | Illinois | DuPage | 49 | 2001 | 2045 | 2017 | 0.76895 | 19622.0397 | 0.07838 | NEI 2019
Aurora | 55279_G_CTG7 | 55279 | G | CTG7 | 4414 | Combustion Turbine | PJM_COMD | Illinois | DuPage | 49 | 2001 | 2045 | 2017 | 0.78715 | 19622.0397 | 0.08023 | NEI 2019
Aurora | 55279_G_CTG8 | 55279 | G | CTG8 | 4415 | Combustion Turbine | PJM_COMD | Illinois | DuPage | 49 | 2001 | 2045 | 2019 | 0.84175 | 33354.0847 | 0.05047 | NEI 2019
Aurora | 55279_G_CTG9 | 55279 | G | CTG9 | 4416 | Combustion Turbine | PJM_COMD | Illinois | DuPage | 49 | 2001 | 2045 | 2019 | 0.7566 | 33354.0847 | 0.04537 | NEI 2019
Southeast Chicago Energy Project | 55281_G_GT05 | 55281 | G | GT05 | 8494 | Combustion Turbine | PJM_COMD | Illinois | Cook | 37 | 2002 | 2045 | 2019 | 0.33252 | 5267.125 | 0.12626 | NEI 2019
Southeast Chicago Energy Project | 55281_G_GT06 | 55281 | G | GT06 | 8496 | Combustion Turbine | PJM_COMD | Illinois | Cook | 37 | 2002 | 2045 | 2019 | 0.13132 | 5267.125 | 0.04987 | NEI 2019
Southeast Chicago Energy Project | 55281_G_GT07 | 55281 | G | GT07 | 8498 | Combustion Turbine | PJM_COMD | Illinois | Cook | 37 | 2002 | 2045 | 2017 | 0.30942 | 6037.75 | 0.1025 | NEI 2019
Southeast Chicago Energy Project | 55281_G_GT08 | 55281 | G | GT08 | 8500 | Combustion Turbine | PJM_COMD | Illinois | Cook | 37 | 2002 | 2045 | 2017 | 0.090915 | 6037.75 | 0.03012 | NEI 2019
Southeast Chicago Energy Project | 55281_G_GT09 | 55281 | G | GT09 | 8502 | Combustion Turbine | PJM_COMD | Illinois | Cook | 37 | 2002 | 2045 | 2017 | 0.36612 | 6037.75 | 0.12128 | NEI 2019
Southeast Chicago Energy Project | 55281_G_GT10 | 55281 | G | GT10 | 8488 | Combustion Turbine | PJM_COMD | Illinois | Cook | 37 | 2002 | 2045 | 2017 | 0.36612 | 6037.75 | 0.12128 | NEI 2019
Southeast Chicago Energy Project | 55281_G_GT11 | 55281 | G | GT11 | 8490 | Combustion Turbine | PJM_COMD | Illinois | Cook | 37 | 2002 | 2045 | 2019 | 0.35263 | 5267.125 | 0.1339 | NEI 2019
Southeast Chicago Energy Project | 55281_G_GT12 | 55281 | G | GT12 | 8492 | Combustion Turbine | PJM_COMD | Illinois | Cook | 37 | 2002 | 2045 | 2019 | 0.37011 | 5267.125 | 0.14054 | NEI 2019
Arlington Valley Energy Facility | 55282_G_CTG1 | 55282 | G | CTG1 | 4420 | Combined Cycle | WECC_AZ | Arizona | Maricopa | 162 | 2002 | 9999 | 2019 | 5.586 | 2029210 | 0.00726 | NEI 2019
Arlington Valley Energy Facility | 55282_G_CTG2 | 55282 | G | CTG2 | 4421 | Combined Cycle | WECC_AZ | Arizona | Maricopa | 163 | 2002 | 9999 | 2017 | 4.0621 | 628260 | 0.00726 | NEI 2019
Arlington Valley Energy Facility | 55282_G_STG1 | 55282 | G | STG1 | 4420 | Combined Cycle | WECC_AZ | Arizona | Maricopa | 255 | 2002 | 9999 |  |  |  | 0.00726 | NEI 2019
Front Range Power Plant | 55283_G_1 | 55283 | G | 1 | 4422 | Combined Cycle | WECC_CO | Colorado | El Paso | 135 | 2003 | 9999 |  |  |  | 0.04505 | Default Emission Factor
Front Range Power Plant | 55283_G_2 | 55283 | G | 2 | 4423 | Combined Cycle | WECC_CO | Colorado | El Paso | 135 | 2003 | 9999 |  |  |  | 0.04505 | Default Emission Factor
Front Range Power Plant | 55283_G_3 | 55283 | G | 3 | 4422 | Combined Cycle | WECC_CO | Colorado | El Paso | 190 | 2003 | 9999 |  |  |  | 0.04505 | Default Emission Factor
Big Sandy Peaker Plant | 55284_G_BSG1 | 55284 | G | BSG1 | 4424 | Combustion Turbine | PJM_West | West Virginia | Wayne | 50 | 2001 | 9999 | 2019 | 0.88697 | 40958 | 0.04331 | NEI 2019
Big Sandy Peaker Plant | 55284_G_BSG2 | 55284 | G | BSG2 | 4425 | Combustion Turbine | PJM_West | West Virginia | Wayne | 50 | 2001 | 9999 | 2019 | 0.47015 | 40958 | 0.02296 | NEI 2019
Big Sandy Peaker Plant | 55284_G_BSG3 | 55284 | G | BSG3 | 4426 | Combustion Turbine | PJM_West | West Virginia | Wayne | 50 | 2001 | 9999 | 2019 | 0.7974 | 40958 | 0.03894 | NEI 2019
Big Sandy Peaker Plant | 55284_G_BSG4 | 55284 | G | BSG4 | 4427 | Combustion Turbine | PJM_West | West Virginia | Wayne | 50 | 2001 | 9999 | 2019 | 0.73855 | 40958 | 0.03606 | NEI 2019
Big Sandy Peaker Plant | 55284_G_BSG5 | 55284 | G | BSG5 | 4428 | Combustion Turbine | PJM_West | West Virginia | Wayne | 50 | 2001 | 9999 | 2019 | 0.89017 | 40958 | 0.04347 | NEI 2019
Big Sandy Peaker Plant | 55284_G_BSG6 | 55284 | G | BSG6 | 4429 | Combustion Turbine | PJM_West | West Virginia | Wayne | 50 | 2001 | 9999 | 2019 | 0.68004 | 40958 | 0.03321 | NEI 2019
Wolf Hills Energy | 55285_G_WHG1 | 55285 | G | WHG1 | 4436 | Combustion Turbine | PJM_West | Virginia | Washington | 50 | 2001 | 9999 | 2019 | 1.07 | 23058.8 | 0.09281 | NEI 2019
Wolf Hills Energy | 55285_G_WHG2 | 55285 | G | WHG2 | 4437 | Combustion Turbine | PJM_West | Virginia | Washington | 50 | 2001 | 9999 | 2019 | 1.07 | 23058.8 | 0.09281 | NEI 2019
Wolf Hills Energy | 55285_G_WHG3 | 55285 | G | WHG3 | 4438 | Combustion Turbine | PJM_West | Virginia | Washington | 50 | 2001 | 9999 | 2019 | 0.82 | 23058.8 | 0.07112 | NEI 2019
Wolf Hills Energy | 55285_G_WHG4 | 55285 | G | WHG4 | 4439 | Combustion Turbine | PJM_West | Virginia | Washington | 50 | 2001 | 9999 | 2019 | 0.64 | 23058.8 | 0.05551 | NEI 2019
Wolf Hills Energy | 55285_G_WHG5 | 55285 | G | WHG5 | 4440 | Combustion Turbine | PJM_West | Virginia | Washington | 50 | 2001 | 9999 | 2019 | 0.71 | 23058.8 | 0.06158 | NEI 2019
Oleander Power Project LP | 55286_G_OG1 | 55286 | G | OG1 | 4446 | Combustion Turbine | FRCC | Florida | Brevard | 155 | 2002 | 9999 | 2019 | 1.9693 | 37726.7607 | 0.1044 | NEI 2019
Oleander Power Project LP | 55286_G_OG2 | 55286 | G | OG2 | 4447 | Combustion Turbine | FRCC | Florida | Brevard | 155 | 2002 | 9999 | 2019 | 0.57791 | 37726.7607 | 0.03064 | NEI 2019
Oleander Power Project LP | 55286_G_OG3 | 55286 | G | OG3 | 4448 | Combustion Turbine | FRCC | Florida | Brevard | 155 | 2002 | 9999 | 2019 | 0.27799 | 37726.7607 | 0.01474 | NEI 2019
Oleander Power Project LP | 55286_G_OG4 | 55286 | G | OG4 | 4449 | Combustion Turbine | FRCC | Florida | Brevard | 156 | 2002 | 9999 | 2019 | 0.20557 | 37970.1592 | 0.01083 | NEI 2019
Oleander Power Project LP | 55286_G_OG5 | 55286 | G | OG5 | 4450 | Combustion Turbine | FRCC | Florida | Brevard | 157 | 2007 | 9999 | 2019 | 0.65648 | 38213.5576 | 0.03436 | NEI 2019
Decatur Energy Center | 55292_G_CTG1 | 55292 | G | CTG1 | 4459 | Combined Cycle | S_C_TVA | Alabama | Morgan | 155 | 2002 | 9999 | 2019 | 8.07 | 1203686 | 0.02338 | NEI 2019
Decatur Energy Center | 55292_G_CTG2 | 55292 | G | CTG2 | 4460 | Combined Cycle | S_C_TVA | Alabama | Morgan | 155 | 2002 | 9999 | 2019 | 8.4 | 469769 | 0.02338 | NEI 2019
Decatur Energy Center | 55292_G_CTG3 | 55292 | G | CTG3 | 4461 | Combined Cycle | S_C_TVA | Alabama | Morgan | 155 | 2003 | 9999 | 2019 | 8.6 | 471352 | 0.02338 | NEI 2019
Decatur Energy Center | 55292_G_STG1 | 55292 | G | STG1 | 4459 | Combined Cycle | S_C_TVA | Alabama | Morgan | 260 | 2002 | 9999 |  |  |  | 0.02338 | NEI 2019
Morgan Energy Center | 55293_G_CTG1 | 55293 | G | CTG1 | 4462 | Combined Cycle | S_C_TVA | Alabama | Morgan | 161 | 2004 | 9999 | 2019 | 7.4 | 832821 | 0.01173 | NEI 2019
Morgan Energy Center | 55293_G_CTG2 | 55293 | G | CTG2 | 4463 | Combined Cycle | S_C_TVA | Alabama | Morgan | 161 | 2003 | 9999 | 2019 | 5.7 | 644993 | 0.01173 | NEI 2019
Morgan Energy Center | 55293_G_CTG3 | 55293 | G | CTG3 | 4464 | Combined Cycle | S_C_TVA | Alabama | Morgan | 161 | 2003 | 9999 | 2019 | 5.2 | 600177 | 0.01173 | NEI 2019
Morgan Energy Center | 55293_G_STG1 | 55293 | G | STG1 | 4462 | Combined Cycle | S_C_TVA | Alabama | Morgan | 266 | 2003 | 9999 |  |  |  | 0.01173 | NEI 2019
Westbrook Energy Center Power Plant | 55294_G_GTG1 | 55294 | G | GTG1 | 4465 | Combined Cycle | NENG_ME | Maine | Cumberland | 174.8 | 2001 | 9999 | 2019 | 5.6966 | 311180 | 0.01666 | NEI 2019
Westbrook Energy Center Power Plant | 55294_G_GTG2 | 55294 | G | GTG2 | 4466 | Combined Cycle | NENG_ME | Maine | Cumberland | 173.9 | 2001 | 9999 | 2019 | 2.275 | 645875 | 0.01666 | NEI 2019
Westbrook Energy Center Power Plant | 55294_G_STG3 | 55294 | G | STG3 | 4465 | Combined Cycle | NENG_ME | Maine | Cumberland | 191.6 | 2001 | 9999 |  |  |  | 0.01666 | NEI 2019
Blythe Energy Inc | 55295_G_CT1 | 55295 | G | CT1 | 4467 | Combined Cycle | WECC_SCE | California | Riverside | 156.5 | 2003 | 9999 | 2017 | 20.243 | 534486 | 0.04723 | NEI 2019
Blythe Energy Inc | 55295_G_CT2 | 55295 | G | CT2 | 4468 | Combined Cycle | WECC_SCE | California | Riverside | 156.5 | 2003 | 9999 | 2017 | 20.821 | 581125 | 0.04723 | NEI 2019
Blythe Energy Inc | 55295_G_ST1 | 55295 | G | ST1 | 4467 | Combined Cycle | WECC_SCE | California | Riverside | 201 | 2003 | 9999 |  |  |  | 0.04723 | NEI 2019
Calumet Energy Team LLC | 55296_G_CT11 | 55296 | G | CT11 | 4469 | Combustion Turbine | PJM_COMD | Illinois | Cook | 157.2 | 2002 | 2045 | 2019 | 0.097075 | 7046.2183 | 0.02755 | NEI 2019
Calumet Energy Team LLC | 55296_G_CT12 | 55296 | G | CT12 | 4470 | Combustion Turbine | PJM_COMD | Illinois | Cook | 162.5 | 2002 | 2045 | 2017 | 0.088125 | 12477.4789 | 0.01413 | NEI 2019
New Covert Generating Facility | 55297_G_1 | 55297 | G | 1 | 4471 | Combined Cycle | MIS_LMI | Michigan | Van Buren | 220.5 | 2004 | 9999 | 2019 | 30.94 | 2465001 | 0.0251 | NEI 2019
New Covert Generating Facility | 55297_G_1A | 55297 | G | 1A | 4471 | Combined Cycle | MIS_LMI | Michigan | Van Buren | 134 | 2004 | 9999 |  |  |  | 0.0251 | NEI 2019
New Covert Generating Facility | 55297_G_2 | 55297 | G | 2 | 4472 | Combined Cycle | MIS_LMI | Michigan | Van Buren | 218.2 | 2004 | 9999 | 2019 | 19.675 | 2719704 | 0.01447 | NEI 2019
New Covert Generating Facility | 55297_G_2A | 55297 | G | 2A | 4472 | Combined Cycle | MIS_LMI | Michigan | Van Buren | 134 | 2004 | 9999 |  |  |  | 0.01447 | NEI 2019
New Covert Generating Facility | 55297_G_3 | 55297 | G | 3 | 4473 | Combined Cycle | MIS_LMI | Michigan | Van Buren | 214.8 | 2004 | 9999 | 2019 | 17.21 | 2221065 | 0.0155 | NEI 2019
New Covert Generating Facility | 55297_G_3A | 55297 | G | 3A | 4473 | Combined Cycle | MIS_LMI | Michigan | Van Buren | 134 | 2004 | 9999 |  |  |  | 0.0155 | NEI 2019
Fairless Energy Center | 55298_G_CT1A | 55298 | G | CT1A | 4475 | Combined Cycle | PJM_EMAC | Pennsylvania | Bucks | 183 | 2004 | 9999 | 2019 | 18.4299 | 1245876 | 0.01705 | NEI 2019
Fairless Energy Center | 55298_G_CT1B | 55298 | G | CT1B | 4476 | Combined Cycle | PJM_EMAC | Pennsylvania | Bucks | 191 | 2004 | 9999 | 2019 | 11.3199 | 1031522 | 0.01705 | NEI 2019
Fairless Energy Center | 55298_G_CT2A | 55298 | G | CT2A | 88254 | Combined Cycle | PJM_EMAC | Pennsylvania | Bucks | 198 | 2004 | 9999 | 2019 | 18.034 | 1115902 | 0.01688 | NEI 2019
Fairless Energy Center | 55298_G_CT2B | 55298 | G | CT2B | 88255 | Combined Cycle | PJM_EMAC | Pennsylvania | Bucks | 198 | 2004 | 9999 | 2019 | 11.7819 | 1150549 | 0.01688 | NEI 2019
Fairless Energy Center | 55298_G_ST1 | 55298 | G | ST1 | 4475 | Combined Cycle | PJM_EMAC | Pennsylvania | Bucks | 258 | 2004 | 9999 |  |  |  | 0.01705 | NEI 2019
Fairless Energy Center | 55298_G_ST2 | 55298 | G | ST2 | 88254 | Combined Cycle | PJM_EMAC | Pennsylvania | Bucks | 258 | 2004 | 9999 |  |  |  | 0.01688 | NEI 2019
Channel Energy Center LLC | 55299_G_CTG1 | 55299 | G | CTG1 | 4477 | Combined Cycle | ERC_REST | Texas | Harris | 185 | 2001 | 9999 | 2019 | 34.5 | 1293318 | 0.03252 | NEI 2019
Channel Energy Center LLC | 55299_G_CTG2 | 55299 | G | CTG2 | 4478 | Combined Cycle | ERC_REST | Texas | Harris | 185 | 2002 | 9999 | 2019 | 2.75 | 1008701 | 0.03252 | NEI 2019
Channel Energy Center LLC | 55299_G_CTG3 | 55299 | G | CTG3 | 4479 | Combined Cycle | ERC_REST | Texas | Harris | 183 | 2014 | 9999 | 2019 | 26.09 | 1039699 | 0.03252 | NEI 2019
Channel Energy Center LLC | 55299_G_ST-1 | 55299 | G | ST-1 | 4477 | Combined Cycle | ERC_REST | Texas | Harris | 215 | 2002 | 9999 |  |  |  | 0.04505 | Default Emission Factor
Baconton Power Plant | 55304_G_CT1 | 55304 | G | CT1 | 4484 | Combustion Turbine | S_SOU | Georgia | Mitchell | 49 | 2000 | 9999 |  |  |  | 0.12736 | Default Emission Factor
Baconton Power Plant | 55304_G_CT4 | 55304 | G | CT4 | 4485 | Combustion Turbine | S_SOU | Georgia | Mitchell | 49 | 2000 | 9999 |  |  |  | 0.12736 | Default Emission Factor
Baconton Power Plant | 55304_G_CT5 | 55304 | G | CT5 | 4486 | Combustion Turbine | S_SOU | Georgia | Mitchell | 49 | 2000 | 9999 |  |  |  | 0.12736 | Default Emission Factor
Baconton Power Plant | 55304_G_CT6 | 55304 | G | CT6 | 4487 | Combustion Turbine | S_SOU | Georgia | Mitchell | 49 | 2000 | 9999 |  |  |  | 0.12736 | Default Emission Factor
Gila River Power Block 4 | 55306_G_CTG7 | 55306 | G | CTG7 | 8520 | Combined Cycle | WECC_AZ | Arizona | Maricopa | 146 | 2003 | 9999 | 2019 | 6.0095 | 695327 | 0.03022 | NEI 2019
Gila River Power Block 4 | 55306_G_CTG8 | 55306 | G | CTG8 | 8522 | Combined Cycle | WECC_AZ | Arizona | Maricopa | 146 | 2003 | 9999 | 2019 | 10.1901 | 376661 | 0.03022 | NEI 2019
Gila River Power Block 4 | 55306_G_ST12 | 55306 | G | ST12 | 8520 | Combined Cycle | WECC_AZ | Arizona | Maricopa | 223 | 2003 | 9999 |  |  |  | 0.03022 | NEI 2019
Calvert City | 55308_G_GEN1 | 55308 | G | GEN1 | 88083 | Combustion Turbine | S_C_TVA | Kentucky | Marshall | 23 | 2000 | 9999 | 2019 | 1.9793 | 212522.8 | 0.01863 | NEI 2019
Air Products Port Arthur | 55309_G_GEN 5 | 55309 | G | GEN 5 |  | Combustion Turbine | MIS_WOTA | Texas | Jefferson | 32.8 | 2012 | 9999 | 2019 | 8.4277 | 219583.4393 | 0.07676 | NEI 2019
Air Products Port Arthur | 55309_G_GEN1 | 55309 | G | GEN1 |  | Combustion Turbine | MIS_WOTA | Texas | Jefferson | 33.2 | 2000 | 9999 |  |  |  | 0.12736 | Default Emission Factor
Air Products Port Arthur | 55309_G_GEN4 | 55309 | G | GEN4 |  | Combustion Turbine | MIS_WOTA | Texas | Jefferson | 72.4 | 2006 | 9999 | 2019 | 5.638 | 484690.2746 | 0.02326 | NEI 2019
Ingleside Cogeneration | 55313_G_CTG1 | 55313 | G | CTG1 |  | Combined Cycle | ERC_REST | Texas | San Patricio | 155 | 1999 | 9999 | 2019 | 18.7096 | 1886076 | 0.02487 | NEI 2019
Ingleside Cogeneration | 55313_G_CTG2 | 55313 | G | CTG2 |  | Combined Cycle | ERC_REST | Texas | San Patricio | 155 | 1999 | 9999 | 2019 | 9.435 | 1109900 | 0.02487 | NEI 2019
Ingleside Cogeneration | 55313_G_STG | 55313 | G | STG |  | Fossil Waste | ERC_REST | Texas | San Patricio | 150 | 1999 | 9999 |  |  |  | 0.66403 | Default Emission Factor
Fore River Generating Station | 55317_G_GT11 | 55317 | G | GT11 | 4488 | Combined Cycle | NENGREST | Massachusetts | Norfolk | 228.8 | 2003 | 9999 | 2019 | 19.488 | 3064132 | 0.01737 | NEI 2019
Fore River Generating Station | 55317_G_GT12 | 55317 | G | GT12 | 4489 | Combined Cycle | NENGREST | Massachusetts | Norfolk | 228.1 | 2003 | 9999 | 2019 | 18.7602 | 1339052 | 0.01737 | NEI 2019
Fore River Generating Station | 55317_G_ST15 | 55317 | G | ST15 | 4488 | Combined Cycle | NENGREST | Massachusetts | Norfolk | 269.1 | 2003 | 9999 |  |  |  | 0.01737 | NEI 2019
Wise County Power LLC | 55320_G_GT1 | 55320 | G | GT1 | 8524 | Combined Cycle | ERC_REST | Texas | Wise | 225 | 2004 | 9999 | 2019 | 10.2137 | 1976173 | 0.01431 | NEI 2019
Wise County Power LLC | 55320_G_GT2 | 55320 | G | GT2 | 8526 | Combined Cycle | ERC_REST | Texas | Wise | 225 | 2004 | 9999 | 2019 | 10.109 | 864961 | 0.01431 | NEI 2019
Wise County Power LLC | 55320_G_ST1 | 55320 | G | ST1 | 8524 | Combined Cycle | ERC_REST | Texas | Wise | 230 | 2004 | 9999 |  |  |  | 0.01431 | NEI 2019
Chuck Lenzie Generating Station | 55322_G_CTG1 | 55322 | G | CTG1 | 9006 | Combined Cycle | WECC_SNV | Nevada | Clark | 165 | 2006 | 9999 | 2019 | 52.88 | 1119202 | 0.05961 | NEI 2019
Chuck Lenzie Generating Station | 55322_G_CTG2 | 55322 | G | CTG2 | 9007 | Combined Cycle | WECC_SNV | Nevada | Clark | 165 | 2006 | 9999 | 2019 | 53.06 | 1140947 | 0.05961 | NEI 2019
Chuck Lenzie Generating Station | 55322_G_CTG3 | 55322 | G | CTG3 | 9008 | Combined Cycle | WECC_SNV | Nevada | Clark | 165 | 2006 | 9999 | 2019 | 44.62 | 963286 | 0.0598 | NEI 2019
Chuck Lenzie Generating Station | 55322_G_CTG4 | 55322 | G | CTG4 | 9009 | Combined Cycle | WECC_SNV | Nevada | Clark | 165 | 2006 | 9999 | 2019 | 45.81 | 952163 | 0.0598 | NEI 2019
Chuck Lenzie Generating Station | 55322_G_ST1 | 55322 | G | ST1 | 9006 | Combined Cycle | WECC_SNV | Nevada | Clark | 255 | 2006 | 9999 |  |  |  | 0.05961 | NEI 2019
Chuck Lenzie Generating Station | 55322_G_ST2 | 55322 | G | ST2 | 9008 | Combined Cycle | WECC_SNV | Nevada | Clark | 255 | 2006 | 9999 |  |  |  | 0.0598 | NEI 2019
Baytown Energy Center | 55327_G_CTG1 | 55327 | G | CTG1 | 4097 | Combined Cycle | ERC_REST | Texas | Chambers | 165 | 2002 | 9999 | 2019 | 10.55 | 1040515 | 0.01422 | NEI 2019
Baytown Energy Center | 55327_G_CTG2 | 55327 | G | CTG2 | 4098 | Combined Cycle | ERC_REST | Texas | Chambers | 165 | 2002 | 9999 | 2019 | 10.09 | 1103577 | 0.01422 | NEI 2019
Baytown Energy Center | 55327_G_CTG3 | 55327 | G | CTG3 | 4099 | Combined Cycle | ERC_REST | Texas | Chambers | 165 | 2002 | 9999 | 2019 | 12.92 | 1188183 | 0.01422 | NEI 2019
Baytown Energy Center | 55327_G_STG1 | 55327 | G | STG1 | 4097 | Combined Cycle | ERC_REST | Texas | Chambers | 275 | 2002 | 9999 |  |  |  | 0.01422 | NEI 2019
Hermiston Power Partnership | 55328_G_CTG1 | 55328 | G | CTG1 | 4493 | Combined Cycle | WECC_PNW | Oregon | Umatilla | 184 | 2002 | 9999 | 2019 | 36.6 | 1287019 | 0.0335 | NEI 2019
Hermiston Power Partnership | 55328_G_CTG2 | 55328 | G | CTG2 | 4494 | Combined Cycle | WECC_PNW | Oregon | Umatilla | 184 | 2002 | 9999 | 2019 | 35.4 | 1290653 | 0.0335 | NEI 2019
Hermiston Power Partnership | 55328_G_STG1 | 55328 | G | STG1 | 4493 | Combined Cycle | WECC_PNW | Oregon | Umatilla | 247 | 2002 | 9999 |  |  |  | 0.0335 | NEI 2019
Washington County Power LLC | 55332_G_1 | 55332 | G | 1 | 4503 | Combustion Turbine | S_SOU | Georgia | Washington | 151 | 2003 | 9999 | 2019 | 0.38 | 54869.7937 | 0.01385 | NEI 2019
Washington County Power LLC | 55332_G_2 | 55332 | G | 2 | 4504 | Combustion Turbine | S_SOU | Georgia | Washington | 157.9 | 2003 | 9999 | 2017 | 2.97 | 30450.9701 | 0.19507 | NEI 2019
Washington County Power LLC | 55332_G_3 | 55332 | G | 3 | 4505 | Combustion Turbine | S_SOU | Georgia | Washington | 150 | 2003 | 9999 | 2019 | 2.43 | 54506.4175 | 0.08916 | NEI 2019
Washington County Power LLC | 55332_G_4 | 55332 | G | 4 | 4506 | Combustion Turbine | S_SOU | Georgia | Washington | 156.6 | 2003 | 9999 | 2019 | 0.39 | 56904.6999 | 0.01371 | NEI 2019
Delta Energy Center | 55333_G_CTG1 | 55333 | G | CTG1 | 3739 | Combined Cycle | WEC_CALN | California | Contra Costa | 176 | 2002 | 9999 | 2017 | 7.8055 | 102810 | 0.01996 | NEI 2019
Delta Energy Center | 55333_G_CTG2 | 55333 | G | CTG2 | 3740 | Combined Cycle | WEC_CALN | California | Contra Costa | 165 | 2002 | 9999 | 2019 | 5.8898 | 722222 | 0.01996 | NEI 2019
Delta Energy Center | 55333_G_CTG3 | 55333 | G | CTG3 | 3741 | Combined Cycle | WEC_CALN | California | Contra Costa | 165 | 2002 | 9999 | 2017 | 8.7023 | 141326 | 0.01996 | NEI 2019
Delta Energy Center | 55333_G_STG1 | 55333 | G | STG1 | 3739 | Combined Cycle | WEC_CALN | California | Contra Costa | 263.1 | 2002 | 9999 |  |  |  | 0.01996 | NEI 2019
Holland Energy Facility | 55334_G_CTG1 | 55334 | G | CTG1 | 4508 | Combined Cycle | MIS_IL | Illinois | Shelby | 151.7 | 2002 | 2045 | 2017 | 24.3553 | 487191 | 0.08589 | NEI 2019
Holland Energy Facility | 55334_G_CTG2 | 55334 | G | CTG2 | 4509 | Combined Cycle | MIS_IL | Illinois | Shelby | 146.2 | 2002 | 2045 | 2019 | 25.4169 | 431831 | 0.08589 | NEI 2019
Holland Energy Facility | 55334_G_STG1 | 55334 | G | STG1 | 4508 | Combined Cycle | MIS_IL | Illinois | Shelby | 326.4 | 2002 | 2045 |  |  |  | 0.08589 | NEI 2019
Ironwood LLC | 55337_G_CT1 | 55337 | G | CT1 | 88084 | Combined Cycle | PJM_WMAC | Pennsylvania | Lebanon | 238.7 | 2001 | 9999 | 2019 | 23.66 | 1655480 | 0.03329 | NEI 2019
Ironwood LLC | 55337_G_CT2 | 55337 | G | CT2 | 88085 | Combined Cycle | PJM_WMAC | Pennsylvania | Lebanon | 241.7 | 2001 | 9999 | 2019 | 56.96 | 1570946 | 0.03329 | NEI 2019
Ironwood LLC | 55337_G_ST4 | 55337 | G | ST4 | 88084 | Combined Cycle | PJM_WMAC | Pennsylvania | Lebanon | 219.7 | 2001 | 9999 |  |  |  | 0.03329 | NEI 2019
Dell Power Station | 55340_G_CTG1 | 55340 | G | CTG1 | 4517 | Combined Cycle | S_D_AECI | Arkansas | Mississippi | 147 | 2007 | 9999 |  |  |  | 0.01911 | NEI 2019
Dell Power Station | 55340_G_CTG2 | 55340 | G | CTG2 | 4518 | Combined Cycle | S_D_AECI | Arkansas | Mississippi | 148 | 2007 | 9999 | 2019 | 30.8564 | 2024048 | 0.01911 | NEI 2019
Dell Power Station | 55340_G_STG | 55340 | G | STG | 4517 | Combined Cycle | S_D_AECI | Arkansas | Mississippi | 151 | 2007 | 9999 |  |  |  | 0.01911 | NEI 2019
Luna Energy Facility | 55343_G_CTG1 | 55343 | G | CTG1 | 4521 | Combined Cycle | WECC_NM | New Mexico | Luna | 150.5 | 2006 | 9999 | 2019 | 14.98 | 897985 | 0.02271 | NEI 2019
Luna Energy Facility | 55343_G_CTG2 | 55343 | G | CTG2 | 4522 | Combined Cycle | WECC_NM | New Mexico | Luna | 150.5 | 2006 | 9999 | 2019 | 14.98 | 863052 | 0.02271 | NEI 2019
Luna Energy Facility | 55343_G_STG1 | 55343 | G | STG1 | 4521 | Combined Cycle | WECC_NM | New Mexico | Luna | 258 | 2006 | 9999 |  |  |  | 0.02271 | NEI 2019
Otay Mesa Generating Project | 55345_G_1-01 | 55345 | G | 1-01 | 4523 | Combined Cycle | WEC_SDGE | California | San Diego | 152.8 | 2009 | 9999 | 2017 | 42.8544 | 1446282 | 0.07967 | NEI 2019
Otay Mesa Generating Project | 55345_G_1-02 | 55345 | G | 1-02 | 4524 | Combined Cycle | WEC_SDGE | California | San Diego | 152.8 | 2009 | 9999 | 2017 | 42.8544 | 705415 | 0.07967 | NEI 2019
Otay Mesa Generating Project | 55345_G_1-03 | 55345 | G | 1-03 | 4523 | Combined Cycle | WEC_SDGE | California | San Diego | 265.4 | 2009 | 9999 |  |  |  | 0.07967 | NEI 2019
Armstrong | 55347_G_1 | 55347 | G | 1 | 4531 | Combustion Turbine | PJM_AP | Pennsylvania | Armstrong | 168.4 | 2002 | 9999 | 2019 | 12.2839 | 207437.3155 | 0.11843 | NEI 2019
Armstrong | 55347_G_2 | 55347 | G | 2 | 4532 | Combustion Turbine | PJM_AP | Pennsylvania | Armstrong | 163.6 | 2002 | 9999 | 2019 | 15.8768 | 201524.6129 | 0.15757 | NEI 2019
Armstrong | 55347_G_3 | 55347 | G | 3 | 4533 | Combustion Turbine | PJM_AP | Pennsylvania | Armstrong | 169 | 2002 | 9999 | 2019 | 13.1183 | 208176.4033 | 0.12603 | NEI 2019
Armstrong | 55347_G_4 | 55347 | G | 4 | 4534 | Combustion Turbine | PJM_AP | Pennsylvania | Armstrong | 169.7 | 2002 | 9999 | 2019 | 10.0152 | 209038.6724 | 0.09582 | NEI 2019
Troy Energy LLC | 55348_G_1 | 55348 | G | 1 | 4535 | Combustion Turbine | PJM_ATSI | Ohio | Wood | 178.5 | 2002 | 9999 | 2019 | 2.521 | 102226.7023 | 0.04932 | NEI 2019
Troy Energy LLC | 55348_G_2 | 55348 | G | 2 | 4536 | Combustion Turbine | PJM_ATSI | Ohio | Wood | 173.1 | 2002 | 9999 | 2019 | 3.81 | 99134.1298 | 0.07687 | NEI 2019
Troy Energy LLC | 55348_G_3 | 55348 | G | 3 | 4537 | Combustion Turbine | PJM_ATSI | Ohio | Wood | 173.4 | 2002 | 9999 | 2019 | 5.747 | 99305.9394 | 0.11574 | NEI 2019
Troy Energy LLC | 55348_G_4 | 55348 | G | 4 | 4538 | Combustion Turbine | PJM_ATSI | Ohio | Wood | 176.1 | 2002 | 9999 | 2019 | 4.23 | 100852.2256 | 0.08389 | NEI 2019
Pleasants Energy LLC | 55349_G_1 | 55349 | G | 1 | 4539 | Combustion Turbine | PJM_AP | West Virginia | Pleasants | 171.7 | 2002 | 9999 | 2019 | 28.5538 | 455101.999 | 0.12548 | NEI 2019
Pleasants Energy LLC | 55349_G_2 | 55349 | G | 2 | 4540 | Combustion Turbine | PJM_AP | West Virginia | Pleasants | 171.7 | 2002 | 9999 |  |  |  | 0.12736 | Default Emission Factor
Dresden Energy Facility | 55350_G_1 | 55350 | G | 1 | 8528 | Combined Cycle | PJM_West | Ohio | Muskingum | 158.3 | 2012 | 9999 | 2019 | 13.86 | 3039413 | 0.01353 | NEI 2019
Dresden Energy Facility | 55350_G_2 | 55350 | G | 2 | 8528 | Combined Cycle | PJM_West | Ohio | Muskingum | 158.3 | 2012 | 9999 | 2019 | 16.32 | 1420459 | 0.01353 | NEI 2019
Dresden Energy Facility | 55350_G_3 | 55350 | G | 3 | 8528 | Combined Cycle | PJM_West | Ohio | Muskingum | 223.4 | 2012 | 9999 |  |  |  | 0.01353 | NEI 2019
Jack Fusco Energy Center | 55357_G_CTG1 | 55357 | G | CTG1 | 4543 | Combined Cycle | ERC_REST | Texas | Fort Bend | 166 | 2003 | 9999 | 2019 | 31.38 | 710572 | 0.03956 | NEI 2019
Jack Fusco Energy Center | 55357_G_CTG2 | 55357 | G | CTG2 | 4544 | Combined Cycle | ERC_REST | Texas | Fort Bend | 166 | 2003 | 9999 | 2019 | 14.93 | 730381 | 0.03956 | NEI 2019
Jack Fusco Energy Center | 55357_G_STG1 | 55357 | G | STG1 | 4543 | Combined Cycle | ERC_REST | Texas | Fort Bend | 193 | 2003 | 9999 |  |  |  | 0.03956 | NEI 2019
Cottonwood Energy Project | 55358_G_CT1 | 55358 | G | CT1 | 4545 | Combined Cycle | MIS_WOTA | Texas | Newton | 163.7 | 2003 | 9999 | 2019 | 29.6356 | 1832772 | 0.03234 | NEI 2019
Cottonwood Energy Project | 55358_G_CT2 | 55358 | G | CT2 | 4546 | Combined Cycle | MIS_WOTA | Texas | Newton | 163.7 | 2003 | 9999 | 2019 | 21.5871 | 1807724 | 0.02388 | NEI 2019
Cottonwood Energy Project | 55358_G_CT3 | 55358 | G | CT3 | 4547 | Combined Cycle | MIS_WOTA | Texas | Newton | 163.7 | 2003 | 9999 | 2019 | 97.0625 | 1898139 | 0.10227 | NEI 2019
Cottonwood Energy Project | 55358_G_CT4 | 55358 | G | CT4 | 4548 | Combined Cycle | MIS_WOTA | Texas | Newton | 163.7 | 2003 | 9999 | 2019 | 5.9471 | 1707978 | 0.00696 | NEI 2019
Cottonwood Energy Project | 55358_G_ST1 | 55358 | G | ST1 | 4545 | Combined Cycle | MIS_WOTA | Texas | Newton | 131.3 | 2003 | 9999 |  |  |  | 0.03234 | NEI 2019
Cottonwood Energy Project | 55358_G_ST2 | 55358 | G | ST2 | 4546 | Combined Cycle | MIS_WOTA | Texas | Newton | 131.3 | 2003 | 9999 |  |  |  | 0.02388 | NEI 2019
Cottonwood Energy Project | 55358_G_ST3 | 55358 | G | ST3 | 4547 | Combined Cycle | MIS_WOTA | Texas | Newton | 131.3 | 2003 | 9999 |  |  |  | 0.10227 | NEI 2019
Cottonwood Energy Project | 55358_G_ST4 | 55358 | G | ST4 | 4548 | Combined Cycle | MIS_WOTA | Texas | Newton | 131.3 | 2003 | 9999 |  |  |  | 0.00696 | NEI 2019
Sugar Creek Power | 55364_G_CT01 | 55364 | G | CT01 | 4555 | Combined Cycle | MIS_INKY | Indiana | Vigo | 164.4 | 2002 | 9999 |  |  |  | 0.04929 | NEI 2019
Sugar Creek Power | 55364_G_CT02 | 55364 | G | CT02 | 4556 | Combined Cycle | MIS_INKY | Indiana | Vigo | 166.6 | 2002 | 9999 | 2019 | 91.6067 | 3717060 | 0.04929 | NEI 2019
Sugar Creek Power | 55364_G_ST1 | 55364 | G | ST1 | 4555 | Combined Cycle | MIS_INKY | Indiana | Vigo | 218 | 2003 | 9999 |  |  |  | 0.04929 | NEI 2019
Exelon LaPorte Generating Station | 55365_G_GT1 | 55365 | G | GT1 | 4559 | Combustion Turbine | ERC_REST | Texas | Harris | 38 | 2001 | 9999 | 2017 | 0.364 | 19693.75 | 0.03697 | NEI 2019
Exelon LaPorte Generating Station | 55365_G_GT2 | 55365 | G | GT2 | 4560 | Combustion Turbine | ERC_REST | Texas | Harris | 38 | 2001 | 9999 | 2019 | 0.335 | 27024.75 | 0.02479 | NEI 2019
Exelon LaPorte Generating Station | 55365_G_GT3 | 55365 | G | GT3 | 4561 | Combustion Turbine | ERC_REST | Texas | Harris | 38 | 2001 | 9999 | 2017 | 0.505 | 19693.75 | 0.05129 | NEI 2019
Exelon LaPorte Generating Station | 55365_G_GT4 | 55365 | G | GT4 | 4562 | Combustion Turbine | ERC_REST | Texas | Harris | 38 | 2001 | 9999 | 2019 | 0.575 | 27024.75 | 0.04255 | NEI 2019
Harquahala Generating Project | 55372_G_CTG1 | 55372 | G | CTG1 | 8536 | Combined Cycle | WECC_AZ | Arizona | Maricopa | 239.9 | 2004 | 9999 |  |  |  | 0.04505 | Default Emission Factor
Harquahala Generating Project | 55372_G_CTG2 | 55372 | G | CTG2 | 8538 | Combined Cycle | WECC_AZ | Arizona | Maricopa | 226.6 | 2004 | 9999 |  |  |  | 0.04505 | Default Emission Factor
Harquahala Generating Project | 55372_G_CTG3 | 55372 | G | CTG3 | 8540 | Combined Cycle | WECC_AZ | Arizona | Maricopa | 226.2 | 2004 | 9999 |  |  |  | 0.04505 | Default Emission Factor
Harquahala Generating Project | 55372_G_STG1 | 55372 | G | STG1 | 8536 | Combined Cycle | WECC_AZ | Arizona | Maricopa | 119.8 | 2004 | 9999 |  |  |  | 0.04505 | Default Emission Factor
Harquahala Generating Project | 55372_G_STG2 | 55372 | G | STG2 | 8538 | Combined Cycle | WECC_AZ | Arizona | Maricopa | 114.9 | 2004 | 9999 |  |  |  | 0.04505 | Default Emission Factor
Harquahala Generating Project | 55372_G_STG3 | 55372 | G | STG3 | 8540 | Combined Cycle | WECC_AZ | Arizona | Maricopa | 115.5 | 2004 | 9999 |  |  |  | 0.04505 | Default Emission Factor
Astoria Energy | 55375_G_CT1 | 55375 | G | CT1 | 4581 | Combined Cycle | NY_Z_J | New York | Queens | 156 | 2006 | 9999 |  |  |  | 0.04505 | Default Emission Factor
Astoria Energy | 55375_G_CT2 | 55375 | G | CT2 | 4582 | Combined Cycle | NY_Z_J | New York | Queens | 156 | 2006 | 9999 |  |  |  | 0.04505 | Default Emission Factor
Astoria Energy | 55375_G_ST1 | 55375 | G | ST1 | 4581 | Combined Cycle | NY_Z_J | New York | Queens | 228 | 2006 | 9999 |  |  |  | 0.04505 | Default Emission Factor
Gans | 55377_G_UNT8 | 55377 | G | UNT8 | 4585 | Combustion Turbine | PJM_AP | Pennsylvania | FAYETTE | 44 | 2000 | 9999 | 2019 | 0.308 | 81155.5 | 0.00759 | NEI 2019
Gans | 55377_G_UNT9 | 55377 | G | UNT9 | 4586 | Combustion Turbine | PJM_AP | Pennsylvania | FAYETTE | 44 | 2000 | 9999 | 2019 | 0.242 | 81155.5 | 0.00596 | NEI 2019
Union Power Station | 55380_G_CTG1 | 55380 | G | CTG1 | 4590 | Combined Cycle | MIS_AR | Arkansas | Union | 147.1 | 2003 | 9999 |  |  |  | 0.04505 | Default Emission Factor
Union Power Station | 55380_G_CTG2 | 55380 | G | CTG2 | 4592 | Combined Cycle | MIS_AR | Arkansas | Union | 147.1 | 2003 | 9999 |  |  |  | 0.04505 | Default Emission Factor
Union Power Station | 55380_G_CTG3 | 55380 | G | CTG3 | 4593 | Combined Cycle | MIS_AR | Arkansas | Union | 144.5 | 2003 | 9999 |  |  |  | 0.04505 | Default Emission Factor
Union Power Station | 55380_G_CTG4 | 55380 | G | CTG4 | 4594 | Combined Cycle | MIS_AR | Arkansas | Union | 144.5 | 2003 | 9999 |  |  |  | 0.04505 | Default Emission Factor
Union Power Station | 55380_G_CTG5 | 55380 | G | CTG5 | 4595 | Combined Cycle | MIS_AR | Arkansas | Union | 145.7 | 2003 | 9999 |  |  |  | 0.04505 | Default Emission Factor
Union Power Station | 55380_G_CTG6 | 55380 | G | CTG6 | 4596 | Combined Cycle | MIS_AR | Arkansas | Union | 145.7 | 2003 | 9999 |  |  |  | 0.04505 | Default Emission Factor
Union Power Station | 55380_G_CTG7 | 55380 | G | CTG7 | 4597 | Combined Cycle | MIS_AR | Arkansas | Union | 145.1 | 2003 | 9999 |  |  |  | 0.10578 | NEI 2019
Union Power Station | 55380_G_CTG8 | 55380 | G | CTG8 | 4598 | Combined Cycle | MIS_AR | Arkansas | Union | 145.1 | 2003 | 9999 | 2019 | 152.57 | 11267495 | 0.10578 | NEI 2019
Union Power Station | 55380_G_STG1 | 55380 | G | STG1 | 4590 | Combined Cycle | MIS_AR | Arkansas | Union | 213.1 | 2003 | 9999 |  |  |  | 0.04505 | Default Emission Factor
Union Power Station | 55380_G_STG2 | 55380 | G | STG2 | 4593 | Combined Cycle | MIS_AR | Arkansas | Union | 209.4 | 2003 | 9999 |  |  |  | 0.04505 | Default Emission Factor
Union Power Station | 55380_G_STG3 | 55380 | G | STG3 | 4595 | Combined Cycle | MIS_AR | Arkansas | Union | 211.1 | 2003 | 9999 |  |  |  | 0.04505 | Default Emission Factor
Union Power Station | 55380_G_STG4 | 55380 | G | STG4 | 4597 | Combined Cycle | MIS_AR | Arkansas | Union | 210.3 | 2003 | 9999 |  |  |  | 0.10578 | NEI 2019
Commonwealth Chesapeake | 55381_G_UNT1 | 55381 | G | UNT1 | 4600 | Combustion Turbine | PJM_EMAC | Virginia | Accomack | 46.3 | 2000 | 9999 |  |  |  | 0.15291 | NEI 2019
Commonwealth Chesapeake | 55381_G_UNT2 | 55381 | G | UNT2 | 4601 | Combustion Turbine | PJM_EMAC | Virginia | Accomack | 46.8 | 2000 | 9999 |  |  |  | 0.15291 | NEI 2019
Commonwealth Chesapeake | 55381_G_UNT3 | 55381 | G | UNT3 | 4602 | Combustion Turbine | PJM_EMAC | Virginia | Accomack | 46 | 2000 | 9999 |  |  |  | 0.15291 | NEI 2019
Commonwealth Chesapeake | 55381_G_UNT4 | 55381 | G | UNT4 | 4603 | Combustion Turbine | PJM_EMAC | Virginia | Accomack | 44.6 | 2001 | 9999 |  |  |  | 0.15291 | NEI 2019
Commonwealth Chesapeake | 55381_G_UNT5 | 55381 | G | UNT5 | 4604 | Combustion Turbine | PJM_EMAC | Virginia | Accomack | 46.1 | 2001 | 9999 |  |  |  | 0.15291 | NEI 2019
Commonwealth Chesapeake | 55381_G_UNT6 | 55381 | G | UNT6 | 4605 | Combustion Turbine | PJM_EMAC | Virginia | Accomack | 45 | 2001 | 9999 |  |  |  | 0.15291 | NEI 2019
Commonwealth Chesapeake | 55381_G_UNT7 | 55381 | G | UNT7 | 4606 | Combustion Turbine | PJM_EMAC | Virginia | Accomack | 45.7 | 2001 | 9999 | 2019 | 1.0512 | 13750 | 0.15291 | NEI 2019
Thomas A Smith Energy Facility | 55382_G_1GT1 | 55382 | G | 1GT1 | 4607 | Combined Cycle | S_SOU | Georgia | Murray | 210 | 2002 | 9999 | 2019 | 34.6 | 914894 | 0.04644 | NEI 2019
Thomas A Smith Energy Facility | 55382_G_1GT2 | 55382 | G | 1GT2 | 4608 | Combined Cycle | S_SOU | Georgia | Murray | 210 | 2002 | 9999 | 2019 | 33.7 | 891529 | 0.04644 | NEI 2019
Thomas A Smith Energy Facility | 55382_G_1STG | 55382 | G | 1STG | 4607 | Combined Cycle | S_SOU | Georgia | Murray | 210 | 2002 | 9999 |  |  |  | 0.04644 | NEI 2019
Thomas A Smith Energy Facility | 55382_G_2GT1 | 55382 | G | 2GT1 | 4609 | Combined Cycle | S_SOU | Georgia | Murray | 210 | 2002 | 9999 | 2019 | 39.7 | 1015922 | 0.04651 | NEI 2019
Thomas A Smith Energy Facility | 55382_G_2GT2 | 55382 | G | 2GT2 | 4610 | Combined Cycle | S_SOU | Georgia | Murray | 210 | 2002 | 9999 | 2019 | 39 | 996536 | 0.04651 | NEI 2019
Thomas A Smith Energy Facility | 55382_G_2STG | 55382 | G | 2STG | 4609 | Combined Cycle | S_SOU | Georgia | Murray | 210 | 2002 | 9999 |  |  |  | 0.04651 | NEI 2019
Columbia Energy Center (SC) | 55386_G_CT1 | 55386 | G | CT1 | 4636 | Combined Cycle | S_VACA | South Carolina | Calhoun | 151.5 | 2004 | 9999 | 2019 | 50.8762 | 1059101 | 0.06194 | NEI 2019
Columbia Energy Center (SC) | 55386_G_CT2 | 55386 | G | CT2 | 4637 | Combined Cycle | S_VACA | South Carolina | Calhoun | 151.5 | 2004 | 9999 | 2019 | 49.8122 | 1030127 | 0.06194 | NEI 2019
Columbia Energy Center (SC) | 55386_G_ST1 | 55386 | G | ST1 | 4636 | Combined Cycle | S_VACA | South Carolina | Calhoun | 240 | 2004 | 9999 |  |  |  | 0.06194 | NEI 2019
RockGen Energy Center | 55391_G_01 | 55391 | G | 01 | 4652 | Combustion Turbine | MIS_WUMS | Wisconsin | Dane | 163 | 2001 | 9999 | 2019 | 2.41 | 162258.9997 | 0.02971 | NEI 2019
RockGen Energy Center | 55391_G_02 | 55391 | G | 02 | 4653 | Combustion Turbine | MIS_WUMS | Wisconsin | Dane | 163 | 2001 | 9999 | 2019 | 5.188 | 162258.9997 | 0.06395 | NEI 2019
RockGen Energy Center | 55391_G_03 | 55391 | G | 03 | 4654 | Combustion Turbine | MIS_WUMS | Wisconsin | Dane | 163 | 2001 | 9999 | 2019 | 1.7195 | 162258.9997 | 0.0212 | NEI 2019
Zion Energy Center | 55392_G_CTG1 | 55392 | G | CTG1 | 4660 | Combustion Turbine | PJM_COMD | Illinois | Lake | 152 | 2002 | 2045 | 2019 | 9.5564 | 199130.0007 | 0.09598 | NEI 2019
Zion Energy Center | 55392_G_CTG2 | 55392 | G | CTG2 | 4661 | Combustion Turbine | PJM_COMD | Illinois | Lake | 152 | 2002 | 2045 | 2019 | 6.0179 | 199130.0007 | 0.06044 | NEI 2019
Zion Energy Center | 55392_G_CTG3 | 55392 | G | CTG3 | 4662 | Combustion Turbine | PJM_COMD | Illinois | Lake | 152 | 2003 | 2045 | 2017 | 9.5319 | 154021 | 0.12377 | NEI 2019
Metcalf Energy Center | 55393_G_CTG1 | 55393 | G | CTG1 | 4665 | Combined Cycle | WEC_CALN | California | Santa Clara | 172 | 2005 | 9999 | 2017 | 4.1601 | 1438875 | 0.00576 | NEI 2019
Metcalf Energy Center | 55393_G_CTG2 | 55393 | G | CTG2 | 4666 | Combined Cycle | WEC_CALN | California | Santa Clara | 172 | 2005 | 9999 | 2019 | 2.8004 | 793035 | 0.00576 | NEI 2019
Metcalf Energy Center | 55393_G_STG1 | 55393 | G | STG1 | 4665 | Combined Cycle | WEC_CALN | California | Santa Clara | 202.1 | 2005 | 9999 |  |  |  | 0.00576 | NEI 2019
Crossroads Energy Center | 55395_G_CT01 | 55395 | G | CT01 | 9056 | Combustion Turbine | MIS_MS | Mississippi | Coahoma | 77 | 2002 | 9999 | 2017 | 0.3094 | 3069.5 | 0.2016 | NEI 2019
Crossroads Energy Center | 55395_G_CT02 | 55395 | G | CT02 | 9057 | Combustion Turbine | MIS_MS | Mississippi | Coahoma | 77 | 2002 | 9999 | 2019 | 0.2548 | 31529.25 | 0.01616 | NEI 2019
Crossroads Energy Center | 55395_G_CT03 | 55395 | G | CT03 | 9058 | Combustion Turbine | MIS_MS | Mississippi | Coahoma | 77 | 2002 | 9999 | 2017 | 0.2366 | 3069.5 | 0.15416 | NEI 2019
Crossroads Energy Center | 55395_G_CT04 | 55395 | G | CT04 | 9059 | Combustion Turbine | MIS_MS | Mississippi | Coahoma | 77 | 2002 | 9999 | 2017 | 0.2366 | 3069.5 | 0.15416 | NEI 2019
Washington Energy Facility | 55397_G_CT1 | 55397 | G | CT1 | 9212 | Combined Cycle | PJM_West | Ohio | Washington | 179 | 2002 | 9999 | 2019 | 51.416 | 1533309 | 0.03893 | NEI 2019
Washington Energy Facility | 55397_G_CT2 | 55397 | G | CT2 | 9213 | Combined Cycle | PJM_West | Ohio | Washington | 179 | 2002 | 9999 | 2019 | 47.078 | 1529888 | 0.03893 | NEI 2019
Washington Energy Facility | 55397_G_ST1 | 55397 | G | ST1 | 9212 | Combined Cycle | PJM_West | Ohio | Washington | 303 | 2002 | 9999 |  |  |  | 0.03893 | NEI 2019
Elk Hills Power LLC | 55400_G_CTG1 | 55400 | G | CTG1 | 88308 | Combined Cycle | WEC_CALN | California | Kern | 156 | 2003 | 9999 | 2017 | 43.9015 | 1222878 | 0.04552 | NEI 2019
Elk Hills Power LLC | 55400_G_CTG2 | 55400 | G | CTG2 | 88309 | Combined Cycle | WEC_CALN | California | Kern | 156 | 2003 | 9999 | 2019 | 43.4025 | 1206220 | 0.04552 | NEI 2019
Elk Hills Power LLC | 55400_G_STG | 55400 | G | STG | 88308 | Combined Cycle | WEC_CALN | California | Kern | 213 | 2003 | 9999 |  |  |  | 0.04552 | NEI 2019
Rolling Hills Generating | 55401_G_CT1 | 55401 | G | CT1 | 4669 | Combustion Turbine | PJM_West | Ohio | Vinton | 166.5 | 2003 | 9999 | 2019 | 3.407 | 114190.0209 | 0.05967 | NEI 2019
Rolling Hills Generating | 55401_G_CT2 | 55401 | G | CT2 | 4670 | Combustion Turbine | PJM_West | Ohio | Vinton | 165.6 | 2003 | 9999 | 2019 | 6.487 | 113572.7776 | 0.11424 | NEI 2019
Rolling Hills Generating | 55401_G_CT3 | 55401 | G | CT3 | 4671 | Combustion Turbine | PJM_West | Ohio | Vinton | 169.6 | 2003 | 9999 | 2019 | 3.8826 | 116316.0814 | 0.06676 | NEI 2019
Rolling Hills Generating | 55401_G_CT4 | 55401 | G | CT4 | 4672 | Combustion Turbine | PJM_West | Ohio | Vinton | 165.5 | 2003 | 9999 | 2019 | 6.85 | 113504.195 | 0.1207 | NEI 2019
Rolling Hills Generating | 55401_G_CT5 | 55401 | G | CT5 | 4673 | Combustion Turbine | PJM_West | Ohio | Vinton | 168.2 | 2003 | 9999 | 2019 | 4.988 | 115355.9251 | 0.08648 | NEI 2019
Renaissance Power Plant | 55402_G_CT1 | 55402 | G | CT1 | 4674 | Combustion Turbine | MIS_LMI | Michigan | Montcalm | 163 | 2002 | 9999 | 2019 | 5.525 | 742920 | 0.01487 | NEI 2019
Renaissance Power Plant | 55402_G_CT2 | 55402 | G | CT2 | 4675 | Combustion Turbine | MIS_LMI | Michigan | Montcalm | 163 | 2002 | 9999 |  |  |  | 0.01487 | NEI 2019
Renaissance Power Plant | 55402_G_CT3 | 55402 | G | CT3 | 4676 | Combustion Turbine | MIS_LMI | Michigan | Montcalm | 163 | 2002 | 9999 |  |  |  | 0.01487 | NEI 2019
Renaissance Power Plant | 55402_G_CT4 | 55402 | G | CT4 | 4677 | Combustion Turbine | MIS_LMI | Michigan | Montcalm | 163 | 2002 | 9999 |  |  |  | 0.01487 | NEI 2019
Carville Energy LLC | 55404_G_CTG1 | 55404 | G | CTG1 | 4678 | Combined Cycle | MIS_LA | Louisiana | Iberville | 170 | 2003 | 9999 | 2019 | 42.76 | 1295270 | 0.04702 | NEI 2019
Carville Energy LLC | 55404_G_CTG2 | 55404 | G | CTG2 | 4679 | Combined Cycle | MIS_LA | Louisiana | Iberville | 170 | 2003 | 9999 | 2019 | 27.08 | 861690 | 0.04702 | NEI 2019
Carville Energy LLC | 55404_G_STG | 55404 | G | STG | 4678 | Combined Cycle | MIS_LA | Louisiana | Iberville | 181 | 2003 | 9999 |  |  |  | 0.04702 | NEI 2019
Athens Generating Plant | 55405_G_CT1 | 55405 | G | CT1 | 8542 | Combined Cycle | NY_Z_F | New York | Greene | 224.1 | 2004 | 9999 | 2019 | 18.6425 | 1149826 | 0.03243 | NEI 2019
Athens Generating Plant | 55405_G_CT2 | 55405 | G | CT2 | 8544 | Combined Cycle | NY_Z_F | New York | Greene | 222.6 | 2004 | 9999 | 2019 | 6.6485 | 574943 | 0.02313 | NEI 2019
Athens Generating Plant | 55405_G_CT3 | 55405 | G | CT3 | 8546 | Combined Cycle | NY_Z_F | New York | Greene | 222.7 | 2003 | 9999 | 2019 | 14.772 | 1192378 | 0.02478 | NEI 2019
Athens Generating Plant | 55405_G_ST1 | 55405 | G | ST1 | 8542 | Combined Cycle | NY_Z_F | New York | Greene | 106.9 | 2004 | 9999 |  |  |  | 0.03243 | NEI 2019
Athens Generating Plant | 55405_G_ST2 | 55405 | G | ST2 | 8544 | Combined Cycle | NY_Z_F | New York | Greene | 106.2 | 2004 | 9999 |  |  |  | 0.02313 | NEI 2019
Athens Generating Plant | 55405_G_ST3 | 55405 | G | ST3 | 8546 | Combined Cycle | NY_Z_F | New York | Greene | 106.3 | 2004 | 9999 |  |  |  | 0.02478 | NEI 2019
Effingham County Power Project | 55406_G_STG | 55406 | G | STG | 4680 | Combined Cycle | S_SOU | Georgia | Effingham | 176 | 2003 | 9999 |  |  |  | 0.04505 | Default Emission Factor
Effingham County Power Project | 55406_G_UNT1 | 55406 | G | UNT1 | 4680 | Combined Cycle | S_SOU | Georgia | Effingham | 169 | 2003 | 9999 |  |  |  | 0.04505 | Default Emission Factor
Effingham County Power Project | 55406_G_UNT2 | 55406 | G | UNT2 | 4681 | Combined Cycle | S_SOU | Georgia | Effingham | 164 | 2003 | 9999 |  |  |  | 0.04505 | Default Emission Factor
Calhoun Energy Center | 55409_G_CAL1 | 55409 | G | CAL1 | 4688 | Combustion Turbine | S_SOU | Alabama | Calhoun | 158 | 2003 | 9999 | 2019 | 2.438 | 83730.499 | 0.05823 | NEI 2019
Calhoun Energy Center | 55409_G_CAL2 | 55409 | G | CAL2 | 4689 | Combustion Turbine | S_SOU | Alabama | Calhoun | 158 | 2003 | 9999 | 2019 | 2.323 | 83730.499 | 0.05549 | NEI 2019
Calhoun Energy Center | 55409_G_CAL3 | 55409 | G | CAL3 | 4690 | Combustion Turbine | S_SOU | Alabama | Calhoun | 158 | 2003 | 9999 | 2019 | 2.292 | 83730.499 | 0.05475 | NEI 2019
Calhoun Energy Center | 55409_G_CAL4 | 55409 | G | CAL4 | 4691 | Combustion Turbine | S_SOU | Alabama | Calhoun | 158 | 2003 | 9999 | 2019 | 2.125 | 83730.499 | 0.05076 | NEI 2019
Hillabee Energy Center | 55411_G_HEC1 | 55411 | G | HEC1 | 4695 | Combined Cycle | S_SOU | Alabama | Tallapoosa | 234.4 | 2010 | 9999 | 2019 | 54.16 | 3461224 | 0.04 | NEI 2019
Hillabee Energy Center | 55411_G_HEC2 | 55411 | G | HEC2 | 4696 | Combined Cycle | S_SOU | Alabama | Tallapoosa | 234.4 | 2010 | 9999 | 2019 | 46.55 | 1573949 | 0.04 | NEI 2019
Hillabee Energy Center | 55411_G_HECS | 55411 | G | HECS | 4695 | Combined Cycle | S_SOU | Alabama | Tallapoosa | 283.9 | 2010 | 9999 |  |  |  | 0.04 | NEI 2019
Osprey Energy Center Power Plant | 55412_G_OEC1 | 55412 | G | OEC1 | 8548 | Combined Cycle | FRCC | Florida | Polk | 171 | 2004 | 9999 | 2019 | 41.9704 | 1669678 | 0.0642 | NEI 2019
Osprey Energy Center Power Plant | 55412_G_OEC2 | 55412 | G | OEC2 | 8550 | Combined Cycle | FRCC | Florida | Polk | 180 | 2004 | 9999 | 2019 | 29.1063 | 544474 | 0.0642 | NEI 2019
Osprey Energy Center Power Plant | 55412_G_OECS | 55412 | G | OECS | 8548 | Combined Cycle | FRCC | Florida | Polk | 231 | 2004 | 9999 |  |  |  | 0.0642 | NEI 2019
Shady Hills Generating Station | 55414_G_G101 | 55414 | G | G101 | 4697 | Combustion Turbine | FRCC | Florida | Pasco | 154.4 | 2002 | 9999 | 2019 | 3.08 | 84324.0007 | 0.07305 | NEI 2019
Shady Hills Generating Station | 55414_G_G201 | 55414 | G | G201 | 4698 | Combustion Turbine | FRCC | Florida | Pasco | 154.4 | 2002 | 9999 | 2019 | 3.39 | 84324.0007 | 0.0804 | NEI 2019
Shady Hills Generating Station | 55414_G_G301 | 55414 | G | G301 | 4699 | Combustion Turbine | FRCC | Florida | Pasco | 154.4 | 2002 | 9999 | 2019 | 2.5 | 84324.0007 | 0.0593 | NEI 2019
Vandolah Power Station | 55415_G_G101 | 55415 | G | G101 | 4700 | Combustion Turbine | FRCC | Florida | Hardee | 165.5 | 2002 | 9999 | 2019 | 6.9177 | 202476.2497 | 0.06833 | NEI 2019
Vandolah Power Station | 55415_G_G201 | 55415 | G | G201 | 4701 | Combustion Turbine | FRCC | Florida | Hardee | 165.5 | 2002 | 9999 | 2019 | 7.3635 | 202476.2497 | 0.07274 | NEI 2019
Vandolah Power Station | 55415_G_G301 | 55415 | G | G301 | 4702 | Combustion Turbine | FRCC | Florida | Hardee | 165.5 | 2002 | 9999 | 2019 | 8.3156 | 202476.2497 | 0.08214 | NEI 2019
Vandolah Power Station | 55415_G_G401 | 55415 | G | G401 | 4703 | Combustion Turbine | FRCC | Florida | Hardee | 165.5 | 2002 | 9999 | 2019 | 6.0209 | 202476.2497 | 0.05947 | NEI 2019
Raccoon Creek Energy Center | 55417_G_CT01 | 55417 | G | CT01 | 9216 | Combustion Turbine | MIS_IL | Illinois | Clay | 75 | 2002 | 2045 | 2017 | 0.021245 | 1488 | 0.02856 | NEI 2019
Raccoon Creek Energy Center | 55417_G_CT02 | 55417 | G | CT02 | 9217 | Combustion Turbine | MIS_IL | Illinois | Clay | 75 | 2002 | 2045 | 2019 | 0.0363 | 592.25 | 0.12258 | NEI 2019
Raccoon Creek Energy Center | 55417_G_CT03 | 55417 | G | CT03 | 9218 | Combustion Turbine | MIS_IL | Illinois | Clay | 75 | 2002 | 2045 | 2019 | 0.0311 | 592.25 | 0.10502 | NEI 2019
Raccoon Creek Energy Center | 55417_G_CT04 | 55417 | G | CT04 | 9219 | Combustion Turbine | MIS_IL | Illinois | Clay | 75 | 2002 | 2045 | 2017 | 0.04575 | 1488 | 0.06149 | NEI 2019
Hot Spring Generating Facility | 55418_G_CT1 | 55418 | G | CT1 | 4705 | Combined Cycle | MIS_AR | Arkansas | Hot Spring | 168.4 | 2002 | 9999 | 2019 | 14.724 | 827537 | 0.02004 | NEI 2019
Hot Spring Generating Facility | 55418_G_CT2 | 55418 | G | CT2 | 4706 | Combined Cycle | MIS_AR | Arkansas | Hot Spring | 168.4 | 2002 | 9999 | 2019 | 14.7042 | 868460 | 0.02004 | NEI 2019
Hot Spring Generating Facility | 55418_G_ST1 | 55418 | G | ST1 | 4706 | Combined Cycle | MIS_AR | Arkansas | Hot Spring | 268.4 | 2002 | 9999 |  |  |  | 0.02004 | NEI 2019
Plaquemine Cogeneration Plant | 55419_G_G500 | 55419 | G | G500 | 4709 | Combined Cycle | MIS_AMSO | Louisiana | Iberville | 151 | 2004 | 9999 | 2019 | 87.22 | 1530041 | 0.13104 | NEI 2019
Plaquemine Cogeneration Plant | 55419_G_G600 | 55419 | G | G600 | 4710 | Combined Cycle | MIS_AMSO | Louisiana | Iberville | 151 | 2004 | 9999 | 2019 | 84.12 | 1269676 | 0.13104 | NEI 2019
Plaquemine Cogeneration Plant | 55419_G_G700 | 55419 | G | G700 | 4711 | Combined Cycle | MIS_AMSO | Louisiana | Iberville | 151 | 2004 | 9999 | 2019 | 89.24 | 1247304 | 0.13104 | NEI 2019
Plaquemine Cogeneration Plant | 55419_G_G800 | 55419 | G | G800 | 4712 | Combined Cycle | MIS_AMSO | Louisiana | Iberville | 151 | 2004 | 9999 | 2019 | 89.42 | 1294848 | 0.13104 | NEI 2019
Plaquemine Cogeneration Plant | 55419_G_ST5 | 55419 | G | ST5 | 4709 | Combined Cycle | MIS_AMSO | Louisiana | Iberville | 189 | 2004 | 9999 |  |  |  | 0.13104 | NEI 2019
Bayou Cove Peaking Power | 55433_G_0001 | 55433 | G | 0001 | 8562 | Combustion Turbine | MIS_WOTA | Louisiana | Acadia | 72 | 2002 | 9999 | 2019 | 0.87745 | 21152 | 0.08297 | NEI 2019
Bayou Cove Peaking Power | 55433_G_0002 | 55433 | G | 0002 | 8564 | Combustion Turbine | MIS_WOTA | Louisiana | Acadia | 72 | 2002 | 9999 | 2019 | 0.27975 | 21152 | 0.02645 | NEI 2019
Bayou Cove Peaking Power | 55433_G_0003 | 55433 | G | 0003 | 8566 | Combustion Turbine | MIS_WOTA | Louisiana | Acadia | 72 | 2002 | 9999 | 2019 | 0.39725 | 21152 | 0.03756 | NEI 2019
Bayou Cove Peaking Power | 55433_G_0004 | 55433 | G | 0004 | 8568 | Combustion Turbine | MIS_WOTA | Louisiana | Acadia | 72 | 2002 | 9999 | 2019 | 0.21578 | 21152 | 0.0204 | NEI 2019
Elgin Energy Center LLC | 55438_G_CT01 | 55438 | G | CT01 | 4751 | Combustion Turbine | PJM_COMD | Illinois | Kane | 124.8 | 2002 | 2045 | 2019 | 1.9016 | 64462.8558 | 0.059 | NEI 2019
Elgin Energy Center LLC | 55438_G_CT02 | 55438 | G | CT02 | 4752 | Combustion Turbine | PJM_COMD | Illinois | Kane | 122.9 | 2002 | 2045 | 2017 | 1.8185 | 35266.5895 | 0.10313 | NEI 2019
Elgin Energy Center LLC | 55438_G_CT03 | 55438 | G | CT03 | 4753 | Combustion Turbine | PJM_COMD | Illinois | Kane | 123.5 | 2002 | 2045 | 2019 | 1.7493 | 63791.3677 | 0.05485 | NEI 2019
Elgin Energy Center LLC | 55438_G_CT04 | 55438 | G | CT04 | 4754 | Combustion Turbine | PJM_COMD | Illinois | Kane | 123.8 | 2002 | 2045 | 2019 | 3.5302 | 63946.3265 | 0.11041 | NEI 2019
Tenaska Virginia Generating Station | 55439_G_CTG1 | 55439 | G | CTG1 | 4755 | Combined Cycle | PJM_Dom | Virginia | Fluvanna | 171.9 | 2004 | 9999 | 2019 | 11.2814 | 3507200 | 0.01047 | NEI 2019
Tenaska Virginia Generating Station | 55439_G_CTG2 | 55439 | G | CTG2 | 4756 | Combined Cycle | PJM_Dom | Virginia | Fluvanna | 177.8 | 2004 | 9999 | 2019 | 11.0609 | 1212524 | 0.01047 | NEI 2019
Tenaska Virginia Generating Station | 55439_G_CTG3 | 55439 | G | CTG3 | 4757 | Combined Cycle | PJM_Dom | Virginia | Fluvanna | 181.2 | 2004 | 9999 | 2019 | 8.7327 | 1218306 | 0.01047 | NEI 2019
Tenaska Virginia Generating Station | 55439_G_STG1 | 55439 | G | STG1 | 4755 | Combined Cycle | PJM_Dom | Virginia | Fluvanna | 402.1 | 2004 | 9999 |  |  |  | 0.01047 | NEI 2019
Tenaska Central Alabama Generating Stn | 55440_G_CTG1 | 55440 | G | CTG1 | 4758 | Combined Cycle | S_SOU | Alabama | Autauga | 170.4 | 2003 | 9999 | 2019 | 20.19 | 939996 | 0.02668 | NEI 2019
Tenaska Central Alabama Generating Stn | 55440_G_CTG2 | 55440 | G | CTG2 | 4759 | Combined Cycle | S_SOU | Alabama | Autauga | 175.8 | 2003 | 9999 | 2019 | 32.31 | 944611 | 0.02668 | NEI 2019
Tenaska Central Alabama Generating Stn | 55440_G_CTG3 | 55440 | G | CTG3 | 4760 | Combined Cycle | S_SOU | Alabama | Autauga | 171.4 | 2003 | 9999 | 2019 | 11.96 | 964991 | 0.02668 | NEI 2019
Tenaska Central Alabama Generating Stn | 55440_G_ST1 | 55440 | G | ST1 | 4758 | Combined Cycle | S_SOU | Alabama | Autauga | 399.4 | 2003 | 9999 |  |  |  | 0.02668 | NEI 2019
Columbia Energy Center | 55447_G_CT01 | 55447 | G | CT01 | 4780 | Combustion Turbine | MIS_MO | Missouri | Boone | 35 | 2001 | 9999 |  |  |  | 0.02483 | NEI 2019
Columbia Energy Center | 55447_G_CT02 | 55447 | G | CT02 | 4781 | Combustion Turbine | MIS_MO | Missouri | Boone | 35 | 2001 | 9999 |  |  |  | 0.02483 | NEI 2019
Columbia Energy Center | 55447_G_CT03 | 55447 | G | CT03 | 4782 | Combustion Turbine | MIS_MO | Missouri | Boone | 35 | 2001 | 9999 |  |  |  | 0.02483 | NEI 2019
Columbia Energy Center | 55447_G_CT04 | 55447 | G | CT04 | 4783 | Combustion Turbine | MIS_MO | Missouri | Boone | 35 | 2001 | 9999 | 2019 | 0.0851 | 6856 | 0.02483 | NEI 2019
Magnolia Power Plant | 55451_G_CTG1 | 55451 | G | CTG1 | 4784 | Combined Cycle | S_C_TVA | Mississippi | Benton | 156 | 2003 | 9999 |  |  |  | 0.04505 | Default Emission Factor
Magnolia Power Plant | 55451_G_CTG2 | 55451 | G | CTG2 | 4785 | Combined Cycle | S_C_TVA | Mississippi | Benton | 156 | 2003 | 9999 |  |  |  | 0.04505 | Default Emission Factor
Magnolia Power Plant | 55451_G_CTG3 | 55451 | G | CTG3 | 4786 | Combined Cycle | S_C_TVA | Mississippi | Benton | 156 | 2003 | 9999 |  |  |  | 0.04505 | Default Emission Factor
Magnolia Power Plant | 55451_G_STG1 | 55451 | G | STG1 | 4784 | Combined Cycle | S_C_TVA | Mississippi | Benton | 150 | 2003 | 9999 |  |  |  | 0.04505 | Default Emission Factor
Magnolia Power Plant | 55451_G_STG2 | 55451 | G | STG2 | 4785 | Combined Cycle | S_C_TVA | Mississippi | Benton | 150 | 2003 | 9999 |  |  |  | 0.04505 | Default Emission Factor
Magnolia Power Plant | 55451_G_STG3 | 55451 | G | STG3 | 4786 | Combined Cycle | S_C_TVA | Mississippi | Benton | 150 | 2003 | 9999 |  |  |  | 0.04505 | Default Emission Factor
Fountain Valley Power Facility | 55453_G_S1 | 55453 | G | S1 | 4790 | Combustion Turbine | WECC_CO | Colorado | El Paso | 39 | 2001 | 9999 |  |  |  | 0.12736 | Default Emission Factor
Fountain Valley Power Facility | 55453_G_S2 | 55453 | G | S2 | 4791 | Combustion Turbine | WECC_CO | Colorado | El Paso | 39 | 2001 | 9999 |  |  |  | 0.12736 | Default Emission Factor
Fountain Valley Power Facility | 55453_G_S3 | 55453 | G | S3 | 4792 | Combustion Turbine | WECC_CO | Colorado | El Paso | 39 | 2001 | 9999 |  |  |  | 0.12736 | Default Emission Factor
Fountain Valley Power Facility | 55453_G_S4 | 55453 | G | S4 | 4793 | Combustion Turbine | WECC_CO | Colorado | El Paso | 39 | 2001 | 9999 |  |  |  | 0.12736 | Default Emission Factor
Fountain Valley Power Facility | 55453_G_S5 | 55453 | G | S5 | 4794 | Combustion Turbine | WECC_CO | Colorado | El Paso | 39 | 2001 | 9999 |  |  |  | 0.12736 | Default Emission Factor
Fountain Valley Power Facility | 55453_G_S6 | 55453 | G | S6 | 4795 | Combustion Turbine | WECC_CO | Colorado | El Paso | 39 | 2001 | 9999 |  |  |  | 0.12736 | Default Emission Factor
Red Hawk | 55455_G_CT1A | 55455 | G | CT1A | 4796 | Combined Cycle | WECC_AZ | Arizona | Maricopa | 148 | 2002 | 9999 | 2019 | 22.477 | 803465 | 0.03214 | NEI 2019
Red Hawk | 55455_G_CT1B | 55455 | G | CT1B | 4797 | Combined Cycle | WECC_AZ | Arizona | Maricopa | 148 | 2002 | 9999 | 2019 | 17.072 | 1657416 | 0.03214 | NEI 2019
Red Hawk | 55455_G_CT2A | 55455 | G | CT2A | 4799 | Combined Cycle | WECC_AZ | Arizona | Maricopa | 148 | 2002 | 9999 | 2019 | 20.384 | 727584 | 0.03249 | NEI 2019
Red Hawk | 55455_G_CT2B | 55455 | G | CT2B | 4800 | Combined Cycle | WECC_AZ | Arizona | Maricopa | 148 | 2002 | 9999 | 2019 | 15.18 | 1461761 | 0.03249 | NEI 2019
Red Hawk | 55455_G_ST1 | 55455 | G | ST1 | 4796 | Combined Cycle | WECC_AZ | Arizona | Maricopa | 171 | 2002 | 9999 |  |  |  | 0.03214 | NEI 2019
Red Hawk | 55455_G_ST2 | 55455 | G | ST2 | 4799 | Combined Cycle | WECC_AZ | Arizona | Maricopa | 171 | 2002 | 9999 |  |  |  | 0.03249 | NEI 2019
McClain Energy Facility | 55457_G_CT1 | 55457 | G | CT1 | 4808 | Combined Cycle | SPP_WEST | Oklahoma | McClain | 157.8 | 2001 | 9999 |  |  |  | 0.04505 | Default Emission Factor
McClain Energy Facility | 55457_G_CT2 | 55457 | G | CT2 | 4809 | Combined Cycle | SPP_WEST | Oklahoma | McClain | 157.7 | 2001 | 9999 |  |  |  | 0.04505 | Default Emission Factor
McClain Energy Facility | 55457_G_ST1 | 55457 | G | ST1 | 4808 | Combined Cycle | SPP_WEST | Oklahoma | McClain | 171.5 | 2001 | 9999 |  |  |  | 0.04505 | Default Emission Factor
Redbud Power Plant | 55463_G_CT01 | 55463 | G | CT01 | 4817 | Combined Cycle | SPP_WEST | Oklahoma | Oklahoma | 167.6 | 2004 | 9999 | 2019 | 15.077 | 1507452 | 0.02 | NEI 2019
Redbud Power Plant | 55463_G_CT02 | 55463 | G | CT02 | 4818 | Combined Cycle | SPP_WEST | Oklahoma | Oklahoma | 167.6 | 2004 | 9999 | 2019 | 26.4401 | 1738487 | 0.03042 | NEI 2019
Redbud Power Plant | 55463_G_CT03 | 55463 | G | CT03 | 4819 | Combined Cycle | SPP_WEST | Oklahoma | Oklahoma | 166.5 | 2004 | 9999 | 2019 | 13.8739 | 1646431 | 0.01685 | NEI 2019
Redbud Power Plant | 55463_G_CT04 | 55463 | G | CT04 | 4820 | Combined Cycle | SPP_WEST | Oklahoma | Oklahoma | 167 | 2004 | 9999 | 2017 | 20.8354 | 1197319 | 0.0348 | NEI 2019
Redbud Power Plant | 55463_G_ST01 | 55463 | G | ST01 | 4817 | Combined Cycle | SPP_WEST | Oklahoma | Oklahoma | 134.4 | 2004 | 9999 |  |  |  | 0.02 | NEI 2019
Redbud Power Plant | 55463_G_ST02 | 55463 | G | ST02 | 4818 | Combined Cycle | SPP_WEST | Oklahoma | Oklahoma | 134.4 | 2004 | 9999 |  |  |  | 0.03042 | NEI 2019
Redbud Power Plant | 55463_G_ST03 | 55463 | G | ST03 | 4819 | Combined Cycle | SPP_WEST | Oklahoma | Oklahoma | 133.5 | 2004 | 9999 |  |  |  | 0.01685 | NEI 2019
Redbud Power Plant | 55463_G_ST04 | 55463 | G | ST04 | 4820 | Combined Cycle | SPP_WEST | Oklahoma | Oklahoma | 134 | 2004 | 9999 |  |  |  | 0.0348 | NEI 2019
Deer Park Energy Center | 55464_G_CTG1 | 55464 | G | CTG1 | 4821 | Combined Cycle | ERC_REST | Texas | Harris | 169.8 | 2003 | 9999 | 2019 | 5.95 | 874400 | 0.0184 | NEI 2019
Deer Park Energy Center | 55464_G_CTG2 | 55464 | G | CTG2 | 4822 | Combined Cycle | ERC_REST | Texas | Harris | 169.8 | 2003 | 9999 | 2019 | 8.19 | 1158763 | 0.0184 | NEI 2019
Deer Park Energy Center | 55464_G_CTG3 | 55464 | G | CTG3 | 4823 | Combined Cycle | ERC_REST | Texas | Harris | 169.8 | 2004 | 9999 | 2019 | 8.35 | 1224271 | 0.0184 | NEI 2019
Deer Park Energy Center | 55464_G_CTG4 | 55464 | G | CTG4 | 4824 | Combined Cycle | ERC_REST | Texas | Harris | 169.8 | 2004 | 9999 | 2019 | 9.78 | 1296237 | 0.0184 | NEI 2019
Deer Park Energy Center | 55464_G_CTG6 | 55464 | G | CTG6 | 90258 | Combined Cycle | ERC_REST | Texas | Harris | 154.8 | 2014 | 9999 | 2019 | 30.37 | 1215350 | 0.0184 | NEI 2019
Deer Park Energy Center | 55464_G_STG1 | 55464 | G | STG1 | 4821 | Combined Cycle | ERC_REST | Texas | Harris | 282 | 2004 | 9999 |  |  |  | 0.0184 | NEI 2019
Ouachita | 55467_G_CTG1 | 55467 | G | CTG1 | 4829 | Combined Cycle | MIS_LA | Louisiana | Ouachita | 144.7 | 2002 | 9999 | 2019 | 63.06 | 1247990 | 0.10106 | NEI 2019
Ouachita | 55467_G_CTG2 | 55467 | G | CTG2 | 4830 | Combined Cycle | MIS_LA | Louisiana | Ouachita | 147.9 | 2002 | 9999 | 2019 | 57.732 | 1137847 | 0.10148 | NEI 2019
Ouachita | 55467_G_CTG3 | 55467 | G | CTG3 | 4831 | Combined Cycle | MIS_LA | Louisiana | Ouachita | 145.6 | 2002 | 9999 | 2019 | 61.8 | 1209626 | 0.10218 | NEI 2019
Ouachita | 55467_G_STG1 | 55467 | G | STG1 | 4829 | Combined Cycle | MIS_LA | Louisiana | Ouachita | 98.5 | 2002 | 9999 |  |  |  | 0.10106 | NEI 2019
Ouachita | 55467_G_STG2 | 55467 | G | STG2 | 4830 | Combined Cycle | MIS_LA | Louisiana | Ouachita | 100.7 | 2002 | 9999 |  |  |  | 0.10148 | NEI 2019
Ouachita | 55467_G_STG3 | 55467 | G | STG3 | 4831 | Combined Cycle | MIS_LA | Louisiana | Ouachita | 99 | 2002 | 9999 |  |  |  | 0.10218 | NEI 2019
Green Power 2 | 55470_G_ST1 | 55470 | G | ST1 | 4843 | Combined Cycle | ERC_REST | Texas | Galveston | 75 | 2003 | 9999 |  |  |  | 0.1099 | NEI 2019
Green Power 2 | 55470_G_ST805 | 55470 | G | ST805 | 4843 | Combined Cycle | ERC_REST | Texas | Galveston | 75 | 2009 | 9999 |  |  |  | 0.04505 | Default Emission Factor
Green Power 2 | 55470_G_TR1 | 55470 | G | TR1 | 4843 | Combined Cycle | ERC_REST | Texas | Galveston | 158 | 2003 | 9999 | 2019 | 70.5382 | 1548965 | 0.1099 | NEI 2019
Green Power 2 | 55470_G_TR2 | 55470 | G | TR2 | 4844 | Combined Cycle | ERC_REST | Texas | Galveston | 158 | 2003 | 9999 | 2019 | 83.809 | 1054817 | 0.1099 | NEI 2019
Green Power 2 | 55470_G_TR3 | 55470 | G | TR3 | 4845 | Combined Cycle | ERC_REST | Texas | Galveston | 158 | 2003 | 9999 | 2019 | 64.117 | 1325918 | 0.1099 | NEI 2019
Neil Simpson Gas Turbine #2 | 55477_G_GT2 | 55477 | G | GT2 | 4849 | Combustion Turbine | WECC_WY | Wyoming | Campbell | 34 | 2001 | 9999 |  |  |  | 0.12736 | Default Emission Factor
Lange Gas Turbines | 55478_G_0001 | 55478 | G | 0001 | 4850 | Combustion Turbine | WECC_WY | South Dakota | Pennington | 34 | 2002 | 9999 | 2017 | 0.04 | 8889 | 0.009 | NEI 2019
Forney Energy Center | 55480_G_ST1 | 55480 | G | ST1 | 4853 | Combined Cycle | ERC_REST | Texas | Kaufman | 408 | 2003 | 9999 |  |  |  | 0.02466 | NEI 2019
Forney Energy Center | 55480_G_ST2 | 55480 | G | ST2 | 4856 | Combined Cycle | ERC_REST | Texas | Kaufman | 408 | 2003 | 9999 |  |  |  | 0.02657 | NEI 2019
Forney Energy Center | 55480_G_U1 | 55480 | G | U1 | 4853 | Combined Cycle | ERC_REST | Texas | Kaufman | 167 | 2003 | 9999 | 2019 | 34.1352 | 953625 | 0.02466 | NEI 2019
Forney Energy Center | 55480_G_U2 | 55480 | G | U2 | 4854 | Combined Cycle | ERC_REST | Texas | Kaufman | 159 | 2003 | 9999 | 2019 | 9.814 | 880108 | 0.02466 | NEI 2019
Forney Energy Center | 55480_G_U3 | 55480 | G | U3 | 4855 | Combined Cycle | ERC_REST | Texas | Kaufman | 159 | 2003 | 9999 | 2019 | 11.1866 | 870955 | 0.02466 | NEI 2019
Forney Energy Center | 55480_G_U4 | 55480 | G | U4 | 4856 | Combined Cycle | ERC_REST | Texas | Kaufman | 167 | 2003 | 9999 | 2019 | 44.5411 | 1230871 | 0.02657 | NEI 2019
Forney Energy Center | 55480_G_U5 | 55480 | G | U5 | 4857 | Combined Cycle | ERC_REST | Texas | Kaufman | 159 | 2003 | 9999 | 2019 | 24.4078 | 1191078 | 0.02657 | NEI 2019
Forney Energy Center | 55480_G_U6 | 55480 | G | U6 | 4858 | Combined Cycle | ERC_REST | Texas | Kaufman | 159 | 2003 | 9999 | 2019 | 11.4959 | 1181698 | 0.02657 | NEI 2019
Mesquite Generating Station Block 2 | 55481_G_GT3 | 55481 | G | GT3 | 4861 | Combined Cycle | WECC_AZ | Arizona | Maricopa | 153 | 2003 | 9999 | 2019 | 21.2804 | 2446643 | 0.02463 | NEI 2019
Mesquite Generating Station Block 2 | 55481_G_GT4 | 55481 | G | GT4 | 4862 | Combined Cycle | WECC_AZ | Arizona | Maricopa | 153 | 2003 | 9999 | 2019 | 20.7652 | 968058 | 0.02463 | NEI 2019
Mesquite Generating Station Block 2 | 55481_G_ST2 | 55481 | G | ST2 | 4861 | Combined Cycle | WECC_AZ | Arizona | Maricopa | 289 | 2003 | 9999 |  |  |  | 0.02463 | NEI 2019
Goldendale Generating Station | 55482_G_G1 | 55482 | G | G1 | 4863 | Combined Cycle | WECC_PNW | Washington | Klickitat | 153.1 | 2004 | 9999 |  |  |  | 0.00829 | NEI 2019
Goldendale Generating Station | 55482_G_G2 | 55482 | G | G2 | 4863 | Combined Cycle | WECC_PNW | Washington | Klickitat | 110.6 | 2004 | 9999 | 2019 | 7.9 | 1905173 | 0.00829 | NEI 2019
Blackburn Landfill Co-Generation | 55488_G_BB1 | 55488 | G | BB1 |  | Landfill Gas | S_VACA | North Carolina | Catawba | 1 | 1999 | 9999 |  |  |  | 0.54258 | Default Emission Factor
Blackburn Landfill Co-Generation | 55488_G_BB2 | 55488 | G | BB2 |  | Landfill Gas | S_VACA | North Carolina | Catawba | 1 | 1999 | 9999 |  |  |  | 0.54258 | Default Emission Factor
Blackburn Landfill Co-Generation | 55488_G_BB3 | 55488 | G | BB3 |  | Landfill Gas | S_VACA | North Carolina | Catawba | 0.9 | 2002 | 9999 |  |  |  | 0.54258 | Default Emission Factor
Goose Creek Energy Center | 55496_G_CT01 | 55496 | G | CT01 | 10123 | Combustion Turbine | MIS_IL | Illinois | Piatt | 72 | 2003 | 2045 | 2019 | 0.034595 | 820.1667 | 0.08436 | NEI 2019
Goose Creek Energy Center | 55496_G_CT02 | 55496 | G | CT02 | 10124 | Combustion Turbine | MIS_IL | Illinois | Piatt | 72 | 2003 | 2045 | 2019 | 0.037765 | 820.1667 | 0.09209 | NEI 2019
Goose Creek Energy Center | 55496_G_CT03 | 55496 | G | CT03 | 10125 | Combustion Turbine | MIS_IL | Illinois | Piatt | 72 | 2003 | 2045 | 2019 | 0.042075 | 820.1667 | 0.1026 | NEI 2019
Goose Creek Energy Center | 55496_G_CT04 | 55496 | G | CT04 | 10126 | Combustion Turbine | MIS_IL | Illinois | Piatt | 72 | 2003 | 2045 | 2019 | 0.0311 | 820.1667 | 0.07584 | NEI 2019
Goose Creek Energy Center | 55496_G_CT05 | 55496 | G | CT05 | 10127 | Combustion Turbine | MIS_IL | Illinois | Piatt | 72 | 2003 | 2045 | 2019 | 0.03267 | 820.1667 | 0.07967 | NEI 2019
Goose Creek Energy Center | 55496_G_CT06 | 55496 | G | CT06 | 10128 | Combustion Turbine | MIS_IL | Illinois | Piatt | 72 | 2003 | 2045 | 2019 | 0.047475 | 820.1667 | 0.11577 | NEI 2019
CalPeak Power Vaca Dixon Peaker Plant | 55499_G_CPP1 | 55499 | G | CPP1 | 4893 | Combustion Turbine | WEC_CALN | California | Solano | 48 | 2002 | 9999 | 2019 | 0.33932 | 7997 | 0.08486 | NEI 2019
Kiamichi Energy Facility | 55501_G_CTG1 | 55501 | G | CTG1 | 4899 | Combined Cycle | SPP_KIAM | Oklahoma | Pittsburg | 142.2 | 2003 | 9999 | 2019 | 11.0214 | 854656 | 0.01717 | NEI 2019
Kiamichi Energy Facility | 55501_G_CTG2 | 55501 | G | CTG2 | 4900 | Combined Cycle | SPP_KIAM | Oklahoma | Pittsburg | 144.9 | 2003 | 9999 | 2019 | 19.7705 | 833714 | 0.01867 | NEI 2019
Kiamichi Energy Facility | 55501_G_CTG3 | 55501 | G | CTG3 | 4901 | Combined Cycle | SPP_KIAM | Oklahoma | Pittsburg | 142.9 | 2003 | 9999 | 2019 | 5.3636 | 769761 | 0.01867 | NEI 2019
Kiamichi Energy Facility | 55501_G_CTG4 | 55501 | G | CTG4 | 4902 | Combined Cycle | SPP_KIAM | Oklahoma | Pittsburg | 141.4 | 2003 | 9999 | 2019 | 13.0874 | 709410 | 0.01717 | NEI 2019
Kiamichi Energy Facility | 55501_G_STG1 | 55501 | G | STG1 | 4899 | Combined Cycle | SPP_KIAM | Oklahoma | Pittsburg | 302.4 | 2003 | 9999 |  |  |  | 0.01717 | NEI 2019
Kiamichi Energy Facility | 55501_G_STG2 | 55501 | G | STG2 | 4901 | Combined Cycle | SPP_KIAM | Oklahoma | Pittsburg | 304.6 | 2003 | 9999 |  |  |  | 0.01867 | NEI 2019
Lawrenceburg Power, LLC | 55502_G_0100 | 55502 | G | 0100 | 8612 | Combined Cycle | PJM_West | Indiana | Dearborn | 258 | 2004 | 9999 |  |  |  | 0.02408 | NEI 2019
Lawrenceburg Power, LLC | 55502_G_0200 | 55502 | G | 0200 | 8616 | Combined Cycle | PJM_West | Indiana | Dearborn | 246 | 2004 | 9999 |  |  |  | 0.017 | NEI 2019
Lawrenceburg Power, LLC | 55502_G_1100 | 55502 | G | 1100 | 8612 | Combined Cycle | PJM_West | Indiana | Dearborn | 166 | 2004 | 9999 | 2017 | 25.39 | 2357610 | 0.02408 | NEI 2019
Lawrenceburg Power, LLC | 55502_G_1200 | 55502 | G | 1200 | 8614 | Combined Cycle | PJM_West | Indiana | Dearborn | 171 | 2004 | 9999 | 2019 | 21.94 | 1362623 | 0.02408 | NEI 2019
Lawrenceburg Power, LLC | 55502_G_2100 | 55502 | G | 2100 | 8616 | Combined Cycle | PJM_West | Indiana | Dearborn | 166 | 2004 | 9999 | 2019 | 15.82 | 2509441 | 0.017 | NEI 2019
Lawrenceburg Power, LLC | 55502_G_2200 | 55502 | G | 2200 | 8618 | Combined Cycle | PJM_West | Indiana | Dearborn | 166 | 2004 | 9999 | 2019 | 15.52 | 1176862 | 0.017 | NEI 2019
Waterford Power, LLC | 55503_G_CTG1 | 55503 | G | CTG1 | 8620 | Combined Cycle | PJM_West | Ohio | Washington | 168 | 2003 | 9999 | 2019 | 6.75 | 1319306 | 0.00636 | NEI 2019
Waterford Power, LLC | 55503_G_CTG2 | 55503 | G | CTG2 | 8622 | Combined Cycle | PJM_West | Ohio | Washington | 168 | 2003 | 9999 | 2019 | 6.41 | 1323354 | 0.00636 | NEI 2019
Waterford Power, LLC | 55503_G_CTG3 | 55503 | G | CTG3 | 8624 | Combined Cycle | PJM_West | Ohio | Washington | 168 | 2003 | 9999 | 2019 | 6.12 | 1210869 | 0.00636 | NEI 2019
Waterford Power, LLC | 55503_G_ST1 | 55503 | G | ST1 | 8620 | Combined Cycle | PJM_West | Ohio | Washington | 362 | 2003 | 9999 |  |  |  | 0.00636 | NEI 2019
Limon Generating Station | 55504_G_L1 | 55504 | G | L1 | 4903 | Combustion Turbine | WECC_CO | Colorado | Lincoln | 67 | 2002 | 9999 | 2017 | 0.53177 | 18500.5 | 0.05749 | NEI 2019
Limon Generating Station | 55504_G_L2 | 55504 | G | L2 | 4904 | Combustion Turbine | WECC_CO | Colorado | Lincoln | 67 | 2002 | 9999 | 2019 | 0.60804 | 33438 | 0.03637 | NEI 2019
Frank Knutson | 55505_G_BR1 | 55505 | G | BR1 | 4905 | Combustion Turbine | WECC_CO | Colorado | Adams | 67 | 2002 | 9999 | 2017 | 0.1 | 5871 | 0.03407 | NEI 2019
Frank Knutson | 55505_G_BR2 | 55505 | G | BR2 | 4906 | Combustion Turbine | WECC_CO | Colorado | Adams | 67 | 2002 | 9999 | 2017 | 0.21004 | 5871 | 0.07155 | NEI 2019
CalPeak Power Panoche Peaker Plant | 55508_G_CPP2 | 55508 | G | CPP2 | 4913 | Combustion Turbine | WEC_CALN | California | Fresno | 48 | 2001 | 9999 |  |  |  | 0.12736 | Default Emission Factor
CalPeak Power Border Peaker Plant | 55510_G_CPP4 | 55510 | G | CPP4 | 4917 | Combustion Turbine | WEC_SDGE | California | San Diego | 48 | 2001 | 9999 | 2017 | 2.9066 | 12331 | 0.47142 | NEI 2019
Cuyamaca Peak Energy Plant | 55512_G_CPP6 | 55512 | G | CPP6 | 4921 | Combustion Turbine | WEC_SDGE | California | San Diego | 48.7 | 2002 | 9999 | 2017 | 2.0634 | 8538 | 0.48334 | NEI 2019
CalPeak Power Enterprise Peaker Plant | 55513_G_CPP7 | 55513 | G | CPP7 | 4923 | Combustion Turbine | WEC_SDGE | California | San Diego | 48 | 2001 | 9999 | 2017 | 3.2339 | 11959 | 0.54084 | NEI 2019
Apex Generating Station | 55514_G_CTG1 | 55514 | G | CTG1 | 4925 | Combined Cycle | WECC_SNV | Nevada | Clark | 164.6 | 2003 | 9999 | 2019 | 27 | 1362884 | 0.05263 | NEI 2019
Apex Generating Station | 55514_G_CTG2 | 55514 | G | CTG2 | 4926 | Combined Cycle | WECC_SNV | Nevada | Clark | 164.6 | 2003 | 9999 | 2019 | 28.5 | 746178 | 0.05263 | NEI 2019
Apex Generating Station | 55514_G_STG1 | 55514 | G | STG1 | 4925 | Combined Cycle | WECC_SNV | Nevada | Clark | 195.2 | 2003 | 9999 |  |  |  | 0.05263 | NEI 2019
Fayette Energy Facility | 55516_G_CTG1 | 55516 | G | CTG1 | 10129 | Combined Cycle | PJM_AP | Pennsylvania | Fayette | 174 | 2003 | 9999 | 2019 | 72.27 | 1484503 | 0.04258 | NEI 2019
Fayette Energy Facility | 55516_G_CTG2 | 55516 | G | CTG2 | 10130 | Combined Cycle | PJM_AP | Pennsylvania | Fayette | 174 | 2003 | 9999 | 2019 | 35.18 | 1490982 | 0.04258 | NEI 2019
Fayette Energy Facility | 55516_G_STG1 | 55516 | G | STG1 | 10129 | Combined Cycle | PJM_AP | Pennsylvania | Fayette | 314 | 2003 | 9999 |  |  |  | 0.04258 | NEI 2019
Wallingford Energy | 55517_G_CTG1 | 55517 | G | CTG1 | 4927 | Combustion Turbine | NENG_CT | Connecticut | New Haven | 42.3 | 2001 | 9999 | 2019 | 0.3034 | 14830.1134 | 0.04092 | NEI 2019
Wallingford Energy | 55517_G_CTG2 | 55517 | G | CTG2 | 4928 | Combustion Turbine | NENG_CT | Connecticut | New Haven | 42.3 | 2001 | 9999 | 2019 | 0.61125 | 14830.1134 | 0.08243 | NEI 2019
Wallingford Energy | 55517_G_CTG3 | 55517 | G | CTG3 | 4929 | Combustion Turbine | NENG_CT | Connecticut | New Haven | 42.3 | 2001 | 9999 | 2019 | 0.46775 | 14830.1134 | 0.06308 | NEI 2019
Wallingford Energy | 55517_G_CTG4 | 55517 | G | CTG4 | 4930 | Combustion Turbine | NENG_CT | Connecticut | New Haven | 42.3 | 2001 | 9999 | 2019 | 0.46374 | 14830.1134 | 0.06254 | NEI 2019
Wallingford Energy | 55517_G_CTG5 | 55517 | G | CTG5 | 4931 | Combustion Turbine | NENG_CT | Connecticut | New Haven | 42.3 | 2001 | 9999 | 2019 | 0.40082 | 14830.1134 | 0.05406 | NEI 2019
Wallingford Energy | 55517_G_CTG6 | 55517 | G | CTG6 | 91275 | Combustion Turbine | NENG_CT | Connecticut | New Haven | 45 | 2018 | 9999 | 2019 | 0.3195 | 15776.7164 | 0.0405 | NEI 2019
Wallingford Energy | 55517_G_CTG7 | 55517 | G | CTG7 | 91276 | Combustion Turbine | NENG_CT | Connecticut | New Haven | 45 | 2018 | 9999 | 2019 | 0.34822 | 15776.7164 | 0.04414 | NEI 2019
High Desert Power Plant | 55518_G_CTG1 | 55518 | G | CTG1 | 4932 | Combined Cycle | WECC_SCE | California | San Bernardino | 157.6 | 2003 | 9999 | 2019 | 26.8 | 662602 | 0.04625 | NEI 2019
High Desert Power Plant | 55518_G_CTG2 | 55518 | G | CTG2 | 4933 | Combined Cycle | WECC_SCE | California | San Bernardino | 157.6 | 2003 | 9999 | 2017 | 16.2 | 492831 | 0.04625 | NEI 2019
High Desert Power Plant | 55518_G_CTG3 | 55518 | G | CTG3 | 4934 | Combined Cycle | WECC_SCE | California | San Bernardino | 156.5 | 2003 | 9999 | 2017 | 22.3 | 424840 | 0.04625 | NEI 2019
High Desert Power Plant | 55518_G_STG1 | 55518 | G | STG1 | 4932 | Combined Cycle | WECC_SCE | California | San Bernardino | 304.8 | 2003 | 9999 |  |  |  | 0.04625 | NEI 2019
Sundance | 55522_G_CT1 | 55522 | G | CT1 | 9951 | Combustion Turbine | WECC_AZ | Arizona | Pinal | 41 | 2002 | 9999 |  |  |  | 0.12736 | Default Emission Factor
Sundance | 55522_G_CT10 | 55522 | G | CT10 | 9960 | Combustion Turbine | WECC_AZ | Arizona | Pinal | 41 | 2002 | 9999 |  |  |  | 0.12736 | Default Emission Factor
Sundance | 55522_G_CT2 | 55522 | G | CT2 | 9952 | Combustion Turbine | WECC_AZ | Arizona | Pinal | 41 | 2002 | 9999 |  |  |  | 0.12736 | Default Emission Factor
Sundance | 55522_G_CT3 | 55522 | G | CT3 | 9953 | Combustion Turbine | WECC_AZ | Arizona | Pinal | 41 | 2002 | 9999 |  |  |  | 0.12736 | Default Emission Factor
Sundance | 55522_G_CT4 | 55522 | G | CT4 | 9954 | Combustion Turbine | WECC_AZ | Arizona | Pinal | 41 | 2002 | 9999 |  |  |  | 0.12736 | Default Emission Factor
Sundance | 55522_G_CT5 | 55522 | G | CT5 | 9955 | Combustion Turbine | WECC_AZ | Arizona | Pinal | 41 | 2002 | 9999 |  |  |  | 0.12736 | Default Emission Factor
Sundance | 55522_G_CT6 | 55522 | G | CT6 | 9956 | Combustion Turbine | WECC_AZ | Arizona | Pinal | 41 | 2002 | 9999 |  |  |  | 0.12736 | Default Emission Factor
Sundance | 55522_G_CT7 | 55522 | G | CT7 | 9957 | Combustion Turbine | WECC_AZ | Arizona | Pinal | 41 | 2002 | 9999 |  |  |  | 0.12736 | Default Emission Factor
Sundance | 55522_G_CT8 | 55522 | G | CT8 | 9958 | Combustion Turbine | WECC_AZ | Arizona | Pinal | 41 | 2002 | 9999 |  |  |  | 0.12736 | Default Emission Factor
Sundance | 55522_G_CT9 | 55522 | G | CT9 | 9959 | Combustion Turbine | WECC_AZ | Arizona | Pinal | 41 | 2002 | 9999 |  |  |  | 0.12736 | Default Emission Factor
York Energy Center | 55524_G_CTG1 | 55524 | G | CTG1 | 4937 | Combined Cycle | PJM_EMAC | Pennsylvania | York | 113 | 2011 | 9999 | 2019 | 10.12 | 788397 | 0.04262 | NEI 2019
York Energy Center | 55524_G_CTG2 | 55524 | G | CTG2 | 4938 | Combined Cycle | PJM_EMAC | Pennsylvania | York | 122 | 2011 | 9999 | 2019 | 9.81 | 300736 | 0.04262 | NEI 2019
York Energy Center | 55524_G_CTG3 | 55524 | G | CTG3 | 4939 | Combined Cycle | PJM_EMAC | Pennsylvania | York | 122 | 2011 | 9999 | 2019 | 9.48 | 290863 | 0.04262 | NEI 2019
York Energy Center | 55524_G_CTG5 | 55524 | G | CTG5 | 4940 | Combined Cycle | PJM_EMAC | Pennsylvania | York | 216.3 | 2019 | 9999 |  |  |  | 0.02842 | Default Emission Factor
York Energy Center | 55524_G_CTG6 | 55524 | G | CTG6 | 4941 | Combined Cycle | PJM_EMAC | Pennsylvania | York | 216.3 | 2019 | 9999 |  |  |  | 0.02842 | Default Emission Factor
York Energy Center | 55524_G_STG1 | 55524 | G | STG1 | 4937 | Combined Cycle | PJM_EMAC | Pennsylvania | York | 188 | 2011 | 9999 |  |  |  | 0.04262 | NEI 2019
York Energy Center | 55524_G_STG2 | 55524 | G | STG2 | 4940 | Combined Cycle | PJM_EMAC | Pennsylvania | York | 395.1 | 2019 | 9999 |  |  |  | 0.02842 | Default Emission Factor
Water Filter Plant #2 | 55534_G_1299 | 55534 | G | 1299 |  | Combustion Turbine | S_VACA | North Carolina | Burke | 1.7 | 2013 | 9999 |  |  |  | 0.92213 | Default Emission Factor
Escondido Energy Center | 55538_G_CTG1 | 55538 | G | CTG1 | 90893 | Combustion Turbine | WEC_SDGE | California | San Diego | 45 | 2014 | 9999 | 2017 | 0.10912 | 43735 | 0.00499 | NEI 2019
Chula Vista Energy Center | 55540_G_GEN1 | 55540 | G | GEN1 | 4973 | Combustion Turbine | WEC_SDGE | California | San Diego | 33.6 | 2001 | 9999 | 2017 | 0.13 | 3187 | 0.08158 | NEI 2019
Indigo Energy Facility | 55541_G_CTG1 | 55541 | G | CTG1 | 8640 | Combustion Turbine | WECC_SCE | California | Riverside | 46.7 | 2001 | 9999 | 2017 | 0.82336 | 22841.0519 | 0.0721 | NEI 2019
Indigo Energy Facility | 55541_G_CTG2 | 55541 | G | CTG2 | 8642 | Combustion Turbine | WECC_SCE | California | Riverside | 47.6 | 2001 | 9999 | 2017 | 0.75392 | 23281.2435 | 0.06477 | NEI 2019
Indigo Energy Facility | 55541_G_CTG3 | 55541 | G | CTG3 | 8644 | Combustion Turbine | WECC_SCE | California | Riverside | 48.2 | 2001 | 9999 | 2017 | 0.81344 | 23574.7046 | 0.06901 | NEI 2019
Larkspur Energy Facility | 55542_G_CTG1 | 55542 | G | CTG1 | 8646 | Combustion Turbine | WEC_SDGE | California | San Diego | 45.6 | 2001 | 9999 | 2017 | 2.4502 | 24943.5983 | 0.19646 | NEI 2019
Larkspur Energy Facility | 55542_G_CTG2 | 55542 | G | CTG2 | 8648 | Combustion Turbine | WEC_SDGE | California | San Diego | 46 | 2001 | 9999 | 2017 | 2.7181 | 25162.4017 | 0.21604 | NEI 2019
Klamath Expansion Project | 55544_G_GT1 | 55544 | G | GT1 | 4975 | Combustion Turbine | WECC_PNW | Oregon | Klamath | 25 | 2002 | 9999 | 2017 | 2.62 | 65510.06 | 0.07999 | NEI 2019
Klamath Expansion Project | 55544_G_GT2 | 55544 | G | GT2 | 4976 | Combustion Turbine | WECC_PNW | Oregon | Klamath | 25 | 2002 | 9999 |  |  |  | 0.07999 | NEI 2019
Klamath Expansion Project | 55544_G_GT3 | 55544 | G | GT3 | 4977 | Combustion Turbine | WECC_PNW | Oregon | Klamath | 25 | 2002 | 9999 |  |  |  | 0.07999 | NEI 2019
Klamath Expansion Project | 55544_G_GT4 | 55544 | G | GT4 | 4978 | Combustion Turbine | WECC_PNW | Oregon | Klamath | 25 | 2002 | 9999 |  |  |  | 0.07999 | NEI 2019
Hidalgo Energy Center | 55545_G_CTG1 | 55545 | G | CTG1 | 3171 | Combined Cycle | ERC_REST | Texas | Hidalgo | 149 | 2000 | 9999 | 2019 | 24.46 | 906264 | 0.03479 | NEI 2019
Hidalgo Energy Center | 55545_G_CTG2 | 55545 | G | CTG2 | 3172 | Combined Cycle | ERC_REST | Texas | Hidalgo | 149 | 2000 | 9999 | 2019 | 22.89 | 825283 | 0.03479 | NEI 2019
Hidalgo Energy Center | 55545_G_STG1 | 55545 | G | STG1 | 3171 | Combined Cycle | ERC_REST | Texas | Hidalgo | 172 | 2000 | 9999 |  |  |  | 0.03479 | NEI 2019
Security | 55556_G_UNT2 | 55556 | G | UNT2 |  | Landfill Gas | MIS_WOTA | Texas | Montgomery | 1.7 | 2003 | 9999 | 2018 | 0.77825 | 10199.5 | 0.15261 | Texas Emissions Inventory
Wilmington Hydrogen Plant | 55557_G_T101 | 55557 | G | T101 |  | Non-Fossil Waste | WEC_LADW | California | Los Angeles | 28.1 | 1996 | 9999 |  |  |  | 0.70317 | Default Emission Factor
Combined Locks Energy Center | 55558_G_GEN1 | 55558 | G | GEN1 | 4988 | Combined Cycle | MIS_WUMS | Wisconsin | Outagamie | 45.9 | 2002 | 9999 | 2019 | 11.4721 | 330895 | 0.0633 | NEI 2019
Combined Locks Energy Center | 55558_G_GEN2 | 55558 | G | GEN2 | 4988 | Combined Cycle | MIS_WUMS | Wisconsin | Outagamie | 6 | 2002 | 9999 |  |  |  | 0.0633 | NEI 2019
GRS Fall River | 55589_G_3 | 55589 | G | 3 |  | Landfill Gas | NENGREST | Massachusetts | Bristol | 4.4 | 2000 | 9999 | 2019 | 7.78 | 16361 | 0.95104 | NEI 2019
GRS Arbor Hills | 55596_G_0001 | 55596 | G | 0001 |  | Landfill Gas | MIS_LMI | Michigan | Washtenaw | 3.8 | 1996 | 9999 | 2019 | 3.9214 | 22525 | 0.34818 | NEI 2019
GRS Arbor Hills | 55596_G_0002 | 55596 | G | 0002 |  | Landfill Gas | MIS_LMI | Michigan | Washtenaw | 3.8 | 1996 | 9999 | 2019 | 4.3482 | 24188 | 0.35953 | NEI 2019
GRS Arbor Hills | 55596_G_0003 | 55596 | G | 0003 |  | Landfill Gas | MIS_LMI | Michigan | Washtenaw | 3.8 | 1996 | 9999 | 2019 | 4.4713 | 23657 | 0.37801 | NEI 2019
GRS Arbor Hills | 55596_G_0004 | 55596 | G | 0004 |  | Landfill Gas | MIS_LMI | Michigan | Washtenaw | 7.6 | 1996 | 9999 | 2019 | 13.338 | 30023 | 0.88852 | NEI 2019
GRS Arbor Hills | 55596_G_0005 | 55596 | G | 0005 |  | Landfill Gas | MIS_LMI | Michigan | Washtenaw | 4.8 | 2005 | 9999 |  |  |  | 0.54258 | Default Emission Factor
GRS C&C | 55597_G_1 | 55597 | G | 1 |  | Landfill Gas | MIS_LMI | Michigan | Calhoun | 0.9 | 1995 | 9999 |  |  |  | 0.54258 | Default Emission Factor
GRS C&C | 55597_G_3 | 55597 | G | 3 |  | Landfill Gas | MIS_LMI | Michigan | Calhoun | 0.9 | 1995 | 9999 |  |  |  | 0.54258 | Default Emission Factor
GRS C&C | 55597_G_4 | 55597 | G | 4 |  | Landfill Gas | MIS_LMI | Michigan | Calhoun | 2.3 | 2007 | 9999 |  |  |  | 0.54258 | Default Emission Factor
GRS CMS | 55599_G_1 | 55599 | G | 1 |  | Landfill Gas | S_VACA | North Carolina | Cabarrus | 4.3 | 1999 | 9999 |  |  |  | 0.54258 | Default Emission Factor
Binghamton Cogen | 55600_G_1 | 55600 | G | 1 | 10131 | Combustion Turbine | NY_Z_C&E | New York | Broome | 42 | 1992 | 9999 |  |  |  | 0.12736 | Default Emission Factor
Prima Plant | 55601_G_UNT1 | 55601 | G | UNT1 |  | Landfill Gas | WEC_SDGE | California | Orange | 2.7 | 1999 | 9999 |  |  |  | 0.54258 | Default Emission Factor
Prima Plant | 55601_G_UNT2 | 55601 | G | UNT2 |  | Landfill Gas | WEC_SDGE | California | Orange | 2.7 | 1999 | 9999 |  |  |  | 0.54258 | Default Emission Factor
MM San Diego-North City | 55602_G_UNT1 | 55602 | G | UNT1 |  | Landfill Gas | WEC_SDGE | California | San Diego | 0.9 | 1999 | 9999 |  |  |  | 0.54258 | Default Emission Factor
MM San Diego-North City | 55602_G_UNT2 | 55602 | G | UNT2 |  | Landfill Gas | WEC_SDGE | California | San Diego | 0.9 | 1999 | 9999 |  |  |  | 0.54258 | Default Emission Factor
MM San Diego-North City | 55602_G_UNT3 | 55602 | G | UNT3 |  | Landfill Gas | WEC_SDGE | California | San Diego | 0.9 | 1999 | 9999 |  |  |  | 0.54258 | Default Emission Factor
MM San Diego-North City | 55602_G_UNT4 | 55602 | G | UNT4 |  | Landfill Gas | WEC_SDGE | California | San Diego | 0.9 | 1999 | 9999 |  |  |  | 0.54258 | Default Emission Factor
Watchtower Educational Center | 55619_G_GEN1 | 55619 | G | GEN1 |  | Combustion Turbine | NY_Z_G-I | New York | Putnam | 0.7 | 1996 | 9999 |  |  |  | 0.92213 | Default Emission Factor
Watchtower Educational Center | 55619_G_GEN2 | 55619 | G | GEN2 |  | Combustion Turbine | NY_Z_G-I | New York | Putnam | 0.7 | 1993 | 9999 |  |  |  | 0.92213 | Default Emission Factor
Watchtower Educational Center | 55619_G_GEN3 | 55619 | G | GEN3 |  | Combustion Turbine | NY_Z_G-I | New York | Putnam | 0.7 | 2000 | 9999 |  |  |  | 0.92213 | Default Emission Factor
Perryville Power Station | 55620_G_2-CT | 55620 | G | 2-CT | 3331 | Combustion Turbine | MIS_LA | Louisiana | Ouachita | 151.5 | 2001 | 9999 |  |  |  | 0.12736 | Default Emission Factor
Perryville Power Station | 55620_G_CT-1 | 55620 | G | CT-1 | 3329 | Combined Cycle | MIS_LA | Louisiana | Ouachita | 164.7 | 2002 | 9999 | 2019 | 72.37 | 801455 | 0.10324 | NEI 2019
Perryville Power Station | 55620_G_CT-2 | 55620 | G | CT-2 | 3330 | Combined Cycle | MIS_LA | Louisiana | Ouachita | 164.7 | 2002 | 9999 | 2019 | 71.92 | 900889 | 0.10324 | NEI 2019
Perryville Power Station | 55620_G_ST-1 | 55620 | G | ST-1 | 3329 | Combined Cycle | MIS_LA | Louisiana | Ouachita | 198.8 | 2002 | 9999 |  |  |  | 0.10324 | NEI 2019
West Valley Generation Project | 55622_G_U1 | 55622 | G | U1 | 8650 | Combustion Turbine | WECC_UT | Utah | Salt Lake | 37 | 2002 | 9999 | 2019 | 0.73923 | 38234 | 0.03867 | NEI 2019
West Valley Generation Project | 55622_G_U2 | 55622 | G | U2 | 8652 | Combustion Turbine | WECC_UT | Utah | Salt Lake | 37 | 2002 | 9999 | 2017 | 1.011 | 24325.4 | 0.08312 | NEI 2019
West Valley Generation Project | 55622_G_U3 | 55622 | G | U3 | 8654 | Combustion Turbine | WECC_UT | Utah | Salt Lake | 37 | 2001 | 9999 | 2017 | 1.0115 | 24325.4 | 0.08317 | NEI 2019
West Valley Generation Project | 55622_G_U4 | 55622 | G | U4 | 8656 | Combustion Turbine | WECC_UT | Utah | Salt Lake | 37 | 2001 | 9999 | 2017 | 1.0218 | 24325.4 | 0.08401 | NEI 2019
West Valley Generation Project | 55622_G_U5 | 55622 | G | U5 | 10041 | Combustion Turbine | WECC_UT | Utah | Salt Lake | 37 | 2002 | 9999 | 2017 | 0.846 | 24325.4 | 0.06956 | NEI 2019
Creed Energy Center | 55625_G_CT1 | 55625 | G | CT1 | 5005 | Combustion Turbine | WEC_CALN | California | Solano | 45 | 2003 | 9999 | 2019 | 0.31134 | 11763 | 0.05294 | NEI 2019
Lambie Energy Center | 55626_G_CT1 | 55626 | G | CT1 | 5006 | Combustion Turbine | WEC_CALN | California | Solano | 45 | 2003 | 9999 | 2017 | 0.32063 | 14022 | 0.04573 | NEI 2019
Goose Haven Energy Center | 55627_G_CT1 | 55627 | G | CT1 | 5007 | Combustion Turbine | WEC_CALN | California | Solano | 45 | 2003 | 9999 | 2019 | 0.3354 | 11509 | 0.05829 | NEI 2019
University Park North | 55640_G_1 | 55640 | G | 1 | 8660 | Combustion Turbine | PJM_COMD | Illinois | Will | 45 | 2002 | 2045 | 2017 | 1.702 | 37957.0833 | 0.08968 | NEI 2019
University Park North | 55640_G_10 | 55640 | G | 10 | 8662 | Combustion Turbine | PJM_COMD | Illinois | Will | 45 | 2002 | 2045 | 2017 | 1.4217 | 37957.0833 | 0.07491 | NEI 2019
University Park North | 55640_G_11 | 55640 | G | 11 | 8664 | Combustion Turbine | PJM_COMD | Illinois | Will | 45 | 2002 | 2045 | 2019 | 1.5433 | 43513.25 | 0.07093 | NEI 2019
University Park North | 55640_G_12 | 55640 | G | 12 | 8666 | Combustion Turbine | PJM_COMD | Illinois | Will | 45 | 2002 | 2045 | 2017 | 1.5681 | 37957.0833 | 0.08263 | NEI 2019
University Park North | 55640_G_2 | 55640 | G | 2 | 8668 | Combustion Turbine | PJM_COMD | Illinois | Will | 45 | 2002 | 2045 | 2019 | 1.3324 | 43513.25 | 0.06124 | NEI 2019
University Park North | 55640_G_3 | 55640 | G | 3 | 8670 | Combustion Turbine | PJM_COMD | Illinois | Will | 45 | 2002 | 2045 | 2017 | 2.0576 | 37957.0833 | 0.10842 | NEI 2019
University Park North | 55640_G_4 | 55640 | G | 4 | 8672 | Combustion Turbine | PJM_COMD | Illinois | Will | 45 | 2002 | 2045 | 2019 | 2.037 | 43513.25 | 0.09363 | NEI 2019
University Park North | 55640_G_5 | 55640 | G | 5 | 8674 | Combustion Turbine | PJM_COMD | Illinois | Will | 45 | 2002 | 2045 | 2019 | 1.7779 | 43513.25 | 0.08172 | NEI 2019
University Park North | 55640_G_6 | 55640 | G | 6 | 8676 | Combustion Turbine | PJM_COMD | Illinois | Will | 45 | 2002 | 2045 | 2017 | 1.8862 | 37957.0833 | 0.09939 | NEI 2019
University Park North | 55640_G_7 | 55640 | G | 7 | 8678 | Combustion Turbine | PJM_COMD | Illinois | Will | 45 | 2002 | 2045 | 2019 | 1.6485 | 43513.25 | 0.07577 | NEI 2019
University Park North | 55640_G_8 | 55640 | G | 8 | 8680 | Combustion Turbine | PJM_COMD | Illinois | Will | 45 | 2002 | 2045 | 2017 | 1.6184 | 37957.0833 | 0.08528 | NEI 2019
University Park North | 55640_G_9 | 55640 | G | 9 | 8682 | Combustion Turbine | PJM_COMD | Illinois | Will | 45 | 2002 | 2045 | 2017 | 1.5693 | 37957.0833 | 0.08269 | NEI 2019
Riverside Energy Center | 55641_G_CTG1 | 55641 | G | CTG1 | 8684 | Combined Cycle | MIS_WUMS | Wisconsin | Rock | 157.5 | 2004 | 9999 | 2019 | 14.1542 | 2861637 | 0.01524 | NEI 2019
Riverside Energy Center | 55641_G_CTG2 | 55641 | G | CTG2 | 8686 | Combined Cycle | MIS_WUMS | Wisconsin | Rock | 153.4 | 2004 | 9999 | 2019 | 16.6564 | 1180951 | 0.01524 | NEI 2019
West Riverside Energy Center | 64020_G_CTG3 | 64020 | G | CTG3 |  | Combined Cycle | MIS_WUMS | Wisconsin | Rock | 225 | 2019 | 9999 |  |  |  | 0.02842 | Default Emission Factor
West Riverside Energy Center | 64020_G_CTG4 | 64020 | G | CTG4 |  | Combined Cycle | MIS_WUMS | Wisconsin | Rock | 225 | 2019 | 9999 |  |  |  | 0.02842 | Default Emission Factor
Riverside Energy Center | 55641_G_STG1 | 55641 | G | STG1 | 8684 | Combined Cycle | MIS_WUMS | Wisconsin | Rock | 261.8 | 2004 | 9999 |  |  |  | 0.01524 | NEI 2019
West Riverside Energy Center | 64020_G_STG2 | 64020 | G | STG2 |  | Combined Cycle | MIS_WUMS | Wisconsin | Rock | 250 | 2019 | 9999 |  |  |  | 0.02842 | Default Emission Factor
Blue Spruce Energy Center | 55645_G_CT01 | 55645 | G | CT01 | 8706 | Combustion Turbine | WECC_CO | Colorado | Adams | 130 | 2003 | 9999 | 2017 | 5.9739 | 164801.5914 | 0.0725 | NEI 2019
Blue Spruce Energy Center | 55645_G_CT02 | 55645 | G | CT02 | 8708 | Combustion Turbine | WECC_CO | Colorado | Adams | 134 | 2003 | 9999 | 2019 | 3.1294 | 217179.4859 | 0.02882 | NEI 2019
Plains End | 55650_G_GE10 | 55650 | G | GE10 |  | Combustion Turbine | WECC_CO | Colorado | Jefferson | 5.7 | 2002 | 9999 |  |  |  | 1.5755 | NEI 2019
Plains End | 55650_G_GE11 | 55650 | G | GE11 |  | Combustion Turbine | WECC_CO | Colorado | Jefferson | 5.7 | 2002 | 9999 |  |  |  | 1.5755 | NEI 2019
Plains End | 55650_G_GE12 | 55650 | G | GE12 |  | Combustion Turbine | WECC_CO | Colorado | Jefferson | 5.7 | 2002 | 9999 |  |  |  | 1.5755 | NEI 2019
Plains End | 55650_G_GE13 | 55650 | G | GE13 |  | Combustion Turbine | WECC_CO | Colorado | Jefferson | 5.7 | 2002 | 9999 |  |  |  | 1.5755 | NEI 2019
Plains End | 55650_G_GE14 | 55650 | G | GE14 |  | Combustion Turbine | WECC_CO | Colorado | Jefferson | 5.7 | 2002 | 9999 |  |  |  | 1.5755 | NEI 2019
Plains End | 55650_G_GE15 | 55650 | G | GE15 |  | Combustion Turbine | WECC_CO | Colorado | Jefferson | 5.7 | 2002 | 9999 |  |  |  | 1.5755 | NEI 2019
Plains End | 55650_G_GE16 | 55650 | G | GE16 |  | Combustion Turbine | WECC_CO | Colorado | Jefferson | 5.7 | 2002 | 9999 |  |  |  | 1.5755 | NEI 2019
Plains End | 55650_G_GE17 | 55650 | G | GE17 |  | Combustion Turbine | WECC_CO | Colorado | Jefferson | 5.7 | 2002 | 9999 |  |  |  | 1.5755 | NEI 2019
Plains End | 55650_G_GE18 | 55650 | G | GE18 |  | Combustion Turbine | WECC_CO | Colorado | Jefferson | 5.7 | 2002 | 9999 |  |  |  | 1.5755 | NEI 2019
Plains End | 55650_G_GE19 | 55650 | G | GE19 |  | Combustion Turbine | WECC_CO | Colorado | Jefferson | 5.7 | 2002 | 9999 |  |  |  | 1.5755 | NEI 2019
Plains End | 55650_G_GE20 | 55650 | G | GE20 |  | Combustion Turbine | WECC_CO | Colorado | Jefferson | 5.7 | 2002 | 9999 | 2017 | 4.94 | 6271 | 1.5755 | NEI 2019
Plains End | 55650_G_GEN1 | 55650 | G | GEN1 |  | Combustion Turbine | WECC_CO | Colorado | Jefferson | 5.7 | 2002 | 9999 |  |  |  | 1.5755 | NEI 2019
Plains End | 55650_G_GEN2 | 55650 | G | GEN2 |  | Combustion Turbine | WECC_CO | Colorado | Jefferson | 5.7 | 2002 | 9999 |  |  |  | 1.5755 | NEI 2019
Plains End | 55650_G_GEN3 | 55650 | G | GEN3 |  | Combustion Turbine | WECC_CO | Colorado | Jefferson | 5.7 | 2002 | 9999 |  |  |  | 1.5755 | NEI 2019
Plains End | 55650_G_GEN4 | 55650 | G | GEN4 |  | Combustion Turbine | WECC_CO | Colorado | Jefferson | 5.7 | 2002 | 9999 |  |  |  | 1.5755 | NEI 2019
Plains End | 55650_G_GEN5 | 55650 | G | GEN5 |  | Combustion Turbine | WECC_CO | Colorado | Jefferson | 5.7 | 2002 | 9999 |  |  |  | 1.5755 | NEI 2019
Plains End | 55650_G_GEN6 | 55650 | G | GEN6 |  | Combustion Turbine | WECC_CO | Colorado | Jefferson | 5.7 | 2002 | 9999 |  |  |  | 1.5755 | NEI 2019
Plains End | 55650_G_GEN7 | 55650 | G | GEN7 |  | Combustion Turbine | WECC_CO | Colorado | Jefferson | 5.7 | 2002 | 9999 |  |  |  | 1.5755 | NEI 2019
Plains End | 55650_G_GEN8 | 55650 | G | GEN8 |  | Combustion Turbine | WECC_CO | Colorado | Jefferson | 5.7 | 2002 | 9999 |  |  |  | 1.5755 | NEI 2019
Plains End | 55650_G_GEN9 | 55650 | G | GEN9 |  | Combustion Turbine | WECC_CO | Colorado | Jefferson | 5.7 | 2002 | 9999 |  |  |  | 1.5755 | NEI 2019
Spring Creek Energy Center | 55651_G_CT01 | 55651 | G | CT01 | 5035 | Combustion Turbine | SPP_N | Oklahoma | Logan | 69 | 2001 | 9999 |  |  |  | 0.12736 | Default Emission Factor
Spring Creek Energy Center | 55651_G_CT02 | 55651 | G | CT02 | 5036 | Combustion Turbine | SPP_N | Oklahoma | Logan | 69 | 2001 | 9999 |  |  |  | 0.12736 | Default Emission Factor
Spring Creek Energy Center | 55651_G_CT03 | 55651 | G | CT03 | 5037 | Combustion Turbine | SPP_N | Oklahoma | Logan | 67 | 2001 | 9999 | 2017 | 0.069 | 2243.8864 | 0.0615 | NEI 2019
Spring Creek Energy Center | 55651_G_CT04 | 55651 | G | CT04 | 5038 | Combustion Turbine | SPP_N | Oklahoma | Logan | 68 | 2001 | 9999 | 2017 | 0.018 | 2277.3773 | 0.01581 | NEI 2019
Chambersburg | 55654_G_UN12 | 55654 | G | UN12 | 8766 | Combustion Turbine | PJM_AP | Pennsylvania | Franklin | 44 | 2001 | 9999 |  |  |  | 0.12736 | Default Emission Factor
Chambersburg | 55654_G_UN13 | 55654 | G | UN13 | 8768 | Combustion Turbine | PJM_AP | Pennsylvania | Franklin | 44 | 2001 | 9999 |  |  |  | 0.12736 | Default Emission Factor
Anadarko Plant | 3006_G_7 | 3006 | G | 7 |  | Combustion Turbine | SPP_WEST | Oklahoma | Caddo | 45 | 2001 | 9999 | 2019 | 4.5075 | 52404.8 | 0.17203 | NEI 2019
Anadarko Plant | 3006_G_8 | 3006 | G | 8 |  | Combustion Turbine | SPP_WEST | Oklahoma | Caddo | 45 | 2001 | 9999 | 2019 | 2.055 | 52404.8 | 0.07843 | NEI 2019
Pastoria Energy Facility, LLC | 55656_G_CT01 | 55656 | G | CT01 | 8770 | Combined Cycle | WECC_SCE | California | Kern | 175 | 2005 | 9999 | 2017 | 5.1295 | 1872075 | 0.00821 | NEI 2019
Pastoria Energy Facility, LLC | 55656_G_CT02 | 55656 | G | CT02 | 8772 | Combined Cycle | WECC_SCE | California | Kern | 173 | 2005 | 9999 | 2019 | 6.1877 | 854996 | 0.00821 | NEI 2019
Pastoria Energy Facility, LLC | 55656_G_CT04 | 55656 | G | CT04 | 8774 | Combined Cycle | WECC_SCE | California | Kern | 156 | 2005 | 9999 | 2017 | 7.3553 | 1188364 | 0.01238 | NEI 2019
Pastoria Energy Facility, LLC | 55656_G_ST03 | 55656 | G | ST03 | 8770 | Combined Cycle | WECC_SCE | California | Kern | 174 | 2005 | 9999 |  |  |  | 0.00821 | NEI 2019
Pastoria Energy Facility, LLC | 55656_G_ST05 | 55656 | G | ST05 | 8774 | Combined Cycle | WECC_SCE | California | Kern | 87 | 2005 | 9999 |  |  |  | 0.01238 | NEI 2019
Essential Power Newington LLC | 55661_G_GT-1 | 55661 | G | GT-1 | 9222 | Combined Cycle | NENGREST | New Hampshire | Rockingham | 176 | 2002 | 9999 | 2019 | 2.0543 | 159923 | 0.01376 | NEI 2019
Essential Power Newington LLC | 55661_G_GT-2 | 55661 | G | GT-2 | 9223 | Combined Cycle | NENGREST | New Hampshire | Rockingham | 176 | 2002 | 9999 | 2019 | 1.4605 | 164234 | 0.01376 | NEI 2019
Essential Power Newington LLC | 55661_G_ST | 55661 | G | ST | 9222 | Combined Cycle | NENGREST | New Hampshire | Rockingham | 228 | 2002 | 9999 | 2019 | 0.047505 | 193652 | 0.01376 | NEI 2019
Chehalis Generating Facility | 55662_G_CA | 55662 | G | CA | 8780 | Combined Cycle | WECC_PNW | Washington | Lewis | 157 | 2003 | 9999 |  |  |  | 0.05053 | NEI 2019
Chehalis Generating Facility | 55662_G_CT1 | 55662 | G | CT1 | 8780 | Combined Cycle | WECC_PNW | Washington | Lewis | 160 | 2003 | 9999 | 2019 | 41.89 | 1640031 | 0.05053 | NEI 2019
Chehalis Generating Facility | 55662_G_CT2 | 55662 | G | CT2 | 8782 | Combined Cycle | WECC_PNW | Washington | Lewis | 160 | 2003 | 9999 | 2019 | 19.54 | 791505 | 0.05053 | NEI 2019
Harrison County Power Project | 55664_G_GT-1 | 55664 | G | GT-1 | 8788 | Combined Cycle | SPP_WEST | Texas | Harrison | 144.5 | 2003 | 9999 | 2019 | 42.0194 | 811251 | 0.06492 | NEI 2019
Harrison County Power Project | 55664_G_GT-2 | 55664 | G | GT-2 | 8790 | Combined Cycle | SPP_WEST | Texas | Harrison | 144.5 | 2003 | 9999 | 2019 | 42.7801 | 806368 | 0.06492 | NEI 2019
Harrison County Power Project | 55664_G_ST-1 | 55664 | G | ST-1 | 8788 | Combined Cycle | SPP_WEST | Texas | Harrison | 225.4 | 2003 | 9999 |  |  |  | 0.06492 | NEI 2019
Lower Mount Bethel Energy | 55667_G_G1 | 55667 | G | G1 | 8800 | Combined Cycle | PJM_WMAC | Pennsylvania | Northampton | 188.6 | 2004 | 9999 | 2019 | 22.8478 | 697842 | 0.03708 | NEI 2019
Lower Mount Bethel Energy | 55667_G_G2 | 55667 | G | G2 | 8802 | Combined Cycle | PJM_WMAC | Pennsylvania | Northampton | 188.6 | 2004 | 9999 | 2019 | 21.6772 | 686772 | 0.03708 | NEI 2019
Lower Mount Bethel Energy | 55667_G_G3 | 55667 | G | G3 | 8800 | Combined Cycle | PJM_WMAC | Pennsylvania | Northampton | 216.8 | 2004 | 9999 |  |  |  | 0.03708 | NEI 2019
AL Sandersville LLC | 55672_G_CT1 | 55672 | G | CT1 | 8836 | Combustion Turbine | S_SOU | Georgia | Washington | 72.1 | 2002 | 9999 |  |  |  | 0.12736 | Default Emission Factor
AL Sandersville LLC | 55672_G_CT2 | 55672 | G | CT2 | 8838 | Combustion Turbine | S_SOU | Georgia | Washington | 72.1 | 2002 | 9999 |  |  |  | 0.12736 | Default Emission Factor
AL Sandersville LLC | 55672_G_CT3 | 55672 | G | CT3 | 8840 | Combustion Turbine | S_SOU | Georgia | Washington | 72 | 2002 | 9999 |  |  |  | 0.12736 | Default Emission Factor
AL Sandersville LLC | 55672_G_CT4 | 55672 | G | CT4 | 8842 | Combustion Turbine | S_SOU | Georgia | Washington | 72 | 2002 | 9999 |  |  |  | 0.12736 | Default Emission Factor
AL Sandersville LLC | 55672_G_CT5 | 55672 | G | CT5 | 8844 | Combustion Turbine | S_SOU | Georgia | Washington | 72.1 | 2002 | 9999 |  |  |  | 0.12736 | Default Emission Factor
AL Sandersville LLC | 55672_G_CT6 | 55672 | G | CT6 | 8846 | Combustion Turbine | S_SOU | Georgia | Washington | 72.1 | 2002 | 9999 |  |  |  | 0.12736 | Default Emission Factor
AL Sandersville LLC | 55672_G_CT7 | 55672 | G | CT7 | 8848 | Combustion Turbine | S_SOU | Georgia | Washington | 72 | 2002 | 9999 |  |  |  | 0.12736 | Default Emission Factor
AL Sandersville LLC | 55672_G_CT8 | 55672 | G | CT8 | 8850 | Combustion Turbine | S_SOU | Georgia | Washington | 72 | 2002 | 9999 |  |  |  | 0.12736 | Default Emission Factor
Higgins Generating Station | 55687_G_A01 | 55687 | G | A01 | 10238 | Combined Cycle | WECC_SNV | Nevada | Clark | 157 | 2004 | 9999 | 2019 | 33.17 | 682376 | 0.06311 | NEI 2019
Higgins Generating Station | 55687_G_A02 | 55687 | G | A02 | 10239 | Combined Cycle | WECC_SNV | Nevada | Clark | 157 | 2004 | 9999 | 2019 | 37.31 | 726392 | 0.06311 | NEI 2019
Higgins Generating Station | 55687_G_ST1 | 55687 | G | ST1 | 10238 | Combined Cycle | WECC_SNV | Nevada | Clark | 236 | 2004 | 9999 | 2019 | 0.21 | 831578 | 0.06311 | NEI 2019
Bethlehem Power Plant | 55690_G_CTG1 | 55690 | G | CTG1 | 8894 | Combined Cycle | PJM_WMAC | Pennsylvania | Northampton | 118 | 2002 | 9999 | 2019 | 95.4477 | 1399030 | 0.23079 | NEI 2019
Bethlehem Power Plant | 55690_G_CTG2 | 55690 | G | CTG2 | 8896 | Combined Cycle | PJM_WMAC | Pennsylvania | Northampton | 127 | 2002 | 9999 | 2019 | 91.4625 | 528541 | 0.23079 | NEI 2019
Bethlehem Power Plant | 55690_G_CTG3 | 55690 | G | CTG3 | 8898 | Combined Cycle | PJM_WMAC | Pennsylvania | Northampton | 127 | 2002 | 9999 | 2019 | 98.9361 | 549577 | 0.23079 | NEI 2019
Bethlehem Power Plant | 55690_G_CTG5 | 55690 | G | CTG5 | 8902 | Combined Cycle | PJM_WMAC | Pennsylvania | Northampton | 118 | 2003 | 9999 | 2019 | 15.78 | 1211883 | 0.04745 | NEI 2019
Bethlehem Power Plant | 55690_G_CTG6 | 55690 | G | CTG6 | 8904 | Combined Cycle | PJM_WMAC | Pennsylvania | Northampton | 127 | 2003 | 9999 | 2019 | 19.05 | 530908 | 0.04745 | NEI 2019
Bethlehem Power Plant | 55690_G_CTG7 | 55690 | G | CTG7 | 8906 | Combined Cycle | PJM_WMAC | Pennsylvania | Northampton | 127 | 2003 | 9999 | 2019 | 18.43 | 502054 | 0.04745 | NEI 2019
Bethlehem Power Plant | 55690_G_STG4 | 55690 | G | STG4 | 8894 | Combined Cycle | PJM_WMAC | Pennsylvania | Northampton | 195 | 2003 | 9999 |  |  |  | 0.23079 | NEI 2019
Bethlehem Power Plant | 55690_G_STG8 | 55690 | G | STG8 | 8902 | Combined Cycle | PJM_WMAC | Pennsylvania | Northampton | 195 | 2003 | 9999 |  |  |  | 0.04745 | NEI 2019
Quantum Choctaw Power LLC | 55694_G_CT1 | 55694 | G | CT1 | 8924 | Combined Cycle | S_C_TVA | Mississippi | Choctaw | 220 | 2006 | 9999 |  |  |  | 0.04505 | Default Emission Factor
Quantum Choctaw Power LLC | 55694_G_CT2 | 55694 | G | CT2 | 8926 | Combined Cycle | S_C_TVA | Mississippi | Choctaw | 220 | 2006 | 9999 |  |  |  | 0.04505 | Default Emission Factor
Quantum Choctaw Power LLC | 55694_G_ST1 | 55694 | G | ST1 | 8924 | Combined Cycle | S_C_TVA | Mississippi | Choctaw | 270 | 2006 | 9999 |  |  |  | 0.04505 | Default Emission Factor
Hanford Energy Park Peaker | 55698_G_HEP1 | 55698 | G | HEP1 | 8954 | Combustion Turbine | WEC_CALN | California | Kings | 45.9 | 2001 | 9999 | 2019 | 0.12968 | 5339.5 | 0.04857 | NEI 2019
Hanford Energy Park Peaker | 55698_G_HEP2 | 55698 | G | HEP2 | 8956 | Combustion Turbine | WEC_CALN | California | Kings | 45.9 | 2001 | 9999 | 2019 | 0.1774 | 5339.5 | 0.06645 | NEI 2019
Bayswater Peaking Facility LLC | 55699_G_1 | 55699 | G | 1 | 8958 | Combustion Turbine | NY_Z_J | New York | Queens | 53.9 | 2002 | 9999 | 2019 | 5.524 | 118939 | 0.09289 | NEI 2019
Tunnel | 557_G_10 | 557 | G | 10 | 349 | Combustion Turbine | NENG_CT | Connecticut | New London | 16.5 | 1969 | 9999 | 2019 | 0.015025 | 267 | 0.11255 | NEI 2019
Mint Farm Generating Station | 55700_G_1STG | 55700 | G | 1STG | 8960 | Combined Cycle | WECC_PNW | Washington | Cowlitz | 120 | 2008 | 9999 |  |  |  | 0.03746 | NEI 2019
Mint Farm Generating Station | 55700_G_CTG1 | 55700 | G | CTG1 | 8960 | Combined Cycle | WECC_PNW | Washington | Cowlitz | 150 | 2008 | 9999 | 2019 | 34.93 | 1864732 | 0.03746 | NEI 2019
Fremont Energy Center | 55701_G_CA01 | 55701 | G | CA01 | 8962 | Combined Cycle | PJM_ATSI | Ohio | Sandusky | 345.1 | 2012 | 9999 |  |  |  | 0.08591 | NEI 2019
Fremont Energy Center | 55701_G_CT01 | 55701 | G | CT01 | 8962 | Combined Cycle | PJM_ATSI | Ohio | Sandusky | 162.6 | 2012 | 9999 | 2019 | 43.39 | 947738 | 0.08591 | NEI 2019
Fremont Energy Center | 55701_G_CT02 | 55701 | G | CT02 | 8964 | Combined Cycle | PJM_ATSI | Ohio | Sandusky | 162.6 | 2012 | 9999 | 2019 | 38.46 | 957653 | 0.08591 | NEI 2019
Choctaw County | 55706_G_CTG1 | 55706 | G | CTG1 | 9224 | Combined Cycle | S_C_TVA | Mississippi | Choctaw | 164 | 2003 | 9999 | 2019 | 1.35 | 2680511 | 0.02614 | NEI 2019
Choctaw County | 55706_G_CTG2 | 55706 | G | CTG2 | 9225 | Combined Cycle | S_C_TVA | Mississippi | Choctaw | 164 | 2003 | 9999 | 2017 | 39.35 | 1260960 | 0.02614 | NEI 2019
Choctaw County | 55706_G_CTG3 | 55706 | G | CTG3 | 9226 | Combined Cycle | S_C_TVA | Mississippi | Choctaw | 164 | 2003 | 9999 | 2019 | 22.19 | 869600 | 0.02614 | NEI 2019
Choctaw County | 55706_G_STG1 | 55706 | G | STG1 | 9226 | Combined Cycle | S_C_TVA | Mississippi | Choctaw | 289 | 2003 | 9999 |  |  |  | 0.02614 | NEI 2019
Allegheny Energy Units 3 4 & 5 | 55710_G_UNT3 | 55710 | G | UNT3 | 9962 | Combined Cycle | PJM_AP | Pennsylvania | Allegheny | 167 | 2003 | 9999 | 2019 | 59.61 | 2878556 | 0.04342 | NEI 2019
Allegheny Energy Units 3 4 & 5 | 55710_G_UNT4 | 55710 | G | UNT4 | 9963 | Combined Cycle | PJM_AP | Pennsylvania | Allegheny | 167 | 2003 | 9999 | 2019 | 34.63 | 1462236 | 0.04342 | NEI 2019
Allegheny Energy Units 3 4 & 5 | 55710_G_UNT5 | 55710 | G | UNT5 | 9962 | Combined Cycle | PJM_AP | Pennsylvania | Allegheny | 175 | 2003 | 9999 |  |  |  | 0.04342 | NEI 2019
Magnet Cove | 55714_G_GT1 | 55714 | G | GT1 | 9298 | Combined Cycle | MIS_AR | Arkansas | Hot Spring | 208.1 | 2005 | 9999 |  |  |  | 0.01372 | NEI 2019
Magnet Cove | 55714_G_GT2 | 55714 | G | GT2 | 9299 | Combined Cycle | MIS_AR | Arkansas | Hot Spring | 208.1 | 2006 | 9999 | 2019 | 11.7 | 1705578 | 0.01372 | NEI 2019
Magnet Cove | 55714_G_ST1 | 55714 | G | ST1 | 9298 | Combined Cycle | MIS_AR | Arkansas | Hot Spring | 225.3 | 2005 | 9999 |  |  |  | 0.01372 | NEI 2019
Dean | 55718_G_GT1 | 55718 | G | GT1 | 9240 | Combustion Turbine | MIS_LMI | Michigan | St Clair | 78 | 2002 | 9999 | 2019 | 16.13 | 67311.25 | 0.47927 | NEI 2019
Dean | 55718_G_GT2 | 55718 | G | GT2 | 9241 | Combustion Turbine | MIS_LMI | Michigan | St Clair | 78 | 2002 | 9999 | 2019 | 15.02 | 67311.25 | 0.44629 | NEI 2019
Dean | 55718_G_GT3 | 55718 | G | GT3 | 9242 | Combustion Turbine | MIS_LMI | Michigan | St Clair | 78 | 2002 | 9999 | 2019 | 34.55 | 67311.25 | 1.0266 | NEI 2019
Dean | 55718_G_GT4 | 55718 | G | GT4 | 9243 | Combustion Turbine | MIS_LMI | Michigan | St Clair | 78 | 2002 | 9999 | 2019 | 12.415 | 67311.25 | 0.36888 | NEI 2019
Bennett Mountain | 55733_G_1 | 55733 | G | 1 | 9983 | Combustion Turbine | WECC_ID | Idaho | Elmore | 164 | 2005 | 9999 | 2019 | 3.1261 | 317878 | 0.01967 | NEI 2019
Hanging Rock Energy Facility | 55736_G_1GT1 | 55736 | G | 1GT1 | 9079 | Combined Cycle | PJM_West | Ohio | Lawrence | 181 | 2003 | 9999 | 2019 | 46.068 | 3442439 | 0.0362 | NEI 2019
Hanging Rock Energy Facility | 55736_G_1GT2 | 55736 | G | 1GT2 | 9080 | Combined Cycle | PJM_West | Ohio | Lawrence | 183 | 2003 | 9999 | 2019 | 42.7 | 1461543 | 0.0362 | NEI 2019
Hanging Rock Energy Facility | 55736_G_1ST | 55736 | G | 1ST | 9079 | Combined Cycle | PJM_West | Ohio | Lawrence | 316 | 2003 | 9999 |  |  |  | 0.0362 | NEI 2019
Hanging Rock Energy Facility | 55736_G_2GT1 | 55736 | G | 2GT1 | 9081 | Combined Cycle | PJM_West | Ohio | Lawrence | 185 | 2003 | 9999 | 2019 | 50.035 | 3471325 | 0.03881 | NEI 2019
Hanging Rock Energy Facility | 55736_G_2GT2 | 55736 | G | 2GT2 | 9082 | Combined Cycle | PJM_West | Ohio | Lawrence | 186 | 2003 | 9999 | 2019 | 45.97 | 1476775 | 0.03881 | NEI 2019
Hanging Rock Energy Facility | 55736_G_2ST | 55736 | G | 2ST | 9081 | Combined Cycle | PJM_West | Ohio | Lawrence | 314 | 2003 | 9999 |  |  |  | 0.03881 | NEI 2019
Los Esteros Critical Energy Center | 55748_G_CAG5 | 55748 | G | CAG5 | 9250 | Combined Cycle | WEC_CALN | California | Santa Clara | 126.1 | 2013 | 9999 |  |  |  | 0.04505 | Default Emission Factor
Los Esteros Critical Energy Center | 55748_G_CTG1 | 55748 | G | CTG1 | 9250 | Combined Cycle | WEC_CALN | California | Santa Clara | 45 | 2003 | 9999 |  |  |  | 0.04505 | Default Emission Factor
Los Esteros Critical Energy Center | 55748_G_CTG2 | 55748 | G | CTG2 | 9251 | Combined Cycle | WEC_CALN | California | Santa Clara | 45 | 2003 | 9999 |  |  |  | 0.04505 | Default Emission Factor
Los Esteros Critical Energy Center | 55748_G_CTG3 | 55748 | G | CTG3 | 9252 | Combined Cycle | WEC_CALN | California | Santa Clara | 45 | 2003 | 9999 |  |  |  | 0.04505 | Default Emission Factor
Los Esteros Critical Energy Center | 55748_G_CTG4 | 55748 | G | CTG4 | 9253 | Combined Cycle | WEC_CALN | California | Santa Clara | 45 | 2003 | 9999 |  |  |  | 0.04505 | Default Emission Factor
Sonoma Central Landfill Phase I | 55752_G_P-11 | 55752 | G | P-11 |  | Landfill Gas | WEC_CALN | California | Sonoma | 0.7 | 1993 | 9999 |  |  |  | 0.54258 | Default Emission Factor
Sonoma Central Landfill Phase I | 55752_G_P-12 | 55752 | G | P-12 |  | Landfill Gas | WEC_CALN | California | Sonoma | 0.7 | 1993 | 9999 |  |  |  | 0.54258 | Default Emission Factor
Sonoma Central Landfill Phase I | 55752_G_P-13 | 55752 | G | P-13 |  | Landfill Gas | WEC_CALN | California | Sonoma | 0.7 | 1993 | 9999 |  |  |  | 0.54258 | Default Emission Factor
Sonoma Central Landfill Phase I | 55752_G_P-14 | 55752 | G | P-14 |  | Landfill Gas | WEC_CALN | California | Sonoma | 0.7 | 1993 | 9999 |  |  |  | 0.54258 | Default Emission Factor
Sonoma Central Landfill Phase II | 55753_G_P-21 | 55753 | G | P-21 |  | Landfill Gas | WEC_CALN | California | Sonoma | 0.7 | 1996 | 9999 |  |  |  | 0.54258 | Default Emission Factor
Sonoma Central Landfill Phase II | 55753_G_P-22 | 55753 | G | P-22 |  | Landfill Gas | WEC_CALN | California | Sonoma | 0.7 | 1996 | 9999 |  |  |  | 0.54258 | Default Emission Factor
Sonoma Central Landfill Phase II | 55753_G_P-23 | 55753 | G | P-23 |  | Landfill Gas | WEC_CALN | California | Sonoma | 0.7 | 1996 | 9999 |  |  |  | 0.54258 | Default Emission Factor
Sonoma Central Landfill Phase II | 55753_G_P-24 | 55753 | G | P-24 |  | Landfill Gas | WEC_CALN | California | Sonoma | 0.7 | 1996 | 9999 |  |  |  | 0.54258 | Default Emission Factor
Model City Energy Facility | 55757_G_GEN1 | 55757 | G | GEN1 |  | Landfill Gas | NY_Z_A | New York | Niagara | 0.8 | 2001 | 9999 |  |  |  | 0.54258 | Default Emission Factor
Model City Energy Facility | 55757_G_GEN2 | 55757 | G | GEN2 |  | Landfill Gas | NY_Z_A | New York | Niagara | 0.8 | 2001 | 9999 |  |  |  | 0.54258 | Default Emission Factor
Model City Energy Facility | 55757_G_GEN3 | 55757 | G | GEN3 |  | Landfill Gas | NY_Z_A | New York | Niagara | 0.8 | 2001 | 9999 |  |  |  | 0.54258 | Default Emission Factor
Model City Energy Facility | 55757_G_GEN4 | 55757 | G | GEN4 |  | Landfill Gas | NY_Z_A | New York | Niagara | 0.8 | 2001 | 9999 |  |  |  | 0.54258 | Default Emission Factor
Model City Energy Facility | 55757_G_GEN5 | 55757 | G | GEN5 |  | Landfill Gas | NY_Z_A | New York | Niagara | 0.8 | 2001 | 9999 |  |  |  | 0.54258 | Default Emission Factor
Model City Energy Facility | 55757_G_GEN6 | 55757 | G | GEN6 |  | Landfill Gas | NY_Z_A | New York | Niagara | 0.8 | 2001 | 9999 |  |  |  | 0.54258 | Default Emission Factor
Model City Energy Facility | 55757_G_GEN7 | 55757 | G | GEN7 |  | Landfill Gas | NY_Z_A | New York | Niagara | 0.8 | 2001 | 9999 |  |  |  | 0.54258 | Default Emission Factor
Green Knight Energy Center | 55765_G_TG1 | 55765 | G | TG1 |  | Landfill Gas | PJM_WMAC | Pennsylvania | Northampton | 2.4 | 2001 | 9999 | 2019 | 0.76 | 8880 | 0.17117 | NEI 2019
Green Knight Energy Center | 55765_G_TG2 | 55765 | G | TG2 |  | Landfill Gas | PJM_WMAC | Pennsylvania | Northampton | 2.4 | 2001 | 9999 | 2019 | 1.73 | 8880 | 0.38964 | NEI 2019
Green Knight Energy Center | 55765_G_TG3 | 55765 | G | TG3 |  | Landfill Gas | PJM_WMAC | Pennsylvania | Northampton | 2.4 | 2001 | 9999 | 2019 | 1.3 | 8880 | 0.29279 | NEI 2019
Kiefer Landfill | 55766_G_361A | 55766 | G | 361A |  | Landfill Gas | WEC_BANC | California | Sacramento | 2.8 | 1999 | 9999 |  |  |  | 0.54258 | Default Emission Factor
Kiefer Landfill | 55766_G_361B | 55766 | G | 361B |  | Landfill Gas | WEC_BANC | California | Sacramento | 2.8 | 1999 | 9999 |  |  |  | 0.54258 | Default Emission Factor
Kiefer Landfill | 55766_G_361C | 55766 | G | 361C |  | Landfill Gas | WEC_BANC | California | Sacramento | 2.8 | 1999 | 9999 |  |  |  | 0.54258 | Default Emission Factor
Edgewood Energy LLC | 55786_G_CT01 | 55786 | G | CT01 | 10132 | Combustion Turbine | NY_Z_K | New York | Suffolk | 42.5 | 2002 | 9999 |  |  |  | 0.06937 | NEI 2019
Edgewood Energy LLC | 55786_G_CT02 | 55786 | G | CT02 | 10133 | Combustion Turbine | NY_Z_K | New York | Suffolk | 42.5 | 2002 | 9999 | 2019 | 2.1016 | 60588 | 0.06937 | NEI 2019
Shoreham Energy LLC | 55787_G_CT01 | 55787 | G | CT01 | 10134 | Combustion Turbine | NY_Z_K | New York | Suffolk | 42.5 | 2002 | 9999 |  |  |  | 0.08833 | NEI 2019
Shoreham Energy LLC | 55787_G_CT02 | 55787 | G | CT02 | 10135 | Combustion Turbine | NY_Z_K | New York | Suffolk | 42.5 | 2002 | 9999 | 2019 | 0.21009 | 4757 | 0.08833 | NEI 2019
Marcus Hook Energy LP | 55801_G_CT13 | 55801 | G | CT13 | 10140 | Combined Cycle | PJM_EMAC | Pennsylvania | Delaware | 176 | 2004 | 9999 | 2019 | 14.4 | 999654 | 0.01919 | NEI 2019
Marcus Hook Energy LP | 55801_G_CT1A | 55801 | G | CT1A | 10142 | Combined Cycle | PJM_EMAC | Pennsylvania | Delaware | 182.7 | 2004 | 9999 | 2019 | 13.9 | 995451 | 0.01919 | NEI 2019
Marcus Hook Energy LP | 55801_G_CTIB | 55801 | G | CTIB | 10141 | Combined Cycle | PJM_EMAC | Pennsylvania | Delaware | 176 | 2004 | 9999 | 2019 | 14.6 | 991761 | 0.01919 | NEI 2019
Marcus Hook Energy LP | 55801_G_STG | 55801 | G | STG | 10140 | Combined Cycle | PJM_EMAC | Pennsylvania | Delaware | 298 | 2004 | 9999 |  |  |  | 0.01919 | NEI 2019
Valencia Energy Facility | 55802_G_CTG1 | 55802 | G | CTG1 | 10143 | Combustion Turbine | WECC_NM | New Mexico | Valencia | 144.3 | 2008 | 9999 | 2019 | 7.707 | 80233 | 0.19212 | NEI 2019
Henrietta Peaker | 55807_G_HPP1 | 55807 | G | HPP1 | 88086 | Combustion Turbine | WEC_CALN | California | Kings | 46.3 | 2002 | 9999 | 2017 | 0.37148 | 19295.6753 | 0.0385 | NEI 2019
Henrietta Peaker | 55807_G_HPP2 | 55807 | G | HPP2 | 88087 | Combustion Turbine | WEC_CALN | California | Kings | 46.1 | 2002 | 9999 | 2017 | 0.27121 | 19212.3247 | 0.02823 | NEI 2019
Gilroy Peaking Energy Center | 55810_G_S3 | 55810 | G | S3 | 88230 | Combustion Turbine | WEC_CALN | California | Santa Clara | 45 | 2001 | 9999 | 2017 | 0.058224 | 9899.6667 | 0.01176 | NEI 2019
Gilroy Peaking Energy Center | 55810_G_S4 | 55810 | G | S4 | 88231 | Combustion Turbine | WEC_CALN | California | Santa Clara | 45 | 2001 | 9999 | 2017 | 0.027227 | 9899.6667 | 0.0055 | NEI 2019
Gilroy Peaking Energy Center | 55810_G_S5 | 55810 | G | S5 | 88232 | Combustion Turbine | WEC_CALN | California | Santa Clara | 45 | 2002 | 9999 | 2019 | 0.036938 | 8892.3333 | 0.00831 | NEI 2019
King City Peaking | 55811_G_CTG1 | 55811 | G | CTG1 | 8434 | Combustion Turbine | WEC_CALN | California | Monterey | 44 | 2002 | 9999 |  |  |  | 0.12736 | Default Emission Factor
Yuba City Energy Center | 55813_G_CTG1 | 55813 | G | CTG1 | 8436 | Combustion Turbine | WEC_CALN | California | Sutter | 45 | 2002 | 9999 | 2017 | 0.39779 | 37502 | 0.02121 | NEI 2019
Frederickson Power LP | 55818_G_FICT | 55818 | G | FICT | 88233 | Combined Cycle | WECC_PNW | Washington | Pierce | 164 | 2002 | 9999 | 2019 | 46.2 | 1343534 | 0.06877 | NEI 2019
Frederickson Power LP | 55818_G_FIST | 55818 | G | FIST | 88233 | Combined Cycle | WECC_PNW | Washington | Pierce | 82 | 2002 | 9999 |  |  |  | 0.06877 | NEI 2019
Curtis H Stanton Energy Center | 55821_G_A | 55821 | G | A | 10157 | Combined Cycle | FRCC | Florida | Orange | 188 | 2003 | 9999 | 2019 | 20.6186 | 1128712 | 0.04826 | NEI 2019
Curtis H Stanton Energy Center | 55821_G_B | 55821 | G | B | 10158 | Combined Cycle | FRCC | Florida | Orange | 188 | 2003 | 9999 | 2019 | 17.7978 | 463372 | 0.04826 | NEI 2019
Curtis H Stanton Energy Center | 55821_G_C | 55821 | G | C | 10157 | Combined Cycle | FRCC | Florida | Orange | 281 | 2003 | 9999 |  |  |  | 0.04826 | NEI 2019
MNDOT Standby Generation | 55824_G_UNT1 | 55824 | G | UNT1 |  | Combustion Turbine | MIS_MNWI | Minnesota | Ramsey | 1.9 | 1995 | 9999 |  |  |  | 0.92213 | Default Emission Factor
Rocky Mountain Energy Center | 55835_G_CTG1 | 55835 | G | CTG1 | 10173 | Combined Cycle | WECC_CO | Colorado | Weld | 145 | 2004 | 9999 | 2017 | 8.4601 | 602969 | 0.01235 | NEI 2019
Rocky Mountain Energy Center | 55835_G_CTG2 | 55835 | G | CTG2 | 10174 | Combined Cycle | WECC_CO | Colorado | Weld | 145 | 2004 | 9999 | 2017 | 4.0499 | 575292 | 0.01235 | NEI 2019
Rocky Mountain Energy Center | 55835_G_STG1 | 55835 | G | STG1 | 10173 | Combined Cycle | WECC_CO | Colorado | Weld | 290 | 2004 | 9999 | 2019 | 0.99998 | 1010109 | 0.01235 | NEI 2019
Island Street Peaking Plant | 55836_G_FT81 | 55836 | G | FT81 | 89407 | Combustion Turbine | MIS_WUMS | Wisconsin | Outagamie | 51.8 | 2004 | 9999 |  |  |  | 0.12736 | Default Emission Factor
Silverhawk | 55841_G_CT1 | 55841 | G | CT1 | 89194 | Combined Cycle | WECC_SNV | Nevada | Clark | 157 | 2004 | 9999 | 2019 | 28.8 | 1213972 | 0.06744 | NEI 2019
Silverhawk | 55841_G_CT2 | 55841 | G | CT2 | 89195 | Combined Cycle | WECC_SNV | Nevada | Clark | 157 | 2004 | 9999 | 2019 | 31.73 | 581046 | 0.06744 | NEI 2019
Silverhawk | 55841_G_ST1 | 55841 | G | ST1 | 89194 | Combined Cycle | WECC_SNV | Nevada | Clark | 246 | 2004 | 9999 |  |  |  | 0.06744 | NEI 2019
Feather River Energy Center | 55847_G_CTG1 | 55847 | G | CTG1 | 10240 | Combustion Turbine | WEC_CALN | California | Sutter | 45 | 2003 | 9999 | 2017 | 0.39779 | 24505 | 0.03247 | NEI 2019
Wolfskill Energy Center | 55855_G_CTG1 | 55855 | G | CTG1 | 10241 | Combustion Turbine | WEC_CALN | California | Solano | 45 | 2003 | 9999 | 2019 | 1.0345 | 7008 | 0.29523 | NEI 2019
Oak Point Cogen | 55857_G_5121 | 55857 | G | 5121 |  | Combustion Turbine | MIS_AMSO | Louisiana | Plaquemines | 4 | 1999 | 9999 |  |  |  | 0.12736 | Default Emission Factor
Oak Point Cogen | 55857_G_5131 | 55857 | G | 5131 |  | Combustion Turbine | MIS_AMSO | Louisiana | Plaquemines | 4 | 1999 | 9999 |  |  |  | 0.12736 | Default Emission Factor
Oak Point Cogen | 55857_G_5141 | 55857 | G | 5141 |  | Combustion Turbine | MIS_AMSO | Louisiana | Plaquemines | 4 | 1999 | 9999 |  |  |  | 0.12736 | Default Emission Factor
Oak Point Cogen | 55857_G_5151 | 55857 | G | 5151 |  | Combustion Turbine | MIS_AMSO | Louisiana | Plaquemines | 4 | 1999 | 9999 |  |  |  | 0.12736 | Default Emission Factor
Oak Point Cogen | 55857_G_5161 | 55857 | G | 5161 |  | Combustion Turbine | MIS_AMSO | Louisiana | Plaquemines | 4 | 1999 | 9999 |  |  |  | 0.12736 | Default Emission Factor
Basin Creek Plant | 55866_G_1 | 55866 | G | 1 |  | Combustion Turbine | WECC_MT | Montana | Silver Bow | 6 | 2006 | 9999 |  |  |  | 0.92213 | Default Emission Factor
Basin Creek Plant | 55866_G_2 | 55866 | G | 2 |  | Combustion Turbine | WECC_MT | Montana | Silver Bow | 6 | 2006 | 9999 |  |  |  | 0.92213 | Default Emission Factor
Basin Creek Plant | 55866_G_3 | 55866 | G | 3 |  | Combustion Turbine | WECC_MT | Montana | Silver Bow | 6 | 2006 | 9999 |  |  |  | 0.92213 | Default Emission Factor
Basin Creek Plant | 55866_G_4 | 55866 | G | 4 |  | Combustion Turbine | WECC_MT | Montana | Silver Bow | 6 | 2006 | 9999 |  |  |  | 0.92213 | Default Emission Factor
Basin Creek Plant | 55866_G_5 | 55866 | G | 5 |  | Combustion Turbine | WECC_MT | Montana | Silver Bow | 6 | 2006 | 9999 |  |  |  | 0.92213 | Default Emission Factor
Basin Creek Plant | 55866_G_6 | 55866 | G | 6 |  | Combustion Turbine | WECC_MT | Montana | Silver Bow | 6 | 2006 | 9999 |  |  |  | 0.92213 | Default Emission Factor
Basin Creek Plant | 55866_G_7 | 55866 | G | 7 |  | Combustion Turbine | WECC_MT | Montana | Silver Bow | 6 | 2006 | 9999 |  |  |  | 0.92213 | Default Emission Factor
Basin Creek Plant | 55866_G_8 | 55866 | G | 8 |  | Combustion Turbine | WECC_MT | Montana | Silver Bow | 6 | 2006 | 9999 |  |  |  | 0.92213 | Default Emission Factor
Basin Creek Plant | 55866_G_9 | 55866 | G | 9 |  | Combustion Turbine | WECC_MT | Montana | Silver Bow | 6 | 2006 | 9999 |  |  |  | 0.92213 | Default Emission Factor
Panoche Peaker | 55874_G_8 | 55874 | G | 8 |  | Combustion Turbine | WEC_CALN | California | Fresno | 40 | 1973 | 9999 | 2017 | 0.64711 | 13245 | 0.09771 | NEI 2019
Sonoma Central Landfill Phase III | 55880_G_P-31 | 55880 | G | P-31 |  | Landfill Gas | WEC_CALN | California | Sonoma | 0.7 | 2004 | 9999 |  |  |  | 0.54258 | Default Emission Factor
Sonoma Central Landfill Phase III | 55880_G_P-32 | 55880 | G | P-32 |  | Landfill Gas | WEC_CALN | California | Sonoma | 0.7 | 2004 | 9999 |  |  |  | 0.54258 | Default Emission Factor
Ridgeview | 55925_G_GEN1 | 55925 | G | GEN1 |  | Landfill Gas | MIS_WUMS | Wisconsin | Manitowoc | 0.8 | 2002 | 9999 |  |  |  | 0.54258 | Default Emission Factor
Ridgeview | 55925_G_GEN2 | 55925 | G | GEN2 |  | Landfill Gas | MIS_WUMS | Wisconsin | Manitowoc | 0.8 | 2002 | 9999 |  |  |  | 0.54258 | Default Emission Factor
Ridgeview | 55925_G_GEN3 | 55925 | G | GEN3 |  | Landfill Gas | MIS_WUMS | Wisconsin | Manitowoc | 0.8 | 2002 | 9999 |  |  |  | 0.54258 | Default Emission Factor
Ridgeview | 55925_G_GEN4 | 55925 | G | GEN4 |  | Landfill Gas | MIS_WUMS | Wisconsin | Manitowoc | 0.8 | 2003 | 9999 |  |  |  | 0.54258 | Default Emission Factor
Ridgeview | 55925_G_GEN5 | 55925 | G | GEN5 |  | Landfill Gas | MIS_WUMS | Wisconsin | Manitowoc | 0.8 | 2006 | 9999 |  |  |  | 0.54258 | Default Emission Factor
Ridgeview | 55925_G_GEN6 | 55925 | G | GEN6 |  | Landfill Gas | MIS_WUMS | Wisconsin | Manitowoc | 0.8 | 2006 | 9999 |  |  |  | 0.54258 | Default Emission Factor
Ridgeview | 55925_G_GEN7 | 55925 | G | GEN7 |  | Landfill Gas | MIS_WUMS | Wisconsin | Manitowoc | 0.8 | 2006 | 9999 |  |  |  | 0.54258 | Default Emission Factor
Ridgeview | 55925_G_GEN8 | 55925 | G | GEN8 |  | Landfill Gas | MIS_WUMS | Wisconsin | Manitowoc | 0.8 | 2006 | 9999 |  |  |  | 0.54258 | Default Emission Factor
Jasper | 55927_G_CT1 | 55927 | G | CT1 | 10211 | Combined Cycle | S_VACA | South Carolina | Jasper | 156 | 2004 | 9999 | 2019 | 112.8562 | 5184186 | 0.04354 | NEI 2019
Jasper | 55927_G_CT2 | 55927 | G | CT2 | 10212 | Combined Cycle | S_VACA | South Carolina | Jasper | 164 | 2004 | 9999 |  |  |  | 0.04354 | NEI 2019
Jasper | 55927_G_CT3 | 55927 | G | CT3 | 10213 | Combined Cycle | S_VACA | South Carolina | Jasper | 147 | 2004 | 9999 |  |  |  | 0.04354 | NEI 2019
Jasper | 55927_G_ST1 | 55927 | G | ST1 | 10211 | Combined Cycle | S_VACA | South Carolina | Jasper | 385 | 2004 | 9999 |  |  |  | 0.04354 | NEI 2019
McMinnville | 55928_G_1 | 55928 | G | 1 |  | Combustion Turbine | S_C_TVA | Tennessee | Warren | 1.8 | 2001 | 9999 |  |  |  | 0.92213 | Default Emission Factor
McMinnville | 55928_G_10 | 55928 | G | 10 |  | Combustion Turbine | S_C_TVA | Tennessee | Warren | 1.8 | 2001 | 9999 |  |  |  | 0.92213 | Default Emission Factor
McMinnville | 55928_G_11 | 55928 | G | 11 |  | Combustion Turbine | S_C_TVA | Tennessee | Warren | 1.8 | 2001 | 9999 |  |  |  | 0.92213 | Default Emission Factor
McMinnville | 55928_G_12 | 55928 | G | 12 |  | Biomass | S_C_TVA | Tennessee | Warren | 1.8 | 2005 | 9999 |  |  |  | 0.58208 | Default Emission Factor
McMinnville | 55928_G_2 | 55928 | G | 2 |  | Combustion Turbine | S_C_TVA | Tennessee | Warren | 1.8 | 2001 | 9999 |  |  |  | 0.92213 | Default Emission Factor
McMinnville | 55928_G_3 | 55928 | G | 3 |  | Combustion Turbine | S_C_TVA | Tennessee | Warren | 1.8 | 2001 | 9999 |  |  |  | 0.92213 | Default Emission Factor
McMinnville | 55928_G_4 | 55928 | G | 4 |  | Combustion Turbine | S_C_TVA | Tennessee | Warren | 1.8 | 2001 | 9999 |  |  |  | 0.92213 | Default Emission Factor
McMinnville | 55928_G_5 | 55928 | G | 5 |  | Combustion Turbine | S_C_TVA | Tennessee | Warren | 1.8 | 2001 | 9999 |  |  |  | 0.92213 | Default Emission Factor
McMinnville | 55928_G_6 | 55928 | G | 6 |  | Combustion Turbine | S_C_TVA | Tennessee | Warren | 1.8 | 2001 | 9999 |  |  |  | 0.92213 | Default Emission Factor
McMinnville | 55928_G_7 | 55928 | G | 7 |  | Combustion Turbine | S_C_TVA | Tennessee | Warren | 1.8 | 2001 | 9999 |  |  |  | 0.92213 | Default Emission Factor
McMinnville | 55928_G_8 | 55928 | G | 8 |  | Combustion Turbine | S_C_TVA | Tennessee | Warren | 1.8 | 2001 | 9999 |  |  |  | 0.92213 | Default Emission Factor
McMinnville | 55928_G_9 | 55928 | G | 9 |  | Combustion Turbine | S_C_TVA | Tennessee | Warren | 1.8 | 2001 | 9999 |  |  |  | 0.92213 | Default Emission Factor
Tracy Combined Cycle Power Plant | 55933_G_TCC1 | 55933 | G | TCC1 | 88312 | Combined Cycle | WEC_CALN | California | San Joaquin | 156.2 | 2012 | 9999 | 2017 | 0.0556 | 344680 | 0.0148 | NEI 2019
Tracy Combined Cycle Power Plant | 55933_G_TPP1 | 55933 | G | TPP1 | 88312 | Combined Cycle | WEC_CALN | California | San Joaquin | 82.1 | 2003 | 9999 | 2017 | 3.0096 | 274567 | 0.0148 | NEI 2019
Tracy Combined Cycle Power Plant | 55933_G_TPP2 | 55933 | G | TPP2 | 88313 | Combined Cycle | WEC_CALN | California | San Joaquin | 81.8 | 2003 | 9999 | 2017 | 3.4427 | 260087 | 0.0148 | NEI 2019
Century Generating Facility | 55934_G_C1 | 55934 | G | C1 |  | Combustion Turbine | WECC_SCE | California | San Bernardino | 9.5 | 2001 | 9999 |  |  |  | 0.12736 | Default Emission Factor
Century Generating Facility | 55934_G_C2 | 55934 | G | C2 |  | Combustion Turbine | WECC_SCE | California | San Bernardino | 9.5 | 2001 | 9999 |  |  |  | 0.12736 | Default Emission Factor
Century Generating Facility | 55934_G_C3 | 55934 | G | C3 |  | Combustion Turbine | WECC_SCE | California | San Bernardino | 9.5 | 2001 | 9999 |  |  |  | 0.12736 | Default Emission Factor
Century Generating Facility | 55934_G_C4 | 55934 | G | C4 |  | Combustion Turbine | WECC_SCE | California | San Bernardino | 9.5 | 2001 | 9999 |  |  |  | 0.12736 | Default Emission Factor
Drews Generating Facility | 55935_G_D1 | 55935 | G | D1 |  | Combustion Turbine | WECC_SCE | California | San Bernardino | 9.5 | 2001 | 9999 |  |  |  | 0.12736 | Default Emission Factor
Drews Generating Facility | 55935_G_D2 | 55935 | G | D2 |  | Combustion Turbine | WECC_SCE | California | San Bernardino | 9.5 | 2001 | 9999 |  |  |  | 0.12736 | Default Emission Factor
Drews Generating Facility | 55935_G_D3 | 55935 | G | D3 |  | Combustion Turbine | WECC_SCE | California | San Bernardino | 9.5 | 2001 | 9999 |  |  |  | 0.12736 | Default Emission Factor
Drews Generating Facility | 55935_G_D4 | 55935 | G | D4 |  | Combustion Turbine | WECC_SCE | California | San Bernardino | 9.5 | 2001 | 9999 |  |  |  | 0.12736 | Default Emission Factor
NRG Rockford II Energy Center | 55936_G_GT3 | 55936 | G | GT3 | 4814 | Combustion Turbine | PJM_COMD | Illinois | Winnebago | 160.9 | 2002 | 2045 | 2019 | 2.93 | 85390 | 0.06863 | NEI 2019
NAEA Ocean Peaking Power LLC | 55938_G_OPP3 | 55938 | G | OPP3 | 88234 | Combustion Turbine | PJM_EMAC | New Jersey | Ocean | 162.8 | 2003 | 9999 |  |  |  | 0.01792 | NEI 2019
NAEA Ocean Peaking Power LLC | 55938_G_OPP4 | 55938 | G | OPP4 | 88235 | Combustion Turbine | PJM_EMAC | New Jersey | Ocean | 162.8 | 2003 | 9999 | 2019 | 0.6425 | 71728 | 0.01792 | NEI 2019
Warren County | 55939_G_CT01 | 55939 | G | CT01 | 90817 | Combined Cycle | PJM_AP | Virginia | Warren | 297.5 | 2014 | 9999 | 2019 | 22.4213 | 8769572 | 0.00771 | NEI 2019
Warren County | 55939_G_CT02 | 55939 | G | CT02 | 90818 | Combined Cycle | PJM_AP | Virginia | Warren | 297.5 | 2014 | 9999 |  |  |  | 0.04505 | Default Emission Factor
Warren County | 55939_G_CT03 | 55939 | G | CT03 | 90819 | Combined Cycle | PJM_AP | Virginia | Warren | 297.5 | 2014 | 9999 |  |  |  | 0.00771 | NEI 2019
Warren County | 55939_G_ST01 | 55939 | G | ST01 | 90817 | Combined Cycle | PJM_AP | Virginia | Warren | 579.7 | 2014 | 9999 |  |  |  | 0.00771 | NEI 2019
Elk Hills Cogen | 55950_G_U1 | 55950 | G | U1 |  | Combustion Turbine | WECC_SCE | California | Kern | 23.3 | 1994 | 9999 |  |  |  | 0.12736 | Default Emission Factor
Elk Hills Cogen | 55950_G_U2 | 55950 | G | U2 |  | Combustion Turbine | WECC_SCE | California | Kern | 23.3 | 1994 | 9999 |  |  |  | 0.12736 | Default Emission Factor
Agua Mansa Power Plant | 55951_G_AMP1 | 55951 | G | AMP1 | 89370 | Combustion Turbine | WECC_SCE | California | San Bernardino | 40 | 2003 | 9999 |  |  |  | 0.12736 | Default Emission Factor
Pretlow | 55953_G_1 | 55953 | G | 1 |  | Combustion Turbine | PJM_Dom | Virginia | Southampton | 1.6 | 2001 | 9999 |  |  |  | 0.92213 | Default Emission Factor
Pretlow | 55953_G_2 | 55953 | G | 2 |  | Combustion Turbine | PJM_Dom | Virginia | Southampton | 1.6 | 2001 | 9999 |  |  |  | 0.92213 | Default Emission Factor
Downtown | 55954_G_1 | 55954 | G | 1 |  | Combustion Turbine | PJM_Dom | Virginia | Southampton | 1.6 | 1992 | 9999 |  |  |  | 0.92213 | Default Emission Factor
Downtown | 55954_G_2 | 55954 | G | 2 |  | Combustion Turbine | PJM_Dom | Virginia | Southampton | 1.6 | 1992 | 9999 |  |  |  | 0.92213 | Default Emission Factor
Riverview Energy Center | 55963_G_CTG1 | 55963 | G | CTG1 | 88362 | Combustion Turbine | WEC_CALN | California | Contra Costa | 46.1 | 2003 | 9999 | 2019 | 0.066625 | 20041 | 0.00665 | NEI 2019
Brown Station Road Plant II | 55964_G_1 | 55964 | G | 1 |  | Landfill Gas | PJM_SMAC | Maryland | Prince Georges | 0.8 | 2003 | 9999 | 2019 | 0.20988 | 3893 | 0.10782 | NEI 2019
Brown Station Road Plant II | 55964_G_2 | 55964 | G | 2 |  | Landfill Gas | PJM_SMAC | Maryland | Prince Georges | 0.8 | 2003 | 9999 |  |  |  | 0.10782 | NEI 2019
Brown Station Road Plant II | 55964_G_3 | 55964 | G | 3 |  | Landfill Gas | PJM_SMAC | Maryland | Prince Georges | 0.8 | 2003 | 9999 |  |  |  | 0.10782 | NEI 2019
Brown Station Road Plant II | 55964_G_4 | 55964 | G | 4 |  | Landfill Gas | PJM_SMAC | Maryland | Prince Georges | 0.8 | 2003 | 9999 |  |  |  | 0.10782 | NEI 2019
Wansley Combined Cycle | 55965_G_CT6A | 55965 | G | CT6A | 8352 | Combined Cycle | S_SOU | Georgia | Heard | 176.8 | 2002 | 9999 | 2019 | 60.4242 | 1429647 | 0.05407 | NEI 2019
Wansley Combined Cycle | 55965_G_CT6B | 55965 | G | CT6B | 8354 | Combined Cycle | S_SOU | Georgia | Heard | 176.8 | 2002 | 9999 | 2019 | 59.9872 | 1412149 | 0.05407 | NEI 2019
Wansley Combined Cycle | 55965_G_CT7A | 55965 | G | CT7A | 8356 | Combined Cycle | S_SOU | Georgia | Heard | 175.6 | 2002 | 9999 | 2019 | 59.1682 | 1394152 | 0.05413 | NEI 2019
Wansley Combined Cycle | 55965_G_CT7B | 55965 | G | CT7B | 8358 | Combined Cycle | S_SOU | Georgia | Heard | 175.6 | 2002 | 9999 | 2019 | 59.7142 | 1387573 | 0.05413 | NEI 2019
Wansley Combined Cycle | 55965_G_ST6 | 55965 | G | ST6 | 8352 | Combined Cycle | S_SOU | Georgia | Heard | 240 | 2002 | 9999 |  |  |  | 0.05407 | NEI 2019
Wansley Combined Cycle | 55965_G_ST7 | 55965 | G | ST7 | 8356 | Combined Cycle | S_SOU | Georgia | Heard | 240 | 2002 | 9999 |  |  |  | 0.05413 | NEI 2019
Hawkeye Energy Greenport LLC | 55969_G_U-01 | 55969 | G | U-01 | 88363 | Combustion Turbine | NY_Z_K | New York | Suffolk | 53.4 | 2003 | 9999 | 2019 | 0.8383 | 30547 | 0.05489 | NEI 2019
Cosumnes | 55970_G_1 | 55970 | G | 1 | 88365 | Combined Cycle | WEC_BANC | California | Sacramento | 171 | 2006 | 9999 |  |  |  | 0.01237 | NEI 2019
Cosumnes | 55970_G_2 | 55970 | G | 2 | 88365 | Combined Cycle | WEC_BANC | California | Sacramento | 185 | 2006 | 9999 | 2019 | 8.578 | 1858014 | 0.01237 | NEI 2019
Cosumnes | 55970_G_3 | 55970 | G | 3 | 88366 | Combined Cycle | WEC_BANC | California | Sacramento | 189 | 2006 | 9999 | 2019 | 8.4307 | 893159 | 0.01237 | NEI 2019
Cass County | 55972_G_CT-1 | 55972 | G | CT-1 | 89191 | Combustion Turbine | SPP_NEBR | Nebraska | Cass | 161.7 | 2003 | 9999 | 2019 | 3.7493 | 97723.8058 | 0.07673 | NEI 2019
Cass County | 55972_G_CT-2 | 55972 | G | CT-2 | 89192 | Combustion Turbine | SPP_NEBR | Nebraska | Cass | 161.1 | 2003 | 9999 | 2019 | 2.8056 | 97361.1942 | 0.05763 | NEI 2019
Hunterstown Power Plant | 55976_G_101 | 55976 | G | 101 | 10021 | Combined Cycle | PJM_WMAC | Pennsylvania | Adams | 153 | 2003 | 9999 | 2019 | 38.51 | 1282563 | 0.03957 | NEI 2019
Hunterstown Power Plant | 55976_G_201 | 55976 | G | 201 | 10022 | Combined Cycle | PJM_WMAC | Pennsylvania | Adams | 153 | 2003 | 9999 | 2019 | 36.34 | 1235242 | 0.03957 | NEI 2019
Hunterstown Power Plant | 55976_G_301 | 55976 | G | 301 | 10023 | Combined Cycle | PJM_WMAC | Pennsylvania | Adams | 153 | 2003 | 9999 | 2019 | 41.16 | 1252387 | 0.03957 | NEI 2019
Hunterstown Power Plant | 55976_G_401 | 55976 | G | 401 | 10021 | Combined Cycle | PJM_WMAC | Pennsylvania | Adams | 299 | 2003 | 9999 | 2019 | 0.0020367 | 2093761 | 0.03957 | NEI 2019
Bluffview | 55977_G_CTG1 | 55977 | G | CTG1 | 89622 | Combined Cycle | WECC_NM | New Mexico | San Juan | 31 | 2005 | 9999 | 2019 | 2.39 | 265733 | 0.01199 | NEI 2019
Bluffview | 55977_G_STG1 | 55977 | G | STG1 | 89622 | Combined Cycle | WECC_NM | New Mexico | San Juan | 27 | 2005 | 9999 |  |  |  | 0.01199 | NEI 2019
Palomar Energy | 55985_G_CTG1 | 55985 | G | CTG1 | 89252 | Combined Cycle | WEC_SDGE | California | San Diego | 170 | 2005 | 9999 | 2019 | 4.8013 | 390125 | 0.01416 | NEI 2019
Palomar Energy | 55985_G_CTG2 | 55985 | G | CTG2 | 89253 | Combined Cycle | WEC_SDGE | California | San Diego | 170 | 2005 | 9999 | 2019 | 3.5712 | 349460 | 0.01416 | NEI 2019
Palomar Energy | 55985_G_STG | 55985 | G | STG | 89252 | Combined Cycle | WEC_SDGE | California | San Diego | 222 | 2006 | 9999 |  |  |  | 0.01416 | NEI 2019
Stillwater Water Treatment Plant | 55987_G_6 | 55987 | G | 6 |  | Combustion Turbine | SPP_WEST | Oklahoma | Payne | 2 | 2003 | 9999 |  |  |  | 0.92213 | Default Emission Factor
Ashtabula | 55990_G_1 | 55990 | G | 1 |  | Combined Cycle | PJM_ATSI | Ohio | Ashtabula | 4.4 | 2001 | 9999 |  |  |  | 0.04505 | Default Emission Factor
Ashtabula | 55990_G_2 | 55990 | G | 2 |  | Combined Cycle | PJM_ATSI | Ohio | Ashtabula | 4.4 | 2001 | 9999 |  |  |  | 0.04505 | Default Emission Factor
Ashtabula | 55990_G_3 | 55990 | G | 3 |  | Combined Cycle | PJM_ATSI | Ohio | Ashtabula | 4.4 | 2001 | 9999 |  |  |  | 0.04505 | Default Emission Factor
Ashtabula | 55990_G_4 | 55990 | G | 4 |  | Combined Cycle | PJM_ATSI | Ohio | Ashtabula | 4.4 | 2001 | 9999 |  |  |  | 0.04505 | Default Emission Factor
Ashtabula | 55990_G_5 | 55990 | G | 5 |  | Combined Cycle | PJM_ATSI | Ohio | Ashtabula | 4.4 | 2001 | 9999 |  |  |  | 0.04505 | Default Emission Factor
Ashtabula | 55990_G_6 | 55990 | G | 6 |  | Combined Cycle | PJM_ATSI | Ohio | Ashtabula | 0.7 | 2001 | 9999 |  |  |  | 0.04505 | Default Emission Factor
Ashtabula | 55990_G_7 | 55990 | G | 7 |  | Combined Cycle | PJM_ATSI | Ohio | Ashtabula | 0.7 | 2001 | 9999 |  |  |  | 0.04505 | Default Emission Factor
Alliant SBD0201 Ingredion | 55996_G_01 | 55996 | G | 01 |  | Combustion Turbine | MIS_IA | Iowa | Linn | 1.8 | 2003 | 9999 |  |  |  | 0.92213 | Default Emission Factor
Alliant SBD0201 Ingredion | 55996_G_02 | 55996 | G | 02 |  | Combustion Turbine | MIS_IA | Iowa | Linn | 1.6 | 2003 | 9999 |  |  |  | 0.92213 | Default Emission Factor
Alliant SBD0201 Ingredion | 55996_G_03 | 55996 | G | 03 |  | Combustion Turbine | MIS_IA | Iowa | Linn | 1.6 | 2003 | 9999 |  |  |  | 0.92213 | Default Emission Factor
Alliant SBD0201 Ingredion | 55996_G_04 | 55996 | G | 04 |  | Combustion Turbine | MIS_IA | Iowa | Linn | 1.1 | 2003 | 9999 |  |  |  | 0.92213 | Default Emission Factor
Orchard Park | 55997_G_10 | 55997 | G | 10 |  | Combustion Turbine | PJM_AP | Pennsylvania | Franklin | 5.8 | 2003 | 9999 | 2019 | 0.1636 | 829 | 0.39469 | NEI 2019
Orchard Park | 55997_G_11 | 55997 | G | 11 |  | Combustion Turbine | PJM_AP | Pennsylvania | Franklin | 5.8 | 2003 | 9999 | 2019 | 0.1688 | 829 | 0.40724 | NEI 2019
Orchard Park | 55997_G_8 | 55997 | G | 8 |  | Combustion Turbine | PJM_AP | Pennsylvania | Franklin | 5.8 | 2003 | 9999 | 2019 | 0.1654 | 829 | 0.39904 | NEI 2019
Orchard Park | 55997_G_9 | 55997 | G | 9 |  | Combustion Turbine | PJM_AP | Pennsylvania | Franklin | 5.8 | 2003 | 9999 | 2019 | 0.164 | 829 | 0.39566 | NEI 2019
Danbury Diesel | 55998_G_GT1 | 55998 | G | GT1 |  | Combustion Turbine | MIS_MNWI | Wisconsin | Burnett | 4 | 1981 | 9999 |  |  |  | 0.12736 | Default Emission Factor
Danbury Diesel | 55998_G_IC1 | 55998 | G | IC1 |  | Combustion Turbine | MIS_MNWI | Wisconsin | Burnett | 0.5 | 1982 | 9999 |  |  |  | 0.92213 | Default Emission Factor
Danbury Diesel | 55998_G_IC2 | 55998 | G | IC2 |  | Combustion Turbine | MIS_MNWI | Wisconsin | Burnett | 0.5 | 1966 | 9999 |  |  |  | 0.92213 | Default Emission Factor
Mount Clinton | 56004_G_D-2 | 56004 | G | D-2 |  | Combustion Turbine | PJM_Dom | Virginia | Rockingham | 2 | 2002 | 9999 |  |  |  | 0.92213 | Default Emission Factor
Mount Clinton | 56004_G_D-3 | 56004 | G | D-3 |  | Combustion Turbine | PJM_Dom | Virginia | Rockingham | 2 | 2002 | 9999 |  |  |  | 0.92213 | Default Emission Factor
Mount Clinton | 56004_G_D-5 | 56004 | G | D-5 |  | Combustion Turbine | PJM_Dom | Virginia | Rockingham | 2 | 2004 | 9999 |  |  |  | 0.92213 | Default Emission Factor
Mount Clinton | 56004_G_D-7 | 56004 | G | D-7 |  | Combustion Turbine | PJM_Dom | Virginia | Rockingham | 2 | 2009 | 9999 |  |  |  | 0.92213 | Default Emission Factor
Mount Clinton | 56004_G_D-8 | 56004 | G | D-8 |  | Combustion Turbine | PJM_Dom | Virginia | Rockingham | 2 | 2009 | 9999 |  |  |  | 0.92213 | Default Emission Factor
Mount Clinton | 56004_G_MC-1 | 56004 | G | MC-1 |  | Combustion Turbine | PJM_Dom | Virginia | Rockingham | 9 | 1999 | 9999 |  |  |  | 0.12736 | Default Emission Factor
Pleasant Valley (VA) | 56005_G_D-4 | 56005 | G | D-4 |  | Combustion Turbine | PJM_EMAC | Virginia | Rockingham | 2 | 2002 | 9999 |  |  |  | 0.92213 | Default Emission Factor
Pleasant Valley (VA) | 56005_G_D-6 | 56005 | G | D-6 |  | Combustion Turbine | PJM_EMAC | Virginia | Rockingham | 2 | 2006 | 9999 |  |  |  | 0.92213 | Default Emission Factor
Pleasant Valley (VA) | 56005_G_PV-1 | 56005 | G | PV-1 |  | Combustion Turbine | PJM_EMAC | Virginia | Rockingham | 9 | 1997 | 9999 |  |  |  | 0.12736 | Default Emission Factor
Exira | 56013_G_U1 | 56013 | G | U1 | 89307 | Combustion Turbine | SPP_WAUE | Iowa | Audubon | 46.7 | 2004 | 9999 | 2019 | 1.2827 | 34654.4031 | 0.07403 | NEI 2019
Exira | 56013_G_U2 | 56013 | G | U2 | 89308 | Combustion Turbine | SPP_WAUE | Iowa | Audubon | 46.7 | 2004 | 9999 | 2019 | 1.2664 | 34654.4031 | 0.07309 | NEI 2019
Exira | 56013_G_U3 | 56013 | G | U3 | 89719 | Combustion Turbine | SPP_WAUE | Iowa | Audubon | 46.6 | 2007 | 9999 | 2019 | 1.3027 | 34580.1967 | 0.07534 | NEI 2019
Walton Bainbridge Power Facility | 56015_G_SEG1 | 56015 | G | SEG1 | 90202 | Combustion Turbine | S_SOU | Georgia | Decatur | 37 | 2000 | 9999 |  |  |  | 0.12736 | Default Emission Factor
Walton Bainbridge Power Facility | 56015_G_SEGC | 56015 | G | SEGC | 90204 | Combustion Turbine | S_SOU | Georgia | Decatur | 37 | 2000 | 9999 | 2017 | 0.004 | 32.5 | 0.24615 | NEI 2019
AMEA Peaking | 56018_G_1 | 56018 | G | 1 | 89313 | Combustion Turbine | S_SOU | Alabama | Talladega | 47.5 | 2004 | 9999 | 2019 | 0.864 | 26859.5 | 0.06434 | NEI 2019
AMEA Peaking | 56018_G_2 | 56018 | G | 2 | 89314 | Combustion Turbine | S_SOU | Alabama | Talladega | 47.5 | 2004 | 9999 | 2019 | 0.885 | 26859.5 | 0.0659 | NEI 2019
Waste Water Plant Generator | 56022_G_1 | 56022 | G | 1 |  | Combustion Turbine | SPP_N | Kansas | Cowley | 1.6 | 1993 | 9999 |  |  |  | 0.92213 | Default Emission Factor
Traer East | 56025_G_6 | 56025 | G | 6 |  | Combustion Turbine | MIS_MIDA | Iowa | Tama | 2 | 2004 | 9999 |  |  |  | 0.92213 | Default Emission Factor
Traer East | 56025_G_7 | 56025 | G | 7 |  | Combustion Turbine | MIS_MIDA | Iowa | Tama | 2 | 2004 | 9999 |  |  |  | 0.92213 | Default Emission Factor
Donald Von Raesfeld Power Plant | 56026_G_CTG1 | 56026 | G | CTG1 | 88292 | Combined Cycle | WEC_CALN | California | Santa Clara | 50 | 2005 | 9999 | 2019 | 0.61302 | 255393 | 0.00707 | NEI 2019
Donald Von Raesfeld Power Plant | 56026_G_CTG2 | 56026 | G | CTG2 | 88293 | Combined Cycle | WEC_CALN | California | Santa Clara | 50 | 2005 | 9999 | 2019 | 1.7019 | 256762 | 0.00707 | NEI 2019
Donald Von Raesfeld Power Plant | 56026_G_STG | 56026 | G | STG | 88292 | Combined Cycle | WEC_CALN | California | Santa Clara | 47.8 | 2005 | 9999 | 2017 | 0.00053054 | 142859 | 0.00707 | NEI 2019
Fox Energy Center | 56031_G_CTG1 | 56031 | G | CTG1 | 89359 | Combined Cycle | MIS_WUMS | Wisconsin | Outagamie | 168.3 | 2006 | 9999 | 2019 | 30.9605 | 1351018 | 0.02104 | NEI 2019
Fox Energy Center | 56031_G_CTG2 | 56031 | G | CTG2 | 89360 | Combined Cycle | MIS_WUMS | Wisconsin | Outagamie | 171.8 | 2005 | 9999 | 2019 | 14.3815 | 1354927 | 0.02104 | NEI 2019
Fox Energy Center | 56031_G_STG | 56031 | G | STG | 89360 | Combined Cycle | MIS_WUMS | Wisconsin | Outagamie | 238.5 | 2005 | 9999 |  |  |  | 0.02104 | NEI 2019
Equus Freeport Power | 56032_G_0001 | 56032 | G | 0001 | 89349 | Combustion Turbine | NY_Z_K | New York | Nassau | 46.2 | 2004 | 9999 | 2019 | 0.51775 | 19555.3871 | 0.05295 | NEI 2019
Equus Freeport Power | 56032_G_001 | 56032 | G | 001 | 89349 | Combustion Turbine | NY_Z_K | New York | Nassau | 48.1 | 2004 | 9999 |  |  |  | 0.12736 | Default Emission Factor
Smithfield Packaged Meats Corp. | 56035_G_1 | 56035 | G | 1 |  | Combustion Turbine | S_VACA | North Carolina | WILSON | 1.3 | 2002 | 9999 |  |  |  | 0.92213 | Default Emission Factor
Smithfield Packaged Meats Corp. | 56035_G_2 | 56035 | G | 2 |  | Combustion Turbine | S_VACA | North Carolina | WILSON | 1.3 | 2002 | 9999 |  |  |  | 0.92213 | Default Emission Factor
WWTP Power Generation Station | 56036_G_GEN1 | 56036 | G | GEN1 |  | Non-Fossil Waste | WEC_CALN | California | Alameda | 2 | 1985 | 9999 |  |  |  | 0.70317 | Default Emission Factor
WWTP Power Generation Station | 56036_G_GEN2 | 56036 | G | GEN2 |  | Non-Fossil Waste | WEC_CALN | California | Alameda | 2 | 1985 | 9999 |  |  |  | 0.70317 | Default Emission Factor
WWTP Power Generation Station | 56036_G_GEN3 | 56036 | G | GEN3 |  | Non-Fossil Waste | WEC_CALN | California | Alameda | 2 | 1985 | 9999 |  |  |  | 0.70317 | Default Emission Factor
UMCP CHP Plant | 56038_G_1 | 56038 | G | 1 |  | Combustion Turbine | PJM_SMAC | Maryland | Prince Georges | 9.4 | 2003 | 9999 | 2019 | 1.5051 | 29695.5 | 0.10137 | NEI 2019
UMCP CHP Plant | 56038_G_2 | 56038 | G | 2 |  | Combustion Turbine | PJM_SMAC | Maryland | Prince Georges | 9.4 | 2003 | 9999 | 2019 | 0.60639 | 29695.5 | 0.04084 | NEI 2019
UMCP CHP Plant | 56038_G_3 | 56038 | G | 3 |  | O/G Steam | PJM_SMAC | Maryland | Prince Georges | 2 | 2003 | 9999 |  |  |  | 0.14445 | Default Emission Factor
H. Gonzales | 56039_G_G1 | 56039 | G | G1 |  | Combustion Turbine | WECC_SCE | California | Los Angeles | 5.4 | 1987 | 9999 |  |  |  | 0.12736 | Default Emission Factor
H. Gonzales | 56039_G_G2 | 56039 | G | G2 |  | Combustion Turbine | WECC_SCE | California | Los Angeles | 5.4 | 1987 | 9999 |  |  |  | 0.12736 | Default Emission Factor
Malburg | 56041_G_M1 | 56041 | G | M1 | 89631 | Combined Cycle | WECC_SCE | California | Los Angeles | 42 | 2005 | 9999 | 2017 | 10.0093 | 227927 | 0.02899 | NEI 2019
Malburg | 56041_G_M2 | 56041 | G | M2 | 89632 | Combined Cycle | WECC_SCE | California | Los Angeles | 42 | 2005 | 9999 | 2017 | 0.05 | 228107 | 0.02899 | NEI 2019
Malburg | 56041_G_M3 | 56041 | G | M3 | 89631 | Combined Cycle | WECC_SCE | California | Los Angeles | 50 | 2005 | 9999 |  |  |  | 0.02899 | NEI 2019
Magnolia Power Project | 56046_G_1 | 56046 | G | 1 | 89568 | Combined Cycle | WEC_LADW | California | Los Angeles | 161 | 2005 | 9999 |  |  |  | 0.04505 | Default Emission Factor
Magnolia Power Project | 56046_G_2 | 56046 | G | 2 | 89568 | Combined Cycle | WEC_LADW | California | Los Angeles | 140 | 2005 | 9999 |  |  |  | 0.04505 | Default Emission Factor
CPV Towantic Energy Center | 56047_G_CTG1 | 56047 | G | CTG1 | 91061 | Combined Cycle | NENG_CT | Connecticut | New Haven | 253 | 2018 | 9999 | 2019 | 7.9535 | 1699702 | 0.0059 | NEI 2019
CPV Towantic Energy Center | 56047_G_CTG2 | 56047 | G | CTG2 | 91062 | Combined Cycle | NENG_CT | Connecticut | New Haven | 253.8 | 2018 | 9999 | 2019 | 3.4558 | 966377 | 0.0059 | NEI 2019
CPV Towantic Energy Center | 56047_G_STG | 56047 | G | STG | 91061 | Combined Cycle | NENG_CT | Connecticut | New Haven | 271.5 | 2018 | 9999 |  |  |  | 0.0059 | NEI 2019
THUMS | 56051_G_GEN1 | 56051 | G | GEN1 |  | Combustion Turbine | WECC_SCE | California | Los Angeles | 45 | 2003 | 9999 |  |  |  | 0.12736 | Default Emission Factor
Casey City of | 56053_G_1 | 56053 | G | 1 |  | Combustion Turbine | MIS_IL | Illinois | Clark | 1.8 | 2002 | 9999 |  |  |  | 0.92213 | Default Emission Factor
Casey City of | 56053_G_2 | 56053 | G | 2 |  | Combustion Turbine | MIS_IL | Illinois | Clark | 1.8 | 2002 | 9999 | 2017 | 0.00257 | 33 | 0.15576 | NEI 2019
Casey City of | 56053_G_3 | 56053 | G | 3 |  | Combustion Turbine | MIS_IL | Illinois | Clark | 1.8 | 2002 | 9999 |  |  |  | 0.92213 | Default Emission Factor
High Point, Fairfield | 56059_G_1 | 56059 | G | 1 |  | Combustion Turbine | S_VACA | North Carolina | Guilford | 1.8 | 2002 | 9999 |  |  |  | 0.92213 | Default Emission Factor
Statesville, Highway 64 | 56062_G_1 | 56062 | G | 1 |  | Combustion Turbine | S_VACA | North Carolina | Iredell | 1.8 | 2002 | 9999 |  |  |  | 0.92213 | Default Emission Factor
Shelby, Toms Street | 56063_G_1 | 56063 | G | 1 |  | Combustion Turbine | S_VACA | North Carolina | Cleveland | 1.8 | 2002 | 9999 |  |  |  | 0.92213 | Default Emission Factor
Morganton, Parker Road | 56064_G_1 | 56064 | G | 1 |  | Combustion Turbine | S_VACA | North Carolina | Burke | 1.8 | 2002 | 9999 |  |  |  | 0.92213 | Default Emission Factor
Lexington Health Center | 56067_G_1 | 56067 | G | 1 |  | Combustion Turbine | S_VACA | North Carolina | Davidson | 1.8 | 2002 | 9999 |  |  |  | 0.92213 | Default Emission Factor
Berlin Landfill Gas | 56069_G_1 | 56069 | G | 1 |  | Landfill Gas | MIS_WUMS | Wisconsin | Green Lake | 0.8 | 2001 | 9999 |  |  |  | 0.54258 | Default Emission Factor
Berlin Landfill Gas | 56069_G_2 | 56069 | G | 2 |  | Landfill Gas | MIS_WUMS | Wisconsin | Green Lake | 0.8 | 2001 | 9999 |  |  |  | 0.54258 | Default Emission Factor
Berlin Landfill Gas | 56069_G_3 | 56069 | G | 3 |  | Landfill Gas | MIS_WUMS | Wisconsin | Green Lake | 0.8 | 2001 | 9999 |  |  |  | 0.54258 | Default Emission Factor
Diesel Generators | 56070_G_1 | 56070 | G | 1 |  | Combustion Turbine | MIS_WUMS | Wisconsin | Dane | 49.1 | 2001 | 9999 |  |  |  | 0.92213 | Default Emission Factor
Alliant SBG 9802 Toyota | 56073_G_01 | 56073 | G | 01 |  | Combustion Turbine | MIS_IA | Iowa | Linn | 1 | 1998 | 9999 |  |  |  | 0.92213 | Default Emission Factor
Walnut Energy Center | 56078_G_1 | 56078 | G | 1 | 89628 | Combined Cycle | WEC_CALN | California | Stanislaus | 84 | 2006 | 9999 | 2019 | 17.1085 | 707559 | 0.06132 | NEI 2019
Walnut Energy Center | 56078_G_2 | 56078 | G | 2 | 89629 | Combined Cycle | WEC_CALN | California | Stanislaus | 84 | 2006 | 9999 | 2017 | 13.4918 | 290507 | 0.06132 | NEI 2019
Walnut Energy Center | 56078_G_3 | 56078 | G | 3 | 89628 | Combined Cycle | WEC_CALN | California | Stanislaus | 101 | 2006 | 9999 |  |  |  | 0.06132 | NEI 2019
Blacksand Generating Facility | 56090_G_D182 | 56090 | G | D182 |  | Fossil Waste | WECC_SCE | California | Orange | 2.5 | 2000 | 9999 |  |  |  | 0.66403 | Default Emission Factor
Blacksand Generating Facility | 56090_G_D189 | 56090 | G | D189 |  | Fossil Waste | WECC_SCE | California | Orange | 3 | 2000 | 9999 |  |  |  | 0.66403 | Default Emission Factor
Blacksand Generating Facility | 56090_G_D190 | 56090 | G | D190 |  | Fossil Waste | WECC_SCE | California | Orange | 0.3 | 2012 | 9999 |  |  |  | 0.66403 | Default Emission Factor
Hillsboro | 56098_G_1 | 56098 | G | 1 |  | Combustion Turbine | MIS_MAPP | North Dakota | Traill | 2 | 2002 | 9999 |  |  |  | 0.92213 | Default Emission Factor
Hillsboro | 56098_G_2 | 56098 | G | 2 |  | Combustion Turbine | MIS_MAPP | North Dakota | Traill | 2 | 2002 | 9999 |  |  |  | 0.92213 | Default Emission Factor
Franklin Drive | 561_G_UN19 | 561 | G | UN19 | 350 | Combustion Turbine | NENG_CT | Connecticut | Litchfield | 16.1 | 1968 | 9999 |  |  |  | 0.12736 | Default Emission Factor
St. Charles Power Plant | 56100_G_1 | 56100 | G | 1 |  | Combustion Turbine | MIS_MNWI | Minnesota | Winona | 2 | 2004 | 9999 |  |  |  | 0.92213 | Default Emission Factor
St. Charles Power Plant | 56100_G_2 | 56100 | G | 2 |  | Combustion Turbine | MIS_MNWI | Minnesota | Winona | 2 | 2004 | 9999 |  |  |  | 0.92213 | Default Emission Factor
St. Charles Power Plant | 56100_G_3 | 56100 | G | 3 |  | Combustion Turbine | MIS_MNWI | Minnesota | Winona | 2 | 2004 | 9999 |  |  |  | 0.92213 | Default Emission Factor
St. Charles Power Plant | 56100_G_4 | 56100 | G | 4 |  | Combustion Turbine | MIS_MNWI | Minnesota | Winona | 2 | 2004 | 9999 |  |  |  | 0.92213 | Default Emission Factor
Currant Creek | 56102_G_CT1A | 56102 | G | CT1A | 89419 | Combined Cycle | WECC_UT | Utah | Juab | 135 | 2005 | 9999 | 2019 | 14.4015 | 939266 | 0.02034 | NEI 2019
Currant Creek | 56102_G_CT1B | 56102 | G | CT1B | 89420 | Combined Cycle | WECC_UT | Utah | Juab | 135 | 2005 | 9999 | 2017 | 9.4159 | 410785 | 0.02034 | NEI 2019
Currant Creek | 56102_G_ST1 | 56102 | G | ST1 | 89419 | Combined Cycle | WECC_UT | Utah | Juab | 254 | 2006 | 9999 | 2019 | 0.23089 | 1014752 | 0.02034 | NEI 2019
Mankato Energy Center | 56104_G_CTG1 | 56104 | G | CTG1 | 89427 | Combined Cycle | MIS_MNWI | Minnesota | Blue Earth | 174 | 2019 | 9999 | 2019 | 1.1475 | 572329 | 0.00487 | NEI 2019
Mankato Energy Center | 56104_G_CTG2 | 56104 | G | CTG2 | 89428 | Combined Cycle | MIS_MNWI | Minnesota | Blue Earth | 174 | 2006 | 9999 | 2019 | 3.8563 | 1481868 | 0.00487 | NEI 2019
Mankato Energy Center | 56104_G_STG1 | 56104 | G | STG1 | 89428 | Combined Cycle | MIS_MNWI | Minnesota | Blue Earth | 156 | 2006 | 9999 |  |  |  | 0.00487 | NEI 2019
T J Labbe Electric Generating | 56108_G_U-1 | 56108 | G | U-1 | 89595 | Combustion Turbine | MIS_LA | Louisiana | Lafayette | 47 | 2005 | 9999 | 2019 | 0.2747 | 8061 | 0.06816 | NEI 2019
T J Labbe Electric Generating | 56108_G_U-2 | 56108 | G | U-2 | 89596 | Combustion Turbine | MIS_LA | Louisiana | Lafayette | 47 | 2005 | 9999 | 2019 | 0.2691 | 8061 | 0.06677 | NEI 2019
IMEA Highland | 56114_G_1 | 56114 | G | 1 |  | Combustion Turbine | MIS_IL | Illinois | Madison | 1.8 | 1996 | 9999 |  |  |  | 0.92213 | Default Emission Factor
IMEA Highland | 56114_G_2 | 56114 | G | 2 |  | Combustion Turbine | MIS_IL | Illinois | Madison | 1.8 | 1996 | 9999 |  |  |  | 0.92213 | Default Emission Factor
IMEA Flora | 56116_G_10 | 56116 | G | 10 |  | Combustion Turbine | MIS_IL | Illinois | Clay | 1.8 | 2000 | 9999 |  |  |  | 0.92213 | Default Emission Factor
IMEA Flora | 56116_G_6 | 56116 | G | 6 |  | Combustion Turbine | MIS_IL | Illinois | Clay | 1.8 | 2000 | 9999 |  |  |  | 0.92213 | Default Emission Factor
IMEA Flora | 56116_G_7 | 56116 | G | 7 |  | Combustion Turbine | MIS_IL | Illinois | Clay | 1.8 | 2000 | 9999 |  |  |  | 0.92213 | Default Emission Factor
IMEA Flora | 56116_G_8 | 56116 | G | 8 |  | Combustion Turbine | MIS_IL | Illinois | Clay | 1.8 | 2000 | 9999 | 2019 | 0.00155 | 12.8 | 0.24219 | NEI 2019
IMEA Flora | 56116_G_9 | 56116 | G | 9 |  | Combustion Turbine | MIS_IL | Illinois | Clay | 1.8 | 2000 | 9999 |  |  |  | 0.92213 | Default Emission Factor
Flora Site A | 56117_G_1 | 56117 | G | 1 |  | Combustion Turbine | MIS_IL | Illinois | Clay | 1.8 | 2001 | 9999 | 2019 | 0.002184 | 9 | 0.48533 | NEI 2019
Flora Site A | 56117_G_2 | 56117 | G | 2 |  | Combustion Turbine | MIS_IL | Illinois | Clay | 1.8 | 2001 | 9999 | 2019 | 0.001787 | 9 | 0.39711 | NEI 2019
Flora Site A | 56117_G_3 | 56117 | G | 3 |  | Combustion Turbine | MIS_IL | Illinois | Clay | 1.8 | 2001 | 9999 | 2017 | 0.002219 | 30 | 0.14793 | NEI 2019
Flora Site B | 56118_G_4 | 56118 | G | 4 |  | Combustion Turbine | MIS_IL | Illinois | Clay | 1.8 | 2001 | 9999 | 2017 | 0.001964 | 29.5 | 0.13315 | NEI 2019
Flora Site B | 56118_G_5 | 56118 | G | 5 |  | Combustion Turbine | MIS_IL | Illinois | Clay | 1.8 | 2001 | 9999 | 2019 | 0.001943 | 9 | 0.43178 | NEI 2019
Middlesex Generating Facility | 56119_G_100 | 56119 | G | 100 |  | Landfill Gas | PJM_EMAC | New Jersey | MIDDLESEX | 4.1 | 2001 | 9999 |  |  |  | 0.54258 | Default Emission Factor
Middlesex Generating Facility | 56119_G_200 | 56119 | G | 200 |  | Landfill Gas | PJM_EMAC | New Jersey | MIDDLESEX | 4.1 | 2001 | 9999 |  |  |  | 0.54258 | Default Emission Factor
Middlesex Generating Facility | 56119_G_300 | 56119 | G | 300 |  | Landfill Gas | PJM_EMAC | New Jersey | MIDDLESEX | 10.6 | 1961 | 9999 | 2019 | 8.92 | 14738 | 1.2105 | NEI 2019
Lee County Landfill | 56120_G_L1 | 56120 | G | L1 |  | Landfill Gas | S_VACA | South Carolina | Lee | 1.8 | 2005 | 9999 | 2017 | 1.16 | 1299.3333 | 1.7854 | NEI 2019
Lee County Landfill | 56120_G_L2 | 56120 | G | L2 |  | Landfill Gas | S_VACA | South Carolina | Lee | 1.8 | 2005 | 9999 | 2017 | 0.5624 | 1299.3333 | 0.86568 | NEI 2019
Lee County Landfill | 56120_G_L3 | 56120 | G | L3 |  | Landfill Gas | S_VACA | South Carolina | Lee | 1.8 | 2005 | 9999 | 2017 | 1.1951 | 1299.3333 | 1.8396 | NEI 2019
Lee County Landfill | 56120_G_L4 | 56120 | G | L4 |  | Landfill Gas | S_VACA | South Carolina | Lee | 5.2 | 2006 | 9999 | 2017 | 8.8226 | 23647 | 0.7462 | NEI 2019
Anderson Regional Landfill | 56121_G_A2 | 56121 | G | A2 |  | Landfill Gas | S_VACA | South Carolina | Anderson | 1.5 | 2008 | 9999 |  |  |  | 0.54258 | Default Emission Factor
Anderson Regional Landfill | 56121_G_A3 | 56121 | G | A3 |  | Landfill Gas | S_VACA | South Carolina | Anderson | 1.5 | 2008 | 9999 |  |  |  | 0.54258 | Default Emission Factor
Richland County Landfill | 56122_G_R1 | 56122 | G | R1 |  | Landfill Gas | S_VACA | South Carolina | Richland | 5.2 | 2006 | 9999 | 2017 | 6.3797 | 13912 | 0.91715 | NEI 2019
Richland County Landfill | 56122_G_R2 | 56122 | G | R2 |  | Landfill Gas | S_VACA | South Carolina | Richland | 1.5 | 2010 | 9999 | 2017 | 0.3515 | 1942 | 0.362 | NEI 2019
Richland County Landfill | 56122_G_R3 | 56122 | G | R3 |  | Landfill Gas | S_VACA | South Carolina | Richland | 1.5 | 2010 | 9999 | 2017 | 0.24605 | 1942 | 0.2534 | NEI 2019
Sub 2 Generating Station | 56126_G_1 | 56126 | G | 1 |  | Combustion Turbine | S_D_AECI | Missouri | Macon | 1.8 | 2004 | 9999 |  |  |  | 0.92213 | Default Emission Factor
Sub 2 Generating Station | 56126_G_2 | 56126 | G | 2 |  | Combustion Turbine | S_D_AECI | Missouri | Macon | 1.8 | 2004 | 9999 |  |  |  | 0.92213 | Default Emission Factor
Macon Energy Center | 56127_G_1 | 56127 | G | 1 |  | Combustion Turbine | S_D_AECI | Missouri | Macon | 8.5 | 2003 | 9999 |  |  |  | 0.12736 | Default Emission Factor
Sub 3 Generating Station | 56128_G_1 | 56128 | G | 1 |  | Combustion Turbine | S_D_AECI | Missouri | Macon | 1.8 | 2003 | 9999 |  |  |  | 0.92213 | Default Emission Factor
Sub 3 Generating Station | 56128_G_2 | 56128 | G | 2 |  | Combustion Turbine | S_D_AECI | Missouri | Macon | 1.8 | 2003 | 9999 |  |  |  | 0.92213 | Default Emission Factor
Sub 3 Generating Station | 56128_G_3 | 56128 | G | 3 |  | Combustion Turbine | S_D_AECI | Missouri | Macon | 1.8 | 2003 | 9999 |  |  |  | 0.92213 | Default Emission Factor
Sub 3 Generating Station | 56128_G_4 | 56128 | G | 4 |  | Combustion Turbine | S_D_AECI | Missouri | Macon | 1.8 | 2003 | 9999 |  |  |  | 0.92213 | Default Emission Factor
Thermal Kem | 56129_G_1 | 56129 | G | 1 |  | Combustion Turbine | S_VACA | South Carolina | York | 2.4 | 2003 | 9999 |  |  |  | 0.92213 | Default Emission Factor
Valenite | 56131_G_1 | 56131 | G | 1 |  | Combustion Turbine | S_VACA | South Carolina | Oconee | 2.4 | 2003 | 9999 |  |  |  | 0.92213 | Default Emission Factor
Honea Path | 56132_G_1 | 56132 | G | 1 |  | Combustion Turbine | S_VACA | South Carolina | Abbeville | 2.4 | 2003 | 9999 |  |  |  | 0.92213 | Default Emission Factor
Ripon Generation Station | 56135_G_1 | 56135 | G | 1 | 89441 | Combustion Turbine | WEC_BANC | California | San Joaquin | 50 | 2006 | 9999 | 2017 | 1.0579 | 42436 | 0.04986 | NEI 2019
Ripon Generation Station | 56135_G_2 | 56135 | G | 2 | 89442 | Combustion Turbine | WEC_BANC | California | San Joaquin | 50 | 2006 | 9999 | 2017 | 0.59889 | 42436 | 0.02823 | NEI 2019
Anderson Erickson | 56138_G_1 | 56138 | G | 1 |  | Combustion Turbine | MIS_MIDA | Iowa | Polk | 2 | 2000 | 9999 |  |  |  | 0.92213 | Default Emission Factor
Jamaica Bay Peaking | 56141_G_2 | 56141 | G | 2 | 88310 | Combustion Turbine | NY_Z_J | New York | Queens | 54.3 | 2003 | 9999 | 2019 | 0.45334 | 8289 | 0.10938 | NEI 2019
Riverside Energy Resource Center | 56143_G_1 | 56143 | G | 1 | 89663 | Combustion Turbine | WECC_SCE | California | Riverside | 50 | 2006 | 9999 | 2017 | 0.78368 | 24117.0918 | 0.06499 | NEI 2019
Riverside Energy Resource Center | 56143_G_2 | 56143 | G | 2 | 89664 | Combustion Turbine | WECC_SCE | California | Riverside | 50 | 2006 | 9999 |  |  |  | 0.12736 | Default Emission Factor
Riverside Energy Resource Center | 56143_G_3 | 56143 | G | 3 | 90688 | Combustion Turbine | WECC_SCE | California | Riverside | 48 | 2011 | 9999 |  |  |  | 0.12736 | Default Emission Factor
Riverside Energy Resource Center | 56143_G_4 | 56143 | G | 4 | 90690 | Combustion Turbine | WECC_SCE | California | Riverside | 48 | 2011 | 9999 | 2017 | 0.6944 | 23152.4082 | 0.05999 | NEI 2019
Springs Generating Station | 56144_G_1 | 56144 | G | 1 |  | Combustion Turbine | WECC_SCE | California | Riverside | 10 | 2002 | 9999 |  |  |  | 0.12736 | Default Emission Factor
Springs Generating Station | 56144_G_2 | 56144 | G | 2 |  | Combustion Turbine | WECC_SCE | California | Riverside | 10 | 2002 | 9999 |  |  |  | 0.12736 | Default Emission Factor
Springs Generating Station | 56144_G_3 | 56144 | G | 3 |  | Combustion Turbine | WECC_SCE | California | Riverside | 10 | 2002 | 9999 |  |  |  | 0.12736 | Default Emission Factor
Springs Generating Station | 56144_G_4 | 56144 | G | 4 |  | Combustion Turbine | WECC_SCE | California | Riverside | 10 | 2002 | 9999 |  |  |  | 0.12736 | Default Emission Factor
Ft. Pierre | 56148_G_5 | 56148 | G | 5 |  | Combustion Turbine | SPP_WAUE | South Dakota | Stanley | 2 | 2004 | 9999 |  |  |  | 0.92213 | Default Emission Factor
Ft. Pierre | 56148_G_6 | 56148 | G | 6 |  | Combustion Turbine | SPP_WAUE | South Dakota | Stanley | 2 | 2004 | 9999 |  |  |  | 0.92213 | Default Emission Factor
Ft. Pierre | 56148_G_7 | 56148 | G | 7 |  | Combustion Turbine | SPP_WAUE | South Dakota | Stanley | 2 | 2004 | 9999 |  |  |  | 0.92213 | Default Emission Factor
McIntosh Combined Cycle Facility | 56150_G_10ST | 56150 | G | 10ST | 89598 | Combined Cycle | S_SOU | Georgia | Effingham | 295 | 2005 | 9999 |  |  |  | 0.04615 | NEI 2019
McIntosh Combined Cycle Facility | 56150_G_11ST | 56150 | G | 11ST | 89600 | Combined Cycle | S_SOU | Georgia | Effingham | 295 | 2005 | 9999 |  |  |  | 0.04633 | NEI 2019
McIntosh Combined Cycle Facility | 56150_G_C10A | 56150 | G | C10A | 89598 | Combined Cycle | S_SOU | Georgia | Effingham | 183 | 2005 | 9999 | 2019 | 42.4448 | 1165122 | 0.04615 | NEI 2019
McIntosh Combined Cycle Facility | 56150_G_C10B | 56150 | G | C10B | 89599 | Combined Cycle | S_SOU | Georgia | Effingham | 183 | 2005 | 9999 | 2019 | 43.7458 | 2569841 | 0.04615 | NEI 2019
McIntosh Combined Cycle Facility | 56150_G_C11A | 56150 | G | C11A | 89600 | Combined Cycle | S_SOU | Georgia | Effingham | 181.3 | 2005 | 9999 | 2019 | 54.9767 | 1458281 | 0.04633 | NEI 2019
McIntosh Combined Cycle Facility | 56150_G_C11B | 56150 | G | C11B | 89601 | Combined Cycle | S_SOU | Georgia | Effingham | 181.3 | 2005 | 9999 | 2019 | 53.901 | 3241538 | 0.04633 | NEI 2019
South Harper | 56151_G_GT1 | 56151 | G | GT1 | 89544 | Combustion Turbine | SPP_N | Missouri | Cass | 101.2 | 2005 | 9999 | 2019 | 1.1238 | 27320.997 | 0.08227 | NEI 2019
South Harper | 56151_G_GT2 | 56151 | G | GT2 | 89545 | Combustion Turbine | SPP_N | Missouri | Cass | 102.1 | 2005 | 9999 | 2019 | 1.0508 | 27563.9703 | 0.07624 | NEI 2019
South Harper | 56151_G_GT3 | 56151 | G | GT3 | 89546 | Combustion Turbine | SPP_N | Missouri | Cass | 100 | 2005 | 9999 | 2019 | 1.297 | 26997.0326 | 0.09609 | NEI 2019
Freeport Energy Center | 56152_G_CTG1 | 56152 | G | CTG1 |  | Combined Cycle | ERC_REST | Texas | Brazoria | 169.4 | 2007 | 9999 | 2019 | 55.5191 | 849320.36 | 0.10641 | NEI 2019
Freeport Energy Center | 56152_G_STG1 | 56152 | G | STG1 |  | Combined Cycle | ERC_REST | Texas | Brazoria | 50 | 2007 | 9999 |  |  |  | 0.10641 | NEI 2019
Kennecott Power Plant | 56163_G_RCHP | 56163 | G | RCHP |  | Combustion Turbine | WECC_UT | Utah | Salt Lake | 5.9 | 2010 | 9999 |  |  |  | 0.12736 | Default Emission Factor
Kennecott Power Plant | 56163_G_SM58 | 56163 | G | SM58 |  | Non-Fossil Waste | WECC_UT | Utah | Salt Lake | 31.8 | 1995 | 9999 |  |  |  | 0.70317 | Default Emission Factor
Faribault Energy Park | 56164_G_EU01 | 56164 | G | EU01 | 89474 | Combined Cycle | MIS_MNWI | Minnesota | Rice | 153 | 2005 | 9999 | 2019 | 2.1265 | 488843 | 0.00566 | NEI 2019
Faribault Energy Park | 56164_G_HRSG | 56164 | G | HRSG | 89474 | Combined Cycle | MIS_MNWI | Minnesota | Rice | 108 | 2007 | 9999 |  |  |  | 0.00566 | NEI 2019
Sheboygan Falls | 56166_G_1 | 56166 | G | 1 | 89520 | Combustion Turbine | MIS_WUMS | Wisconsin | Sheboygan | 153.4 | 2005 | 9999 | 2019 | 3.321 | 169008.1117 | 0.0393 | NEI 2019
Sheboygan Falls | 56166_G_2 | 56166 | G | 2 | 89521 | Combustion Turbine | MIS_WUMS | Wisconsin | Sheboygan | 152.7 | 2005 | 9999 | 2019 | 3.886 | 168236.8883 | 0.0462 | NEI 2019
Nebo Power Station | 56177_G_GT1 | 56177 | G | GT1 | 89496 | Combined Cycle | WECC_UT | Utah | Utah | 65 | 2004 | 9999 | 2019 | 2.01 | 419394 | 0.00959 | NEI 2019
Nebo Power Station | 56177_G_ST1 | 56177 | G | ST1 | 89496 | Combined Cycle | WECC_UT | Utah | Utah | 65 | 2004 | 9999 |  |  |  | 0.00959 | NEI 2019
Genoa Diesel Generating Station | 56181_G_1 | 56181 | G | 1 |  | Combustion Turbine | PJM_ATSI | Ohio | Ottawa | 2 | 2004 | 9999 |  |  |  | 0.92213 | Default Emission Factor
Genoa Diesel Generating Station | 56181_G_2 | 56181 | G | 2 |  | Combustion Turbine | PJM_ATSI | Ohio | Ottawa | 2 | 2004 | 9999 |  |  |  | 0.92213 | Default Emission Factor
Genoa Diesel Generating Station | 56181_G_3 | 56181 | G | 3 |  | Combustion Turbine | PJM_ATSI | Ohio | Ottawa | 2 | 2004 | 9999 |  |  |  | 0.92213 | Default Emission Factor
Red Bluff | 56184_G_IC1 | 56184 | G | IC1 |  | Combustion Turbine | WEC_CALN | California | Tehama | 2.8 | 2001 | 9999 |  |  |  | 0.92213 | Default Emission Factor
Red Bluff | 56184_G_IC10 | 56184 | G | IC10 |  | Combustion Turbine | WEC_CALN | California | Tehama | 2.8 | 2001 | 9999 |  |  |  | 0.92213 | Default Emission Factor
Red Bluff | 56184_G_IC11 | 56184 | G | IC11 |  | Combustion Turbine | WEC_CALN | California | Tehama | 2.8 | 2001 | 9999 |  |  |  | 0.92213 | Default Emission Factor
Red Bluff | 56184_G_IC12 | 56184 | G | IC12 |  | Combustion Turbine | WEC_CALN | California | Tehama | 2.8 | 2001 | 9999 |  |  |  | 0.92213 | Default Emission Factor
Red Bluff | 56184_G_IC13 | 56184 | G | IC13 |  | Combustion Turbine | WEC_CALN | California | Tehama | 2.8 | 2001 | 9999 |  |  |  | 0.92213 | Default Emission Factor
Red Bluff | 56184_G_IC14 | 56184 | G | IC14 |  | Combustion Turbine | WEC_CALN | California | Tehama | 2.8 | 2001 | 9999 |  |  |  | 0.92213 | Default Emission Factor
Red Bluff | 56184_G_IC15 | 56184 | G | IC15 |  | Combustion Turbine | WEC_CALN | California | Tehama | 2.8 | 2001 | 9999 |  |  |  | 0.92213 | Default Emission Factor
Red Bluff | 56184_G_IC16 | 56184 | G | IC16 |  | Combustion Turbine | WEC_CALN | California | Tehama | 2.8 | 2001 | 9999 |  |  |  | 0.92213 | Default Emission Factor
Red Bluff | 56184_G_IC2 | 56184 | G | IC2 |  | Combustion Turbine | WEC_CALN | California | Tehama | 2.8 | 2001 | 9999 |  |  |  | 0.92213 | Default Emission Factor
Red Bluff | 56184_G_IC3 | 56184 | G | IC3 |  | Combustion Turbine | WEC_CALN | California | Tehama | 2.8 | 2001 | 9999 |  |  |  | 0.92213 | Default Emission Factor
Red Bluff | 56184_G_IC4 | 56184 | G | IC4 |  | Combustion Turbine | WEC_CALN | California | Tehama | 2.8 | 2001 | 9999 |  |  |  | 0.92213 | Default Emission Factor
Red Bluff | 56184_G_IC5 | 56184 | G | IC5 |  | Combustion Turbine | WEC_CALN | California | Tehama | 2.8 | 2001 | 9999 |  |  |  | 0.92213 | Default Emission Factor
Red Bluff | 56184_G_IC6 | 56184 | G | IC6 |  | Combustion Turbine | WEC_CALN | California | Tehama | 2.8 | 2001 | 9999 |  |  |  | 0.92213 | Default Emission Factor
Red Bluff | 56184_G_IC7 | 56184 | G | IC7 |  | Combustion Turbine | WEC_CALN | California | Tehama | 2.8 | 2001 | 9999 |  |  |  | 0.92213 | Default Emission Factor
Red Bluff | 56184_G_IC8 | 56184 | G | IC8 |  | Combustion Turbine | WEC_CALN | California | Tehama | 2.8 | 2001 | 9999 |  |  |  | 0.92213 | Default Emission Factor
Red Bluff | 56184_G_IC9 | 56184 | G | IC9 |  | Combustion Turbine | WEC_CALN | California | Tehama | 2.8 | 2001 | 9999 |  |  |  | 0.92213 | Default Emission Factor
Chowchilla II | 56185_G_IC1 | 56185 | G | IC1 |  | Combustion Turbine | WEC_CALN | California | Madera | 3.1 | 2001 | 9999 |  |  |  | 0.92213 | Default Emission Factor
Chowchilla II | 56185_G_IC10 | 56185 | G | IC10 |  | Combustion Turbine | WEC_CALN | California | Madera | 3.1 | 2001 | 9999 |  |  |  | 0.92213 | Default Emission Factor
Chowchilla II | 56185_G_IC11 | 56185 | G | IC11 |  | Combustion Turbine | WEC_CALN | California | Madera | 3.1 | 2001 | 9999 |  |  |  | 0.92213 | Default Emission Factor
Chowchilla II | 56185_G_IC12 | 56185 | G | IC12 |  | Combustion Turbine | WEC_CALN | California | Madera | 3.1 | 2001 | 9999 |  |  |  | 0.92213 | Default Emission Factor
Chowchilla II | 56185_G_IC13 | 56185 | G | IC13 |  | Combustion Turbine | WEC_CALN | California | Madera | 3.1 | 2001 | 9999 |  |  |  | 0.92213 | Default Emission Factor
Chowchilla II | 56185_G_IC14 | 56185 | G | IC14 |  | Combustion Turbine | WEC_CALN | California | Madera | 3.1 | 2001 | 9999 |  |  |  | 0.92213 | Default Emission Factor
Chowchilla II | 56185_G_IC15 | 56185 | G | IC15 |  | Combustion Turbine | WEC_CALN | California | Madera | 3.1 | 2001 | 9999 |  |  |  | 0.92213 | Default Emission Factor
Chowchilla II | 56185_G_IC16 | 56185 | G | IC16 |  | Combustion Turbine | WEC_CALN | California | Madera | 3.1 | 2001 | 9999 |  |  |  | 0.92213 | Default Emission Factor
Chowchilla II | 56185_G_IC2 | 56185 | G | IC2 |  | Combustion Turbine | WEC_CALN | California | Madera | 3.1 | 2001 | 9999 |  |  |  | 0.92213 | Default Emission Factor
Chowchilla II | 56185_G_IC3 | 56185 | G | IC3 |  | Combustion Turbine | WEC_CALN | California | Madera | 3.1 | 2001 | 9999 |  |  |  | 0.92213 | Default Emission Factor
Chowchilla II | 56185_G_IC4 | 56185 | G | IC4 |  | Combustion Turbine | WEC_CALN | California | Madera | 3.1 | 2001 | 9999 |  |  |  | 0.92213 | Default Emission Factor
Chowchilla II | 56185_G_IC5 | 56185 | G | IC5 |  | Combustion Turbine | WEC_CALN | California | Madera | 3.1 | 2001 | 9999 |  |  |  | 0.92213 | Default Emission Factor
Chowchilla II | 56185_G_IC6 | 56185 | G | IC6 |  | Combustion Turbine | WEC_CALN | California | Madera | 3.1 | 2001 | 9999 |  |  |  | 0.92213 | Default Emission Factor
Chowchilla II | 56185_G_IC7 | 56185 | G | IC7 |  | Combustion Turbine | WEC_CALN | California | Madera | 3.1 | 2001 | 9999 |  |  |  | 0.92213 | Default Emission Factor
Chowchilla II | 56185_G_IC8 | 56185 | G | IC8 |  | Combustion Turbine | WEC_CALN | California | Madera | 3.1 | 2001 | 9999 |  |  |  | 0.92213 | Default Emission Factor
Chowchilla II | 56185_G_IC9 | 56185 | G | IC9 |  | Combustion Turbine | WEC_CALN | California | Madera | 3.1 | 2001 | 9999 |  |  |  | 0.92213 | Default Emission Factor
Pinelawn Power LLC | 56188_G_CTG | 56188 | G | CTG | 89567 | Combined Cycle | NY_Z_K | New York | Suffolk | 47 | 2005 | 9999 | 2019 | 3.2674 | 68947 | 0.09478 | NEI 2019
Pinelawn Power LLC | 56188_G_STG | 56188 | G | STG | 89567 | Combined Cycle | NY_Z_K | New York | Suffolk | 27.5 | 2005 | 9999 |  |  |  | 0.09478 | NEI 2019
Waterside Power, LLC | 56189_G_4 | 56189 | G | 4 | 89487 | Combustion Turbine | NENG_CT | Connecticut | Fairfield | 23.3 | 2004 | 9999 | 2019 | 0.024202 | 414.3333 | 0.11683 | NEI 2019
Waterside Power, LLC | 56189_G_5 | 56189 | G | 5 | 89488 | Combustion Turbine | NENG_CT | Connecticut | Fairfield | 23.3 | 2004 | 9999 | 2019 | 0.025409 | 414.3333 | 0.12265 | NEI 2019
Waterside Power, LLC | 56189_G_7 | 56189 | G | 7 | 89718 | Combustion Turbine | NENG_CT | Connecticut | Fairfield | 23.3 | 2006 | 9999 | 2019 | 0.022854 | 414.3333 | 0.11032 | NEI 2019
Dike City Power Plant | 56194_G_001 | 56194 | G | 001 |  | Combustion Turbine | MIS_IA | Iowa | Grundy | 2.2 | 2005 | 9999 |  |  |  | 0.92213 | Default Emission Factor
500MW CC | 56196_G_CA01 | 56196 | G | CA01 | 89648 | Combined Cycle | NY_Z_J | New York | Queens | 172.3 | 2005 | 9999 |  |  |  | 0.00685 | NEI 2019
500MW CC | 56196_G_CT01 | 56196 | G | CT01 | 89648 | Combined Cycle | NY_Z_J | New York | Queens | 151.3 | 2005 | 9999 |  |  |  | 0.00685 | NEI 2019
500MW CC | 56196_G_CT02 | 56196 | G | CT02 | 89649 | Combined Cycle | NY_Z_J | New York | Queens | 151.3 | 2005 | 9999 | 2019 | 8.3845 | 2446465 | 0.00685 | NEI 2019
Middletown | 562_G_10 | 562 | G | 10 | 352 | Combustion Turbine | NENG_CT | Connecticut | Middlesex | 17.2 | 1966 | 9999 |  |  |  | 0.12736 | Default Emission Factor
Alden Bailey Power Plant | 56223_G_LOKI | 56223 | G | LOKI |  | Combustion Turbine | WECC_PNW | Oregon | Clatsop | 9.8 | 2001 | 9999 |  |  |  | 0.12736 | Default Emission Factor
Port Westward | 56227_G_1 | 56227 | G | 1 | 89564 | Combined Cycle | WECC_PNW | Oregon | Columbia | 256.2 | 2007 | 9999 | 2019 | 60.2 | 2737946 | 0.04398 | NEI 2019
Port Westward | 56227_G_2 | 56227 | G | 2 | 89564 | Combined Cycle | WECC_PNW | Oregon | Columbia | 136 | 2007 | 9999 |  |  |  | 0.04398 | NEI 2019
Cogeneration 1 | 56229_G_CT1 | 56229 | G | CT1 |  | Combined Cycle | WECC_AZ | Arizona | Pima | 8.3 | 2002 | 9999 |  |  |  | 0.04505 | Default Emission Factor
Miramar Energy Facility | 56232_G_1 | 56232 | G | 1 | 89534 | Combustion Turbine | WEC_SDGE | California | San Diego | 47 | 2005 | 9999 |  |  |  | 0.12736 | Default Emission Factor
Miramar Energy Facility | 56232_G_2 | 56232 | G | 2 | 90490 | Combustion Turbine | WEC_SDGE | California | San Diego | 47 | 2009 | 9999 |  |  |  | 0.12736 | Default Emission Factor
EG178 Facility | 56233_G_CT02 | 56233 | G | CT02 |  | Combined Cycle | ERC_WEST | Texas | Scurry | 42 | 2005 | 9999 |  |  |  | 0.04505 | Default Emission Factor
EG178 Facility | 56233_G_CTG1 | 56233 | G | CTG1 |  | Combined Cycle | ERC_WEST | Texas | Scurry | 42 | 2005 | 9999 |  |  |  | 0.04505 | Default Emission Factor
EG178 Facility | 56233_G_STG | 56233 | G | STG |  | Combined Cycle | ERC_WEST | Texas | Scurry | 16 | 2005 | 9999 |  |  |  | 0.04505 | Default Emission Factor
Caithness Long Island Energy Center | 56234_G_CT01 | 56234 | G | CT01 | 89547 | Combined Cycle | NY_Z_K | New York | Suffolk | 179.9 | 2009 | 9999 | 2019 | 11.9568 | 1313723 | 0.01094 | NEI 2019
Caithness Long Island Energy Center | 56234_G_ST01 | 56234 | G | ST01 | 89547 | Combined Cycle | NY_Z_K | New York | Suffolk | 137 | 2009 | 9999 |  |  |  | 0.01094 | NEI 2019
Lake Side Power Plant | 56237_G_CT01 | 56237 | G | CT01 | 89557 | Combined Cycle | WECC_UT | Utah | Utah | 169 | 2007 | 9999 | 2017 | 14.7379 | 421016 | 0.03985 | NEI 2019
Lake Side Power Plant | 56237_G_CT02 | 56237 | G | CT02 | 89558 | Combined Cycle | WECC_UT | Utah | Utah | 169 | 2007 | 9999 | 2017 | 10.4338 | 407051 | 0.03985 | NEI 2019
Lake Side Power Plant | 56237_G_CT21 | 56237 | G | CT21 | 90915 | Combined Cycle | WECC_UT | Utah | Utah | 178 | 2014 | 9999 | 2019 | 17.6814 | 882817 | 0.02602 | NEI 2019
Lake Side Power Plant | 56237_G_CT22 | 56237 | G | CT22 | 90916 | Combined Cycle | WECC_UT | Utah | Utah | 178 | 2014 | 9999 | 2017 | 12.4503 | 656274 | 0.02602 | NEI 2019
Lake Side Power Plant | 56237_G_ST01 | 56237 | G | ST01 | 89557 | Combined Cycle | WECC_UT | Utah | Utah | 209 | 2007 | 9999 | 2017 | 0.21265 | 445986 | 0.03985 | NEI 2019
Lake Side Power Plant | 56237_G_ST2 | 56237 | G | ST2 | 90915 | Combined Cycle | WECC_UT | Utah | Utah | 273 | 2014 | 9999 |  |  |  | 0.02602 | NEI 2019
Groton Generating Station | 56238_G_GT01 | 56238 | G | GT01 | 89548 | Combustion Turbine | SPP_WAUE | South Dakota | Brown | 82.1 | 2006 | 9999 | 2019 | 1.2012 | 61692.2857 | 0.03894 | NEI 2019
Groton Generating Station | 56238_G_GT02 | 56238 | G | GT02 | 89754 | Combustion Turbine | SPP_WAUE | South Dakota | Brown | 76.8 | 2008 | 9999 |  |  |  | 0.12736 | Default Emission Factor
Malaga Power LLC | 56239_G_GT-1 | 56239 | G | GT-1 | 89579 | Combustion Turbine | WEC_CALN | California | Fresno | 48 | 2005 | 9999 | 2019 | 0.17435 | 8161.67 | 0.04272 | NEI 2019
Malaga Power LLC | 56239_G_GT-2 | 56239 | G | GT-2 | 89580 | Combustion Turbine | WEC_CALN | California | Fresno | 48 | 2005 | 9999 | 2017 | 0.17083 | 10247.5 | 0.03334 | NEI 2019
Cannon Falls Energy Center | 56241_G_UNT1 | 56241 | G | UNT1 | 89752 | Combustion Turbine | MIS_MNWI | Minnesota | Goodhue | 158 | 2008 | 9999 | 2017 | 1.9026 | 21987 | 0.17306 | NEI 2019
Cannon Falls Energy Center | 56241_G_UNT2 | 56241 | G | UNT2 | 89753 | Combustion Turbine | MIS_MNWI | Minnesota | Goodhue | 158 | 2008 | 9999 | 2017 | 2.0574 | 21987 | 0.18715 | NEI 2019
Kindred School | 56242_G_1 | 56242 | G | 1 |  | Combustion Turbine | MIS_MAPP | North Dakota | Cass | 2 | 2001 | 9999 |  |  |  | 0.92213 | Default Emission Factor
State Auto Insurance | 56244_G_1 | 56244 | G | 1 |  | Combustion Turbine | MIS_MAPP | South Dakota | Grant | 1.7 | 2001 | 9999 |  |  |  | 0.92213 | Default Emission Factor
Stevens Community Medical Center | 56245_G_1 | 56245 | G | 1 |  | Combustion Turbine | MIS_MNWI | Minnesota | Stevens | 1 | 2004 | 9999 |  |  |  | 0.92213 | Default Emission Factor
West Group Data Center F | 56247_G_1 | 56247 | G | 1 |  | Combustion Turbine | MIS_MNWI | Minnesota | Dakota | 0.6 | 2004 | 9999 |  |  |  | 0.92213 | Default Emission Factor
West Group Data Center F | 56247_G_2 | 56247 | G | 2 |  | Combustion Turbine | MIS_MNWI | Minnesota | Dakota | 0.6 | 2004 | 9999 |  |  |  | 0.92213 | Default Emission Factor
West Group Data Center F | 56247_G_3 | 56247 | G | 3 |  | Combustion Turbine | MIS_MNWI | Minnesota | Dakota | 0.6 | 2004 | 9999 |  |  |  | 0.92213 | Default Emission Factor
West Group Data Center F | 56247_G_4 | 56247 | G | 4 |  | Combustion Turbine | MIS_MNWI | Minnesota | Dakota | 0.6 | 2004 | 9999 |  |  |  | 0.92213 | Default Emission Factor
Shell Chemical | 56248_G_101G | 56248 | G | 101G |  | Combustion Turbine | MIS_LA | Louisiana | Ascension | 34.5 | 2002 | 9999 | 2019 | 20.7335 | 293822 | 0.14113 | NEI 2019
Shell Chemical | 56248_G_201G | 56248 | G | 201G |  | Combustion Turbine | MIS_LA | Louisiana | Ascension | 34.5 | 2002 | 9999 | 2019 | 22.3163 | 293822 | 0.1519 | NEI 2019
Anson County Generation Facility | 56249_G_1 | 56249 | G | 1 | 89583 | Combustion Turbine | S_VACA | North Carolina | Anson | 56.5 | 2007 | 9999 |  |  |  | 0.053 | NEI 2019
Anson County Generation Facility | 56249_G_2 | 56249 | G | 2 | 89585 | Combustion Turbine | S_VACA | North Carolina | Anson | 56.5 | 2007 | 9999 |  |  |  | 0.053 | NEI 2019
Anson County Generation Facility | 56249_G_3 | 56249 | G | 3 | 89587 | Combustion Turbine | S_VACA | North Carolina | Anson | 56.5 | 2007 | 9999 |  |  |  | 0.053 | NEI 2019
Anson County Generation Facility | 56249_G_4 | 56249 | G | 4 | 89589 | Combustion Turbine | S_VACA | North Carolina | Anson | 56.5 | 2007 | 9999 |  |  |  | 0.053 | NEI 2019
Anson County Generation Facility | 56249_G_5 | 56249 | G | 5 | 89591 | Combustion Turbine | S_VACA | North Carolina | Anson | 56.5 | 2007 | 9999 |  |  |  | 0.053 | NEI 2019
Anson County Generation Facility | 56249_G_6 | 56249 | G | 6 | 89593 | Combustion Turbine | S_VACA | North Carolina | Anson | 56.5 | 2007 | 9999 | 2019 | 2.7 | 101890.998 | 0.053 | NEI 2019
Ontario LFGTE | 56250_G_GEN1 | 56250 | G | GEN1 |  | Landfill Gas | NY_Z_C&E | New York | Ontario | 0.8 | 2003 | 9999 |  |  |  | 0.54258 | Default Emission Factor
Ontario LFGTE | 56250_G_GEN10 | 56250 | G | GEN10 |  | Landfill Gas | NY_Z_C&E | New York | Ontario | 1.6 | 2013 | 9999 |  |  |  | 0.54258 | Default Emission Factor
Ontario LFGTE | 56250_G_GEN11 | 56250 | G | GEN11 |  | Landfill Gas | NY_Z_C&E | New York | Ontario | 1.6 | 2013 | 9999 |  |  |  | 0.54258 | Default Emission Factor
Ontario LFGTE | 56250_G_GEN2 | 56250 | G | GEN2 |  | Landfill Gas | NY_Z_C&E | New York | Ontario | 0.8 | 2003 | 9999 |  |  |  | 0.54258 | Default Emission Factor
Ontario LFGTE | 56250_G_GEN3 | 56250 | G | GEN3 |  | Landfill Gas | NY_Z_C&E | New York | Ontario | 0.8 | 2003 | 9999 |  |  |  | 0.54258 | Default Emission Factor
Ontario LFGTE | 56250_G_GEN4 | 56250 | G | GEN4 |  | Landfill Gas | NY_Z_C&E | New York | Ontario | 0.8 | 2003 | 9999 |  |  |  | 0.54258 | Default Emission Factor
Ontario LFGTE | 56250_G_GEN5 | 56250 | G | GEN5 |  | Landfill Gas | NY_Z_C&E | New York | Ontario | 0.8 | 2005 | 9999 |  |  |  | 0.54258 | Default Emission Factor
Ontario LFGTE | 56250_G_GEN6 | 56250 | G | GEN6 |  | Landfill Gas | NY_Z_C&E | New York | Ontario | 0.8 | 2005 | 9999 |  |  |  | 0.54258 | Default Emission Factor
Ontario LFGTE | 56250_G_GEN7 | 56250 | G | GEN7 |  | Landfill Gas | NY_Z_C&E | New York | Ontario | 0.8 | 2005 | 9999 |  |  |  | 0.54258 | Default Emission Factor
Ontario LFGTE | 56250_G_GEN8 | 56250 | G | GEN8 |  | Landfill Gas | NY_Z_C&E | New York | Ontario | 0.8 | 2010 | 9999 |  |  |  | 0.54258 | Default Emission Factor
Ontario LFGTE | 56250_G_GEN9 | 56250 | G | GEN9 |  | Landfill Gas | NY_Z_C&E | New York | Ontario | 1.6 | 2013 | 9999 |  |  |  | 0.54258 | Default Emission Factor
Millcreek Power Generation | 56253_G_MC1 | 56253 | G | MC1 | 89566 | Combustion Turbine | WECC_UT | Utah | Washington | 36.8 | 2006 | 9999 | 2017 | 1.7309 | 48398 | 0.07153 | NEI 2019
Millcreek Power Generation | 56253_G_MC2 | 56253 | G | MC2 | 90575 | Combustion Turbine | WECC_UT | Utah | Washington | 36.8 | 2010 | 9999 | 2019 | 1.5667 | 39203 | 0.07993 | NEI 2019
Empire Generating Co LLC | 56259_G_CT11 | 56259 | G | CT11 | 89574 | Combined Cycle | NY_Z_F | New York | Rensselaer | 155 | 2010 | 9999 | 2019 | 17.7261 | 2463914 | 0.01439 | NEI 2019
Empire Generating Co LLC | 56259_G_CT12 | 56259 | G | CT12 | 89575 | Combined Cycle | NY_Z_F | New York | Rensselaer | 155 | 2010 | 9999 |  |  |  | 0.01439 | NEI 2019
Empire Generating Co LLC | 56259_G_ST13 | 56259 | G | ST13 | 89574 | Combined Cycle | NY_Z_F | New York | Rensselaer | 270 | 2010 | 9999 |  |  |  | 0.01439 | NEI 2019
High Point, Pump Station Rd | 56260_G_Unit1 | 56260 | G | Unit1 |  | Combustion Turbine | S_VACA | North Carolina | Guilford | 1.8 | 2005 | 9999 |  |  |  | 0.92213 | Default Emission Factor
High Point, Pump Station Rd | 56260_G_Unit2 | 56260 | G | Unit2 |  | Combustion Turbine | S_VACA | North Carolina | Guilford | 1.8 | 2005 | 9999 |  |  |  | 0.92213 | Default Emission Factor
Lexington | 56261_G_Unit1 | 56261 | G | Unit1 |  | Combustion Turbine | S_VACA | North Carolina | Davidson | 1.8 | 2005 | 9999 |  |  |  | 0.92213 | Default Emission Factor
Lexington | 56261_G_Unit2 | 56261 | G | Unit2 |  | Combustion Turbine | S_VACA | North Carolina | Davidson | 1.8 | 2005 | 9999 |  |  |  | 0.92213 | Default Emission Factor
Gastonia, Tulip Drive | 56262_G_DG3 | 56262 | G | DG3 |  | Combustion Turbine | S_VACA | North Carolina | Gaston | 1.8 | 2005 | 9999 |  |  |  | 0.92213 | Default Emission Factor
Gastonia, Tulip Drive | 56262_G_Unit1 | 56262 | G | Unit1 |  | Combustion Turbine | S_VACA | North Carolina | Gaston | 1.8 | 2005 | 9999 |  |  |  | 0.92213 | Default Emission Factor
Gastonia, Tulip Drive | 56262_G_Unit2 | 56262 | G | Unit2 |  | Combustion Turbine | S_VACA | North Carolina | Gaston | 1.8 | 2005 | 9999 |  |  |  | 0.92213 | Default Emission Factor
Albemarle Prime Power Park | 56263_G_Unit1 | 56263 | G | Unit1 |  | Combustion Turbine | S_VACA | North Carolina | Stanly | 1.8 | 2006 | 9999 |  |  |  | 0.92213 | Default Emission Factor
Albemarle Prime Power Park | 56263_G_Unit2 | 56263 | G | Unit2 |  | Combustion Turbine | S_VACA | North Carolina | Stanly | 1.8 | 2006 | 9999 |  |  |  | 0.92213 | Default Emission Factor
IBM West | 56269_G_1 | 56269 | G | 1 |  | Combustion Turbine | MIS_MNWI | Minnesota | Olmsted | 1.8 | 2005 | 9999 |  |  |  | 0.92213 | Default Emission Factor
IBM West | 56269_G_2 | 56269 | G | 2 |  | Combustion Turbine | MIS_MNWI | Minnesota | Olmsted | 1.8 | 2005 | 9999 |  |  |  | 0.92213 | Default Emission Factor
Valley Queen Cheese | 56274_G_1 | 56274 | G | 1 |  | Combustion Turbine | MIS_MAPP | South Dakota | Grant | 0.5 | 2002 | 9999 |  |  |  | 0.92213 | Default Emission Factor
Valley Queen Cheese | 56274_G_2 | 56274 | G | 2 |  | Combustion Turbine | MIS_MAPP | South Dakota | Grant | 0.5 | 2002 | 9999 |  |  |  | 0.92213 | Default Emission Factor
Valley Queen Cheese | 56274_G_3 | 56274 | G | 3 |  | Combustion Turbine | MIS_MAPP | South Dakota | Grant | 0.5 | 2004 | 9999 |  |  |  | 0.92213 | Default Emission Factor
Bavarian LFGTE | 56277_G_1 | 56277 | G | 1 |  | Landfill Gas | PJM_West | Kentucky | Boone | 0.8 | 2003 | 9999 |  |  |  | 0.54258 | Default Emission Factor
Bavarian LFGTE | 56277_G_2 | 56277 | G | 2 |  | Landfill Gas | PJM_West | Kentucky | Boone | 0.8 | 2003 | 9999 |  |  |  | 0.54258 | Default Emission Factor
Bavarian LFGTE | 56277_G_3 | 56277 | G | 3 |  | Landfill Gas | PJM_West | Kentucky | Boone | 0.8 | 2003 | 9999 |  |  |  | 0.54258 | Default Emission Factor
Bavarian LFGTE | 56277_G_4 | 56277 | G | 4 |  | Landfill Gas | PJM_West | Kentucky | Boone | 0.8 | 2003 | 9999 |  |  |  | 0.54258 | Default Emission Factor
Bavarian LFGTE | 56277_G_5 | 56277 | G | 5 |  | Landfill Gas | PJM_West | Kentucky | Boone | 1.5 | 2016 | 9999 |  |  |  | 0.54258 | Default Emission Factor
Green Valley LFGTE | 56278_G_1 | 56278 | G | 1 |  | Landfill Gas | PJM_West | Kentucky | Greenup | 0.8 | 2003 | 9999 |  |  |  | 0.54258 | Default Emission Factor
Green Valley LFGTE | 56278_G_2 | 56278 | G | 2 |  | Landfill Gas | PJM_West | Kentucky | Greenup | 0.8 | 2003 | 9999 |  |  |  | 0.54258 | Default Emission Factor
Green Valley LFGTE | 56278_G_3 | 56278 | G | 3 |  | Landfill Gas | PJM_West | Kentucky | Greenup | 0.8 | 2003 | 9999 |  |  |  | 0.54258 | Default Emission Factor
Laurel Ridge LFGTE | 56279_G_1 | 56279 | G | 1 |  | Landfill Gas | PJM_West | Kentucky | Laurel | 0.8 | 2003 | 9999 |  |  |  | 0.54258 | Default Emission Factor
Laurel Ridge LFGTE | 56279_G_2 | 56279 | G | 2 |  | Landfill Gas | PJM_West | Kentucky | Laurel | 0.8 | 2003 | 9999 |  |  |  | 0.54258 | Default Emission Factor
Laurel Ridge LFGTE | 56279_G_3 | 56279 | G | 3 |  | Landfill Gas | PJM_West | Kentucky | Laurel | 0.8 | 2003 | 9999 |  |  |  | 0.54258 | Default Emission Factor
Laurel Ridge LFGTE | 56279_G_4 | 56279 | G | 4 |  | Landfill Gas | PJM_West | Kentucky | Laurel | 0.8 | 2003 | 9999 |  |  |  | 0.54258 | Default Emission Factor
Laurel Ridge LFGTE | 56279_G_5 | 56279 | G | 5 |  | Landfill Gas | PJM_West | Kentucky | Laurel | 0.8 | 2006 | 9999 |  |  |  | 0.54258 | Default Emission Factor
Hardin County LFGTE | 56280_G_1 | 56280 | G | 1 |  | Landfill Gas | PJM_West | Kentucky | Hardin | 0.8 | 2006 | 9999 |  |  |  | 0.54258 | Default Emission Factor
Hardin County LFGTE | 56280_G_2 | 56280 | G | 2 |  | Landfill Gas | PJM_West | Kentucky | Hardin | 0.8 | 2006 | 9999 |  |  |  | 0.54258 | Default Emission Factor
Hardin County LFGTE | 56280_G_3 | 56280 | G | 3 |  | Landfill Gas | PJM_West | Kentucky | Hardin | 0.8 | 2006 | 9999 |  |  |  | 0.54258 | Default Emission Factor
Hargis-Hebert Electric Generating | 56283_G_U-1 | 56283 | G | U-1 | 89602 | Combustion Turbine | MIS_LA | Louisiana | Lafayette | 47 | 2006 | 9999 | 2019 | 0.2286 | 10834 | 0.0422 | NEI 2019
Hargis-Hebert Electric Generating | 56283_G_U-2 | 56283 | G | U-2 | 89603 | Combustion Turbine | MIS_LA | Louisiana | Lafayette | 47 | 2006 | 9999 | 2019 | 0.1739 | 10834 | 0.0321 | NEI 2019
Salem Water Plant | 56288_G_1 | 56288 | G | 1 |  | Combustion Turbine | PJM_West | Virginia | Salem City | 2 | 2003 | 9999 | 2018 | 0.0249 | 115 | 0.43304 | Virginia State Emissions
Salem Street Dept | 56289_G_1 | 56289 | G | 1 |  | Combustion Turbine | PJM_West | Virginia | Salem City | 2 | 2005 | 9999 |  |  |  | 0.92213 | Default Emission Factor
Hamlet Generating Facility | 56292_G_ES1 | 56292 | G | ES1 | 89611 | Combustion Turbine | S_VACA | North Carolina | Richmond | 56.5 | 2007 | 9999 |  |  |  | 0.06523 | NEI 2019
Hamlet Generating Facility | 56292_G_ES2 | 56292 | G | ES2 | 89613 | Combustion Turbine | S_VACA | North Carolina | Richmond | 56.5 | 2007 | 9999 |  |  |  | 0.06523 | NEI 2019
Hamlet Generating Facility | 56292_G_ES3 | 56292 | G | ES3 | 89615 | Combustion Turbine | S_VACA | North Carolina | Richmond | 56.5 | 2007 | 9999 |  |  |  | 0.06523 | NEI 2019
Hamlet Generating Facility | 56292_G_ES4 | 56292 | G | ES4 | 89617 | Combustion Turbine | S_VACA | North Carolina | Richmond | 56.5 | 2007 | 9999 |  |  |  | 0.06523 | NEI 2019
Hamlet Generating Facility | 56292_G_ES5 | 56292 | G | ES5 | 89619 | Combustion Turbine | S_VACA | North Carolina | Richmond | 56.5 | 2007 | 9999 | 2019 | 2.44 | 74810.8333 | 0.06523 | NEI 2019
Hamlet Generating Facility | 56292_G_ES6 | 56292 | G | ES6 | 90839 | Combustion Turbine | S_VACA | North Carolina | Richmond | 56.5 | 2013 | 9999 | 2019 | 0.14 | 14962.1667 | 0.01871 | NEI 2019
Roseville Energy Park | 56298_G_0001 | 56298 | G | 0001 | 89721 | Combined Cycle | WEC_BANC | California | Placer | 38 | 2007 | 9999 |  |  |  | 0.04505 | Default Emission Factor
Roseville Energy Park | 56298_G_0002 | 56298 | G | 0002 | 89722 | Combined Cycle | WEC_BANC | California | Placer | 38 | 2007 | 9999 |  |  |  | 0.04505 | Default Emission Factor
Roseville Energy Park | 56298_G_0003 | 56298 | G | 0003 | 89722 | Combined Cycle | WEC_BANC | California | Placer | 75 | 2007 | 9999 |  |  |  | 0.04505 | Default Emission Factor
Trigen St. Louis | 56309_G_CT-1 | 56309 | G | CT-1 |  | Combined Cycle | MIS_MO | Missouri | St Louis | 5 | 1999 | 9999 |  |  |  | 0.04505 | Default Emission Factor
Trigen St. Louis | 56309_G_CT-2 | 56309 | G | CT-2 |  | Combined Cycle | MIS_MO | Missouri | St Louis | 5 | 1999 | 9999 |  |  |  | 0.04505 | Default Emission Factor
Trigen St. Louis | 56309_G_IC-1 | 56309 | G | IC-1 |  | Combustion Turbine | MIS_MO | Missouri | St Louis | 1 | 1999 | 9999 |  |  |  | 0.92213 | Default Emission Factor
Trigen St. Louis | 56309_G_ST-3 | 56309 | G | ST-3 |  | Combined Cycle | MIS_MO | Missouri | St Louis | 18 | 2000 | 9999 |  |  |  | 0.04505 | Default Emission Factor
Modern Innovative Energy LLC | 56323_G_GEN1 | 56323 | G | GEN1 |  | Landfill Gas | NY_Z_A | New York | Niagara | 1.6 | 2006 | 9999 |  |  |  | 0.54258 | Default Emission Factor
Modern Innovative Energy LLC | 56323_G_GEN2 | 56323 | G | GEN2 |  | Landfill Gas | NY_Z_A | New York | Niagara | 1.6 | 2006 | 9999 |  |  |  | 0.54258 | Default Emission Factor
Modern Innovative Energy LLC | 56323_G_GEN3 | 56323 | G | GEN3 |  | Landfill Gas | NY_Z_A | New York | Niagara | 1.6 | 2006 | 9999 |  |  |  | 0.54258 | Default Emission Factor
Modern Innovative Energy LLC | 56323_G_GEN4 | 56323 | G | GEN4 |  | Landfill Gas | NY_Z_A | New York | Niagara | 1.6 | 2006 | 9999 |  |  |  | 0.54258 | Default Emission Factor
Colonie LFGTE Facility | 56324_G_GEN1 | 56324 | G | GEN1 |  | Landfill Gas | NY_Z_F | New York | Albany | 1.6 | 2006 | 9999 |  |  |  | 0.54258 | Default Emission Factor
Colonie LFGTE Facility | 56324_G_GEN2 | 56324 | G | GEN2 |  | Landfill Gas | NY_Z_F | New York | Albany | 1.6 | 2006 | 9999 |  |  |  | 0.54258 | Default Emission Factor
Colonie LFGTE Facility | 56324_G_GEN3 | 56324 | G | GEN3 |  | Landfill Gas | NY_Z_F | New York | Albany | 1.6 | 2006 | 9999 |  |  |  | 0.54258 | Default Emission Factor
Colonie LFGTE Facility | 56324_G_GEN4 | 56324 | G | GEN4 |  | Landfill Gas | NY_Z_F | New York | Albany | 1.6 | 2016 | 9999 |  |  |  | 0.54258 | Default Emission Factor
Mustang Station Unit 4 | 56326_G_GEN1 | 56326 | G | GEN1 | 89654 | Combustion Turbine | SPP_SPS | Texas | Yoakum | 153 | 2006 | 9999 | 2019 | 25.7166 | 582010.6753 | 0.08837 | NEI 2019
Mustang Station Unit 4 | 56326_G_GEN2 | 56326 | G | GEN2 | 89751 | Combustion Turbine | SPP_SPS | Texas | Yoakum | 153 | 2007 | 9999 | 2019 | 26.769 | 582010.6753 | 0.09199 | NEI 2019
Mustang Station Unit 4 | 56326_G_GEN3 | 56326 | G | GEN3 | 90776 | Combustion Turbine | SPP_SPS | Texas | Yoakum | 156 | 2013 | 9999 | 2019 | 12.3238 | 593422.6494 | 0.04154 | NEI 2019
Pendleton County LFGTE | 56327_G_1 | 56327 | G | 1 |  | Landfill Gas | PJM_West | Kentucky | Pendleton | 0.8 | 2007 | 9999 |  |  |  | 0.54258 | Default Emission Factor
Pendleton County LFGTE | 56327_G_2 | 56327 | G | 2 |  | Landfill Gas | PJM_West | Kentucky | Pendleton | 0.8 | 2007 | 9999 |  |  |  | 0.54258 | Default Emission Factor
Pendleton County LFGTE | 56327_G_3 | 56327 | G | 3 |  | Landfill Gas | PJM_West | Kentucky | Pendleton | 0.8 | 2007 | 9999 |  |  |  | 0.54258 | Default Emission Factor
Pendleton County LFGTE | 56327_G_4 | 56327 | G | 4 |  | Landfill Gas | PJM_West | Kentucky | Pendleton | 0.8 | 2007 | 9999 |  |  |  | 0.54258 | Default Emission Factor
Harry D Mattison Gas Plant | 56328_G_1 | 56328 | G | 1 | 89740 | Combustion Turbine | SPP_WEST | Arkansas | Washington | 75 | 2007 | 9999 | 2019 | 0.28616 | 39792.0918 | 0.01438 | NEI 2019
Harry D Mattison Gas Plant | 56328_G_2 | 56328 | G | 2 | 89741 | Combustion Turbine | SPP_WEST | Arkansas | Washington | 75 | 2007 | 9999 | 2017 | 0.34631 | 11043.1122 | 0.06272 | NEI 2019
Harry D Mattison Gas Plant | 56328_G_3 | 56328 | G | 3 | 91249 | Combustion Turbine | SPP_WEST | Arkansas | Washington | 72 | 2007 | 9999 | 2017 | 0.54326 | 10601.3878 | 0.10249 | NEI 2019
Harry D Mattison Gas Plant | 56328_G_4 | 56328 | G | 4 | 91250 | Combustion Turbine | SPP_WEST | Arkansas | Washington | 72 | 2007 | 9999 | 2017 | 0.95728 | 10601.3878 | 0.1806 | NEI 2019
Albemarle Hospital Unit | 56339_G_1 | 56339 | G | 1 |  | Combustion Turbine | S_VACA | North Carolina | Stanly | 1.8 | 2006 | 9999 |  |  |  | 0.92213 | Default Emission Factor
Cherryville City Hall | 56340_G_1 | 56340 | G | 1 |  | Combustion Turbine | S_VACA | North Carolina | Gaston | 1.8 | 2006 | 9999 |  |  |  | 0.92213 | Default Emission Factor
Lincolnton High School | 56341_G_1 | 56341 | G | 1 |  | Combustion Turbine | S_VACA | North Carolina | Lincoln | 1.8 | 2006 | 9999 |  |  |  | 0.92213 | Default Emission Factor
Maiden Community Center | 56342_G_1 | 56342 | G | 1 |  | Combustion Turbine | S_VACA | North Carolina | Catawba | 1.8 | 2006 | 9999 |  |  |  | 0.92213 | Default Emission Factor
Monroe Middle School | 56343_G_1 | 56343 | G | 1 |  | Combustion Turbine | S_VACA | North Carolina | Union | 1.8 | 2006 | 9999 |  |  |  | 0.92213 | Default Emission Factor
Morganton Station 5 | 56344_G_1 | 56344 | G | 1 |  | Combustion Turbine | S_VACA | North Carolina | Burke | 1.8 | 2006 | 9999 |  |  |  | 0.92213 | Default Emission Factor
Pineville Delivery 2 | 56345_G_1 | 56345 | G | 1 |  | Combustion Turbine | S_VACA | North Carolina | Mecklenburg | 1.8 | 2006 | 9999 |  |  |  | 0.92213 | Default Emission Factor
Bear Valley Power Plant | 56346_G_ICE1 | 56346 | G | ICE1 |  | Combustion Turbine | WECC_SCE | California | San Bernardino | 1.2 | 2005 | 9999 |  |  |  | 0.92213 | Default Emission Factor
Bear Valley Power Plant | 56346_G_ICE2 | 56346 | G | ICE2 |  | Combustion Turbine | WECC_SCE | California | San Bernardino | 1.2 | 2005 | 9999 |  |  |  | 0.92213 | Default Emission Factor
Bear Valley Power Plant | 56346_G_ICE3 | 56346 | G | ICE3 |  | Combustion Turbine | WECC_SCE | California | San Bernardino | 1.2 | 2005 | 9999 |  |  |  | 0.92213 | Default Emission Factor
Bear Valley Power Plant | 56346_G_ICE4 | 56346 | G | ICE4 |  | Combustion Turbine | WECC_SCE | California | San Bernardino | 1.2 | 2005 | 9999 |  |  |  | 0.92213 | Default Emission Factor
Bear Valley Power Plant | 56346_G_ICE5 | 56346 | G | ICE5 |  | Combustion Turbine | WECC_SCE | California | San Bernardino | 1.2 | 2005 | 9999 |  |  |  | 0.92213 | Default Emission Factor
Bear Valley Power Plant | 56346_G_ICE6 | 56346 | G | ICE6 |  | Combustion Turbine | WECC_SCE | California | San Bernardino | 1.2 | 2005 | 9999 |  |  |  | 0.92213 | Default Emission Factor
Bear Valley Power Plant | 56346_G_ICE7 | 56346 | G | ICE7 |  | Combustion Turbine | WECC_SCE | California | San Bernardino | 1.2 | 2005 | 9999 |  |  |  | 0.92213 | Default Emission Factor
Laverne Diesel Generating Plant | 56348_G_1 | 56348 | G | 1 |  | Combustion Turbine | SPP_WEST | Oklahoma | Harper | 2 | 2006 | 9999 | 2018 | 0.019 | 14.5 | 2.6207 | Oklahoma Annual Point Source Emissions
Laverne Diesel Generating Plant | 56348_G_2 | 56348 | G | 2 |  | Combustion Turbine | SPP_WEST | Oklahoma | Harper | 2 | 2006 | 9999 | 2018 | 0.019 | 14.5 | 2.6207 | Oklahoma Annual Point Source Emissions
Quail Run Energy Center | 56349_G_CT1A | 56349 | G | CT1A | 89698 | Combined Cycle | ERC_WEST | Texas | Ector | 70 | 2007 | 9999 | 2019 | 14.9112 | 336140 | 0.05516 | NEI 2019
Quail Run Energy Center | 56349_G_CT1B | 56349 | G | CT1B | 89699 | Combined Cycle | ERC_WEST | Texas | Ector | 70 | 2007 | 9999 | 2019 | 13.9756 | 319515 | 0.05516 | NEI 2019
Quail Run Energy Center | 56349_G_CT2A | 56349 | G | CT2A | 91262 | Combined Cycle | ERC_WEST | Texas | Ector | 68 | 2002 | 9999 | 2019 | 17.4471 | 368818 | 0.05837 | NEI 2019
Quail Run Energy Center | 56349_G_CT2B | 56349 | G | CT2B | 91263 | Combined Cycle | ERC_WEST | Texas | Ector | 68 | 2002 | 9999 | 2019 | 16.2489 | 346523 | 0.05837 | NEI 2019
Quail Run Energy Center | 56349_G_ST1 | 56349 | G | ST1 | 89698 | Combined Cycle | ERC_WEST | Texas | Ector | 98.1 | 2007 | 9999 |  |  |  | 0.05516 | NEI 2019
Quail Run Energy Center | 56349_G_ST2 | 56349 | G | ST2 | 91262 | Combined Cycle | ERC_WEST | Texas | Ector | 98.1 | 2008 | 9999 |  |  |  | 0.05837 | NEI 2019
Colorado Bend Energy Center | 56350_G_CT1A | 56350 | G | CT1A | 91260 | Combined Cycle | ERC_REST | Texas | Wharton | 70 | 2002 | 9999 | 2019 | 11.6376 | 257805 | 0.05647 | NEI 2019
Colorado Bend Energy Center | 56350_G_CT1B | 56350 | G | CT1B | 91261 | Combined Cycle | ERC_REST | Texas | Wharton | 62 | 2002 | 9999 | 2019 | 11.4267 | 227499 | 0.05647 | NEI 2019
Colorado Bend Energy Center | 56350_G_CT2A | 56350 | G | CT2A | 91264 | Combined Cycle | ERC_REST | Texas | Wharton | 69 | 2002 | 9999 | 2019 | 17.5362 | 401062 | 0.05402 | NEI 2019
Colorado Bend Energy Center | 56350_G_CT2B | 56350 | G | CT2B | 91265 | Combined Cycle | ERC_REST | Texas | Wharton | 63 | 2002 | 9999 | 2019 | 17.4009 | 356790 | 0.05402 | NEI 2019
Colorado Bend Energy Center | 56350_G_ST1 | 56350 | G | ST1 | 91260 | Combined Cycle | ERC_REST | Texas | Wharton | 101 | 2007 | 9999 |  |  |  | 0.05647 | NEI 2019
Colorado Bend Energy Center | 56350_G_ST2 | 56350 | G | ST2 | 91264 | Combined Cycle | ERC_REST | Texas | Wharton | 103 | 2008 | 9999 |  |  |  | 0.05402 | NEI 2019
Clearwater Power Plant | 56356_G_CT1 | 56356 | G | CT1 |  | Combined Cycle | WECC_SCE | California | Riverside | 21 | 2005 | 9999 |  |  |  | 0.04505 | Default Emission Factor
Clearwater Power Plant | 56356_G_ST1 | 56356 | G | ST1 |  | Combined Cycle | WECC_SCE | California | Riverside | 7 | 2005 | 9999 |  |  |  | 0.04505 | Default Emission Factor
Danville New Design Plant | 56363_G_GEN 1 | 56363 | G | GEN 1 |  | Combustion Turbine | PJM_Dom | Virginia | Danville City | 1.2 | 2005 | 9999 |  |  |  | 0.92213 | Default Emission Factor
Danville Kentuck Road Plant | 56364_G_GEN 1 | 56364 | G | GEN 1 |  | Combustion Turbine | PJM_Dom | Virginia | Pittsylvania | 1.2 | 2005 | 9999 |  |  |  | 0.92213 | Default Emission Factor
Electric Avenue Facility | 56367_G_1 | 56367 | G | 1 |  | Combustion Turbine | PJM_Dom | Virginia | Culpeper | 1.8 | 2004 | 9999 |  |  |  | 0.92213 | Default Emission Factor
Electric Avenue Facility | 56367_G_2 | 56367 | G | 2 |  | Combustion Turbine | PJM_Dom | Virginia | Culpeper | 1.8 | 2004 | 9999 |  |  |  | 0.92213 | Default Emission Factor
Electric Avenue Facility | 56367_G_3 | 56367 | G | 3 |  | Combustion Turbine | PJM_Dom | Virginia | Culpeper | 1.8 | 2004 | 9999 |  |  |  | 0.92213 | Default Emission Factor
Electric Avenue Facility | 56367_G_4 | 56367 | G | 4 |  | Combustion Turbine | PJM_Dom | Virginia | Culpeper | 1.5 | 1997 | 9999 |  |  |  | 0.92213 | Default Emission Factor
Water Treatment Plant Generators | 56368_G_WP1 | 56368 | G | WP1 |  | Combustion Turbine | PJM_Dom | Virginia | Prince William | 1.7 | 2007 | 9999 |  |  |  | 0.92213 | Default Emission Factor
Robert Mueller Energy Center | 56374_G_CT1 | 56374 | G | CT1 |  | Combustion Turbine | ERC_REST | Texas | Travis | 3.7 | 2006 | 9999 |  |  |  | 0.12736 | Default Emission Factor
Robert Mueller Energy Center | 56374_G_DG1 | 56374 | G | DG1 |  | Combustion Turbine | ERC_REST | Texas | Travis | 1.5 | 2006 | 9999 |  |  |  | 0.92213 | Default Emission Factor
Hunlock Unit 4 | 56397_G_4 | 56397 | G | 4 | 2176 | Combustion Turbine | PJM_WMAC | Pennsylvania | Luzerne | 45.9 | 2000 | 9999 |  |  |  | 0.12736 | Default Emission Factor
Stanton Energy Center | 564_G_B | 564 | G | B | 90549 | Combined Cycle | FRCC | Florida | Orange | 128 | 2010 | 9999 | 2019 | 39.5014 | 1639575 | 0.04819 | NEI 2019
Stanton Energy Center | 564_G_B1 | 564 | G | B1 | 90549 | Combined Cycle | FRCC | Florida | Orange | 167 | 2010 | 9999 |  |  |  | 0.04819 | NEI 2019
Treasure Coast Energy Center | 56400_G_CT1 | 56400 | G | CT1 | 89720 | Combined Cycle | FRCC | Florida | St Lucie | 158.8 | 2008 | 9999 | 2019 | 43.0834 | 1787745 | 0.0482 | NEI 2019
Treasure Coast Energy Center | 56400_G_ST1 | 56400 | G | ST1 | 89720 | Combined Cycle | FRCC | Florida | St Lucie | 159.2 | 2008 | 9999 |  |  |  | 0.0482 | NEI 2019
Noble Hill Landfill | 56404_G_NHLC | 56404 | G | NHLC |  | Landfill Gas | SPP_N | Missouri | Greene | 3 | 2006 | 9999 |  |  |  | 0.54258 | Default Emission Factor
West County Energy Center | 56407_G_1A | 56407 | G | 1A | 89726 | Combined Cycle | FRCC | Florida | Palm Beach | 257.6 | 2009 | 9999 | 2017 | 51.686 | 3876456 | 0.04534 | NEI 2019
West County Energy Center | 56407_G_1B | 56407 | G | 1B | 89727 | Combined Cycle | FRCC | Florida | Palm Beach | 257.6 | 2009 | 9999 | 2019 | 53.1059 | 1557251 | 0.04534 | NEI 2019
West County Energy Center | 56407_G_1C | 56407 | G | 1C | 89728 | Combined Cycle | FRCC | Florida | Palm Beach | 257.6 | 2009 | 9999 | 2017 | 53.7791 | 1368713 | 0.04534 | NEI 2019
West County Energy Center | 56407_G_1ST | 56407 | G | 1ST | 89726 | Combined Cycle | FRCC | Florida | Palm Beach | 486.2 | 2009 | 9999 |  |  |  | 0.04534 | NEI 2019
West County Energy Center | 56407_G_2A | 56407 | G | 2A | 89729 | Combined Cycle | FRCC | Florida | Palm Beach | 257.7 | 2009 | 9999 | 2019 | 48.4945 | 3905141 | 0.0427 | NEI 2019
West County Energy Center | 56407_G_2B | 56407 | G | 2B | 89730 | Combined Cycle | FRCC | Florida | Palm Beach | 257.7 | 2009 | 9999 | 2019 | 52.3139 | 1551938 | 0.0427 | NEI 2019
West County Energy Center | 56407_G_2C | 56407 | G | 2C | 89731 | Combined Cycle | FRCC | Florida | Palm Beach | 257.7 | 2009 | 9999 | 2017 | 48.1088 | 1518672 | 0.0427 | NEI 2019
West County Energy Center | 56407_G_2ST | 56407 | G | 2ST | 89729 | Combined Cycle | FRCC | Florida | Palm Beach | 485.9 | 2009 | 9999 |  |  |  | 0.0427 | NEI 2019
West County Energy Center | 56407_G_3A | 56407 | G | 3A | 90654 | Combined Cycle | FRCC | Florida | Palm Beach | 257.7 | 2011 | 9999 | 2019 | 51.7493 | 4165760 | 0.04343 | NEI 2019
West County Energy Center | 56407_G_3B | 56407 | G | 3B | 90655 | Combined Cycle | FRCC | Florida | Palm Beach | 257.7 | 2011 | 9999 | 2019 | 52.727 | 1526379 | 0.04343 | NEI 2019
West County Energy Center | 56407_G_3C | 56407 | G | 3C | 90656 | Combined Cycle | FRCC | Florida | Palm Beach | 257.7 | 2011 | 9999 | 2019 | 55.7545 | 1686541 | 0.04343 | NEI 2019
West County Energy Center | 56407_G_3ST | 56407 | G | 3ST | 90654 | Combined Cycle | FRCC | Florida | Palm Beach | 485.9 | 2011 | 9999 |  |  |  | 0.04343 | NEI 2019
Beecher Gas Recovery | 56419_G_B1 | 56419 | G | B1 |  | Landfill Gas | PJM_COMD | Illinois | Will | 1.1 | 2006 | 9999 |  |  |  | 0.54258 | Default Emission Factor
Beecher Gas Recovery | 56419_G_B2 | 56419 | G | B2 |  | Landfill Gas | PJM_COMD | Illinois | Will | 1.1 | 2006 | 9999 |  |  |  | 0.54258 | Default Emission Factor
Beecher Gas Recovery | 56419_G_B3 | 56419 | G | B3 |  | Landfill Gas | PJM_COMD | Illinois | Will | 1.1 | 2008 | 9999 |  |  |  | 0.54258 | Default Emission Factor
Renick Run Pumping Station 03-04 | 56420_G_0003 | 56420 | G | 0003 |  | Combustion Turbine | PJM_West | Ohio | Franklin | 1.1 | 2006 | 9999 |  |  |  | 0.92213 | Default Emission Factor
Renick Run Pumping Station 03-04 | 56420_G_0004 | 56420 | G | 0004 |  | Combustion Turbine | PJM_West | Ohio | Franklin | 1.1 | 2006 | 9999 |  |  |  | 0.92213 | Default Emission Factor
PS ST-8 Engine No 1 | 56421_G_0005 | 56421 | G | 0005 |  | Combustion Turbine | PJM_West | Ohio | Franklin | 1.8 | 2008 | 9999 |  |  |  | 0.92213 | Default Emission Factor
ST-1/1A Engine No 1 | 56422_G_0006 | 56422 | G | 0006 |  | Combustion Turbine | PJM_West | Ohio | Franklin | 1.1 | 2008 | 9999 |  |  |  | 0.92213 | Default Emission Factor
Dodge Park Engine No 1 | 56423_G_0007 | 56423 | G | 0007 |  | Combustion Turbine | PJM_West | Ohio | Franklin | 1.8 | 2008 | 9999 |  |  |  | 0.92213 | Default Emission Factor
Ameresco Chicopee Energy | 56426_G_Unit1 | 56426 | G | Unit1 |  | Landfill Gas | NENGREST | Massachusetts | Hampden | 1.9 | 2004 | 9999 | 2019 | 7.3346 | 10174.8701 | 1.4417 | NEI 2019
Ameresco Chicopee Energy | 56426_G_Unit2 | 56426 | G | Unit2 |  | Landfill Gas | NENGREST | Massachusetts | Hampden | 1.9 | 2004 | 9999 | 2019 | 6.9706 | 10174.8701 | 1.3702 | NEI 2019
Ameresco Chicopee Energy | 56426_G_Unit3 | 56426 | G | Unit3 |  | Landfill Gas | NENGREST | Massachusetts | Hampden | 1.9 | 2004 | 9999 | 2019 | 5.2598 | 10174.8701 | 1.0339 | NEI 2019
Ameresco Chicopee Energy | 56426_G_UNIT4 | 56426 | G | UNIT4 |  | Landfill Gas | NENGREST | Massachusetts | Hampden | 2 | 2010 | 9999 | 2019 | 8.2264 | 10710.3896 | 1.5361 | NEI 2019
Ameresco Janesville | 56427_G_Unit1 | 56427 | G | Unit1 |  | Landfill Gas | MIS_WUMS | Wisconsin | Rock | 1 | 2004 | 9999 |  |  |  | 0.49305 | NEI 2019
Ameresco Janesville | 56427_G_Unit2 | 56427 | G | Unit2 |  | Landfill Gas | MIS_WUMS | Wisconsin | Rock | 1 | 2004 | 9999 |  |  |  | 0.49305 | NEI 2019
Ameresco Janesville | 56427_G_Unit3 | 56427 | G | Unit3 |  | Landfill Gas | MIS_WUMS | Wisconsin | Rock | 1 | 2004 | 9999 | 2019 | 2.8298 | 11479 | 0.49305 | NEI 2019
Ameresco Santa Cruz Energy | 56428_G_Unit1 | 56428 | G | Unit1 |  | Landfill Gas | WEC_CALN | California | Santa Cruz | 1 | 2006 | 9999 |  |  |  | 0.54258 | Default Emission Factor
Ameresco Santa Cruz Energy | 56428_G_Unit2 | 56428 | G | Unit2 |  | Landfill Gas | WEC_CALN | California | Santa Cruz | 1 | 2006 | 9999 |  |  |  | 0.54258 | Default Emission Factor
Ameresco Santa Cruz Energy | 56428_G_Unit3 | 56428 | G | Unit3 |  | Landfill Gas | WEC_CALN | California | Santa Cruz | 1 | 2006 | 9999 |  |  |  | 0.54258 | Default Emission Factor
Ameresco Delaware South | 56429_G_1 | 56429 | G | 1 |  | Landfill Gas | PJM_EMAC | Delaware | Sussex | 1 | 2006 | 9999 | 2019 | 1.79 | 5771.2 | 0.62032 | NEI 2019
Ameresco Delaware South | 56429_G_2 | 56429 | G | 2 |  | Landfill Gas | PJM_EMAC | Delaware | Sussex | 1 | 2006 | 9999 | 2019 | 1.5 | 5771.2 | 0.51982 | NEI 2019
Ameresco Delaware South | 56429_G_3 | 56429 | G | 3 |  | Landfill Gas | PJM_EMAC | Delaware | Sussex | 1 | 2006 | 9999 | 2019 | 1.89 | 5771.2 | 0.65498 | NEI 2019
Ameresco Delaware South | 56429_G_4 | 56429 | G | 4 |  | Landfill Gas | PJM_EMAC | Delaware | Sussex | 1 | 2006 | 9999 | 2019 | 1.86 | 5771.2 | 0.64458 | NEI 2019
Ameresco Delaware South | 56429_G_5 | 56429 | G | 5 |  | Landfill Gas | PJM_EMAC | Delaware | Sussex | 1 | 2010 | 9999 | 2019 | 1.76 | 5771.2 | 0.60993 | NEI 2019
Ameresco Delaware Central | 56430_G_1C | 56430 | G | 1C |  | Landfill Gas | PJM_EMAC | Delaware | Kent | 1 | 2006 | 9999 | 2019 | 1.35 | 4544.2 | 0.59416 | NEI 2019
Ameresco Delaware Central | 56430_G_2C | 56430 | G | 2C |  | Landfill Gas | PJM_EMAC | Delaware | Kent | 1 | 2006 | 9999 | 2019 | 1.12 | 4544.2 | 0.49294 | NEI 2019
Ameresco Delaware Central | 56430_G_3C | 56430 | G | 3C |  | Landfill Gas | PJM_EMAC | Delaware | Kent | 1 | 2006 | 9999 | 2019 | 1.89 | 4544.2 | 0.83183 | NEI 2019
Ameresco Delaware Central | 56430_G_4C | 56430 | G | 4C |  | Landfill Gas | PJM_EMAC | Delaware | Kent | 1 | 2014 | 9999 | 2019 | 1.51 | 4544.2 | 0.66458 | NEI 2019
Ameresco Delaware Central | 56430_G_5C | 56430 | G | 5C |  | Landfill Gas | PJM_EMAC | Delaware | Kent | 1 | 2014 | 9999 | 2019 | 1.86 | 4544.2 | 0.81863 | NEI 2019
Spindle Hill Energy Center | 56445_G_GEN1 | 56445 | G | GEN1 | 89736 | Combustion Turbine | WECC_CO | Colorado | Weld | 135 | 2007 | 9999 | 2019 | 1.13 | 135092 | 0.01673 | NEI 2019
Spindle Hill Energy Center | 56445_G_GEN2 | 56445 | G | GEN2 | 89737 | Combustion Turbine | WECC_CO | Colorado | Weld | 135 | 2007 | 9999 | 2017 | 1.79 | 61093 | 0.0586 | NEI 2019
Hobbs Generating Station | 56458_G_CHW-T | 56458 | G | CHW-T |  | Combined Cycle | SPP_SPS | New Mexico | Lea | 4.3 | 2008 | 9999 |  |  |  | 0.02278 | NEI 2019
Hobbs Generating Station | 56458_G_GT1 | 56458 | G | GT1 | 89738 | Combined Cycle | SPP_SPS | New Mexico | Lea | 164.5 | 2008 | 9999 | 2019 | 29.7 | 978950 | 0.02278 | NEI 2019
Hobbs Generating Station | 56458_G_GT2 | 56458 | G | GT2 | 89739 | Combined Cycle | SPP_SPS | New Mexico | Lea | 164.9 | 2008 | 9999 | 2019 | 31.5 | 1031269 | 0.02278 | NEI 2019
Hobbs Generating Station | 56458_G_ST3 | 56458 | G | ST3 | 89738 | Combined Cycle | SPP_SPS | New Mexico | Lea | 251.3 | 2008 | 9999 |  |  |  | 0.02278 | NEI 2019
Dry Creek LFG to Energy Project | 56461_G_DC1 | 56461 | G | DC1 |  | Landfill Gas | WECC_PNW | Oregon | Jackson | 1.5 | 2007 | 9999 |  |  |  | 0.54258 | Default Emission Factor
Dry Creek LFG to Energy Project | 56461_G_DC2 | 56461 | G | DC2 |  | Landfill Gas | WECC_PNW | Oregon | Jackson | 1.5 | 2007 | 9999 |  |  |  | 0.54258 | Default Emission Factor
Geneva Generation Facility | 56462_G_GEN 1 | 56462 | G | GEN 1 |  | Combustion Turbine | PJM_COMD | Illinois | Kane | 5.4 | 2005 | 2045 | 2019 | 0.03645 | 828 | 0.08804 | NEI 2019
Geneva Generation Facility | 56462_G_GEN 2 | 56462 | G | GEN 2 |  | Combustion Turbine | PJM_COMD | Illinois | Kane | 5.4 | 2005 | 2045 | 2019 | 0.03725 | 828 | 0.08998 | NEI 2019
Geneva Generation Facility | 56462_G_GEN 3 | 56462 | G | GEN 3 |  | Combustion Turbine | PJM_COMD | Illinois | Kane | 5.4 | 2005 | 2045 | 2017 | 0.03577 | 699.8 | 0.10223 | NEI 2019
Geneva Generation Facility | 56462_G_GEN 4 | 56462 | G | GEN 4 |  | Combustion Turbine | PJM_COMD | Illinois | Kane | 5.4 | 2005 | 2045 | 2019 | 0.03725 | 828 | 0.08998 | NEI 2019
Geneva Generation Facility | 56462_G_GEN 5 | 56462 | G | GEN 5 |  | Combustion Turbine | PJM_COMD | Illinois | Kane | 5.4 | 2005 | 2045 | 2019 | 0.03626 | 828 | 0.08759 | NEI 2019
Oak Ridge LFGTE | 56463_G_1 | 56463 | G | 1 |  | Landfill Gas | MIS_INKY | Indiana | Cass | 0.8 | 2003 | 9999 |  |  |  | 0.54258 | Default Emission Factor
Oak Ridge LFGTE | 56463_G_2 | 56463 | G | 2 |  | Landfill Gas | MIS_INKY | Indiana | Cass | 0.8 | 2003 | 9999 |  |  |  | 0.54258 | Default Emission Factor
Oak Ridge LFGTE | 56463_G_3 | 56463 | G | 3 |  | Landfill Gas | MIS_INKY | Indiana | Cass | 0.8 | 2003 | 9999 |  |  |  | 0.54258 | Default Emission Factor
Oak Ridge LFGTE | 56463_G_4 | 56463 | G | 4 |  | Landfill Gas | MIS_INKY | Indiana | Cass | 0.8 | 2003 | 9999 |  |  |  | 0.54258 | Default Emission Factor
Jay County LFGTE | 56464_G_1 | 56464 | G | 1 |  | Landfill Gas | MIS_INKY | Indiana | Jay | 0.8 | 2005 | 9999 |  |  |  | 0.54258 | Default Emission Factor
Jay County LFGTE | 56464_G_2 | 56464 | G | 2 |  | Landfill Gas | MIS_INKY | Indiana | Jay | 0.8 | 2005 | 9999 |  |  |  | 0.54258 | Default Emission Factor
Jay County LFGTE | 56464_G_3 | 56464 | G | 3 |  | Landfill Gas | MIS_INKY | Indiana | Jay | 0.8 | 2005 | 9999 |  |  |  | 0.54258 | Default Emission Factor
Jay County LFGTE | 56464_G_4 | 56464 | G | 4 |  | Landfill Gas | MIS_INKY | Indiana | Jay | 0.8 | 2005 | 9999 |  |  |  | 0.54258 | Default Emission Factor
Liberty I & II LFGTE | 56465_G_1 | 56465 | G | 1 |  | Landfill Gas | MIS_INKY | Indiana | White | 0.8 | 2005 | 9999 |  |  |  | 0.54258 | Default Emission Factor
Liberty I & II LFGTE | 56465_G_1-II | 56465 | G | 1-II |  | Landfill Gas | MIS_INKY | Indiana | White | 0.8 | 2010 | 9999 |  |  |  | 0.54258 | Default Emission Factor
Liberty I & II LFGTE | 56465_G_1-III | 56465 | G | 1-III |  | Landfill Gas | MIS_INKY | Indiana | White | 1.6 | 2017 | 9999 |  |  |  | 0.54258 | Default Emission Factor
Liberty I & II LFGTE | 56465_G_2 | 56465 | G | 2 |  | Landfill Gas | MIS_INKY | Indiana | White | 0.8 | 2005 | 9999 |  |  |  | 0.54258 | Default Emission Factor
Liberty I & II LFGTE | 56465_G_2-II | 56465 | G | 2-II |  | Landfill Gas | MIS_INKY | Indiana | White | 0.8 | 2010 | 9999 |  |  |  | 0.54258 | Default Emission Factor
Liberty I & II LFGTE | 56465_G_2-III | 56465 | G | 2-III |  | Landfill Gas | MIS_INKY | Indiana | White | 1.6 | 2017 | 9999 |  |  |  | 0.54258 | Default Emission Factor
Liberty I & II LFGTE | 56465_G_3 | 56465 | G | 3 |  | Landfill Gas | MIS_INKY | Indiana | White | 0.8 | 2005 | 9999 |  |  |  | 0.54258 | Default Emission Factor
Liberty I & II LFGTE | 56465_G_3-II | 56465 | G | 3-II |  | Landfill Gas | MIS_INKY | Indiana | White | 0.8 | 2010 | 9999 |  |  |  | 0.54258 | Default Emission Factor
Liberty I & II LFGTE | 56465_G_3-III | 56465 | G | 3-III |  | Landfill Gas | MIS_INKY | Indiana | White | 1.6 | 2017 | 9999 |  |  |  | 0.54258 | Default Emission Factor
Liberty I & II LFGTE | 56465_G_4 | 56465 | G | 4 |  | Landfill Gas | MIS_INKY | Indiana | White | 0.8 | 2005 | 9999 |  |  |  | 0.54258 | Default Emission Factor
Liberty I & II LFGTE | 56465_G_4-II | 56465 | G | 4-II |  | Landfill Gas | MIS_INKY | Indiana | White | 0.8 | 2010 | 9999 |  |  |  | 0.54258 | Default Emission Factor
Liberty I & II LFGTE | 56465_G_4-III | 56465 | G | 4-III |  | Landfill Gas | MIS_INKY | Indiana | White | 1.6 | 2017 | 9999 |  |  |  | 0.54258 | Default Emission Factor
Russell City Energy Center | 56467_G_CTG1 | 56467 | G | CTG1 | 89932 | Combined Cycle | WEC_CALN | California | Alameda | 185 | 2013 | 9999 | 2017 | 1.8719 | 272123 | 0.00736 | NEI 2019
Russell City Energy Center | 56467_G_CTG2 | 56467 | G | CTG2 | 89933 | Combined Cycle | WEC_CALN | California | Alameda | 185 | 2013 | 9999 | 2019 | 1.3157 | 271079 | 0.00736 | NEI 2019
Russell City Energy Center | 56467_G_STG1 | 56467 | G | STG1 | 89932 | Combined Cycle | WEC_CALN | California | Alameda | 245 | 2013 | 9999 |  |  |  | 0.00736 | NEI 2019
McGrath Peaker | 56471_G_1 | 56471 | G | 1 | 90074 | Combustion Turbine | WECC_SCE | California | Ventura | 49 | 2012 | 9999 |  |  |  | 0.12736 | Default Emission Factor
Grapeland Hybrid | 56472_G_1 | 56472 | G | 1 | 90070 | Combustion Turbine | WECC_SCE | California | San Bernardino | 46 | 2007 | 9999 |  |  |  | 0.12736 | Default Emission Factor
Mira Loma Peaker | 56473_G_1 | 56473 | G | 1 | 90071 | Combustion Turbine | WECC_SCE | California | San Bernardino | 49 | 2007 | 9999 |  |  |  | 0.12736 | Default Emission Factor
Barre Peaker | 56474_G_1 | 56474 | G | 1 | 90072 | Combustion Turbine | WECC_SCE | California | Orange | 49 | 2007 | 9999 |  |  |  | 0.12736 | Default Emission Factor
Center Hybrid | 56475_G_1 | 56475 | G | 1 | 90073 | Combustion Turbine | WECC_SCE | California | Los Angeles | 47 | 2007 | 9999 |  |  |  | 0.12736 | Default Emission Factor
Gateway Generating Station | 56476_G_A | 56476 | G | A | 89759 | Combined Cycle | WEC_CALN | California | Contra Costa | 177 | 2009 | 9999 | 2017 | 7.685 | 1913381 | 0.01214 | NEI 2019
Gateway Generating Station | 56476_G_B | 56476 | G | B | 89760 | Combined Cycle | WEC_CALN | California | Contra Costa | 177 | 2009 | 9999 | 2017 | 9.1939 | 866417 | 0.01214 | NEI 2019
Gateway Generating Station | 56476_G_C | 56476 | G | C | 89759 | Combined Cycle | WEC_CALN | California | Contra Costa | 209.4 | 2009 | 9999 |  |  |  | 0.01214 | NEI 2019
MJMEUC Generating Station #1 | 56478_G_0001 | 56478 | G | 0001 |  | Combustion Turbine | MIS_MO | Missouri | Audrain | 11.3 | 2007 | 9999 |  |  |  | 0.12736 | Default Emission Factor
Marshfield Utilities Gas Plant | 56480_G_M1 | 56480 | G | M1 | 89761 | Combustion Turbine | MIS_WUMS | Wisconsin | Wood | 53.3 | 2011 | 9999 |  |  |  | 0.12736 | Default Emission Factor
Black Mountain Generating Station | 56482_G_1 | 56482 | G | 1 | 89755 | Combustion Turbine | WECC_AZ | Arizona | Mohave | 45 | 2008 | 9999 | 2019 | 0.84526 | 49004.5 | 0.0345 | NEI 2019
Black Mountain Generating Station | 56482_G_2 | 56482 | G | 2 | 89756 | Combustion Turbine | WECC_AZ | Arizona | Mohave | 45 | 2008 | 9999 | 2019 | 2.4847 | 49004.5 | 0.10141 | NEI 2019
Elkins Generating Center | 56489_G_A | 56489 | G | A |  | Combustion Turbine | SPP_WEST | Arkansas | Washington | 20 | 2010 | 9999 |  |  |  | 0.12736 | Default Emission Factor
Elkins Generating Center | 56489_G_B | 56489 | G | B |  | Combustion Turbine | SPP_WEST | Arkansas | Washington | 20 | 2010 | 9999 |  |  |  | 0.12736 | Default Emission Factor
Elkins Generating Center | 56489_G_C | 56489 | G | C |  | Combustion Turbine | SPP_WEST | Arkansas | Washington | 20 | 2013 | 9999 |  |  |  | 0.12736 | Default Emission Factor
Phillips 66 Billings Refinery | 56496_G_3701 | 56496 | G | 3701 |  | Fossil Waste | WECC_MT | Montana | Yellowstone | 1.5 | 2007 | 9999 |  |  |  | 0.66403 | Default Emission Factor
Goodman Energy Center | 56497_G_1 | 56497 | G | 1 |  | Combustion Turbine | SPP_WEST | Kansas | Ellis | 8.2 | 2008 | 9999 | 2019 | 0.41395 | 8351.142 | 0.09914 | NEI 2019
Goodman Energy Center | 56497_G_10 | 56497 | G | 10 |  | Combustion Turbine | SPP_WEST | Kansas | Ellis | 9.2 | 2016 | 9999 |  |  |  | 0.92213 | Default Emission Factor
Goodman Energy Center | 56497_G_11 | 56497 | G | 11 |  | Combustion Turbine | SPP_WEST | Kansas | Ellis | 9.2 | 2016 | 9999 |  |  |  | 0.92213 | Default Emission Factor
Goodman Energy Center | 56497_G_12 | 56497 | G | 12 |  | Combustion Turbine | SPP_WEST | Kansas | Ellis | 9.2 | 2016 | 9999 |  |  |  | 0.92213 | Default Emission Factor
Goodman Energy Center | 56497_G_2 | 56497 | G | 2 |  | Combustion Turbine | SPP_WEST | Kansas | Ellis | 8.2 | 2008 | 9999 | 2019 | 0.38731 | 8351.142 | 0.09276 | NEI 2019
Goodman Energy Center | 56497_G_3 | 56497 | G | 3 |  | Combustion Turbine | SPP_WEST | Kansas | Ellis | 8.2 | 2008 | 9999 | 2019 | 0.38969 | 8351.142 | 0.09333 | NEI 2019
Goodman Energy Center | 56497_G_4 | 56497 | G | 4 |  | Combustion Turbine | SPP_WEST | Kansas | Ellis | 8.2 | 2008 | 9999 | 2019 | 0.34888 | 8351.142 | 0.08355 | NEI 2019
Goodman Energy Center | 56497_G_5 | 56497 | G | 5 |  | Combustion Turbine | SPP_WEST | Kansas | Ellis | 8.2 | 2008 | 9999 | 2019 | 0.28191 | 8351.142 | 0.06752 | NEI 2019
Goodman Energy Center | 56497_G_6 | 56497 | G | 6 |  | Combustion Turbine | SPP_WEST | Kansas | Ellis | 8.2 | 2008 | 9999 | 2019 | 0.2475 | 8351.142 | 0.05927 | NEI 2019
Goodman Energy Center | 56497_G_7 | 56497 | G | 7 |  | Combustion Turbine | SPP_WEST | Kansas | Ellis | 8.2 | 2008 | 9999 | 2019 | 0.27969 | 8351.142 | 0.06698 | NEI 2019
Goodman Energy Center | 56497_G_8 | 56497 | G | 8 |  | Combustion Turbine | SPP_WEST | Kansas | Ellis | 8.2 | 2008 | 9999 | 2019 | 0.30617 | 8351.142 | 0.07333 | NEI 2019
Goodman Energy Center | 56497_G_9 | 56497 | G | 9 |  | Combustion Turbine | SPP_WEST | Kansas | Ellis | 8.2 | 2008 | 9999 | 2019 | 0.43677 | 8351.142 | 0.1046 | NEI 2019
Torrington Terminal | 565_G_UN10 | 565 | G | UN10 | 370 | Combustion Turbine | NENG_CT | Connecticut | Litchfield | 17.4 | 1967 | 9999 |  |  |  | 0.12736 | Default Emission Factor
Western 102 Power Plant | 56500_G_A101 | 56500 | G | A101 |  | Combustion Turbine | WECC_NNV | Nevada | Storey | 7.9 | 2005 | 9999 | 2019 | 5.822 | 22128.0714 | 0.52621 | NEI 2019
Western 102 Power Plant | 56500_G_B102 | 56500 | G | B102 |  | Combustion Turbine | WECC_NNV | Nevada | Storey | 7.9 | 2005 | 9999 |  |  |  | 0.92213 | Default Emission Factor
Western 102 Power Plant | 56500_G_B202 | 56500 | G | B202 |  | Combustion Turbine | WECC_NNV | Nevada | Storey | 7.9 | 2005 | 9999 |  |  |  | 0.92213 | Default Emission Factor
Western 102 Power Plant | 56500_G_C102 | 56500 | G | C102 |  | Combustion Turbine | WECC_NNV | Nevada | Storey | 7.9 | 2005 | 9999 |  |  |  | 0.92213 | Default Emission Factor
Western 102 Power Plant | 56500_G_C202 | 56500 | G | C202 |  | Combustion Turbine | WECC_NNV | Nevada | Storey | 7.9 | 2005 | 9999 |  |  |  | 0.92213 | Default Emission Factor
Western 102 Power Plant | 56500_G_D101 | 56500 | G | D101 |  | Combustion Turbine | WECC_NNV | Nevada | Storey | 7.9 | 2005 | 9999 |  |  |  | 0.92213 | Default Emission Factor
Western 102 Power Plant | 56500_G_E102 | 56500 | G | E102 |  | Combustion Turbine | WECC_NNV | Nevada | Storey | 7.9 | 2005 | 9999 |  |  |  | 0.92213 | Default Emission Factor
Western 102 Power Plant | 56500_G_E202 | 56500 | G | E202 |  | Combustion Turbine | WECC_NNV | Nevada | Storey | 7.9 | 2005 | 9999 |  |  |  | 0.92213 | Default Emission Factor
Western 102 Power Plant | 56500_G_F102 | 56500 | G | F102 |  | Combustion Turbine | WECC_NNV | Nevada | Storey | 7.9 | 2005 | 9999 |  |  |  | 0.92213 | Default Emission Factor
Western 102 Power Plant | 56500_G_F202 | 56500 | G | F202 |  | Combustion Turbine | WECC_NNV | Nevada | Storey | 7.9 | 2005 | 9999 |  |  |  | 0.92213 | Default Emission Factor
Western 102 Power Plant | 56500_G_G102 | 56500 | G | G102 |  | Combustion Turbine | WECC_NNV | Nevada | Storey | 7.9 | 2005 | 9999 |  |  |  | 0.92213 | Default Emission Factor
Western 102 Power Plant | 56500_G_G202 | 56500 | G | G202 |  | Combustion Turbine | WECC_NNV | Nevada | Storey | 7.9 | 2005 | 9999 |  |  |  | 0.92213 | Default Emission Factor
Western 102 Power Plant | 56500_G_H102 | 56500 | G | H102 |  | Combustion Turbine | WECC_NNV | Nevada | Storey | 7.9 | 2005 | 9999 |  |  |  | 0.92213 | Default Emission Factor
Western 102 Power Plant | 56500_G_H202 | 56500 | G | H202 |  | Combustion Turbine | WECC_NNV | Nevada | Storey | 7.9 | 2005 | 9999 |  |  |  | 0.92213 | Default Emission Factor
Emporia Energy Center | 56502_G_1 | 56502 | G | 1 | 89850 | Combustion Turbine | SPP_N | Kansas | Lyon | 45 | 2008 | 9999 | 2019 | 3.7638 | 48858.9241 | 0.15407 | NEI 2019
Emporia Energy Center | 56502_G_2 | 56502 | G | 2 | 89851 | Combustion Turbine | SPP_N | Kansas | Lyon | 44 | 2008 | 9999 | 2019 | 0.70745 | 47773.1703 | 0.02962 | NEI 2019
Emporia Energy Center | 56502_G_3 | 56502 | G | 3 | 89852 | Combustion Turbine | SPP_N | Kansas | Lyon | 43 | 2008 | 9999 | 2019 | 2.6656 | 46687.4164 | 0.11419 | NEI 2019
Emporia Energy Center | 56502_G_4 | 56502 | G | 4 | 89853 | Combustion Turbine | SPP_N | Kansas | Lyon | 44 | 2008 | 9999 | 2019 | 1.8768 | 47773.1703 | 0.07857 | NEI 2019
Emporia Energy Center | 56502_G_5 | 56502 | G | 5 | 89854 | Combustion Turbine | SPP_N | Kansas | Lyon | 158 | 2008 | 9999 | 2019 | 7.0944 | 171549.1115 | 0.08271 | NEI 2019
Emporia Energy Center | 56502_G_6 | 56502 | G | 6 | 89855 | Combustion Turbine | SPP_N | Kansas | Lyon | 155 | 2009 | 9999 | 2019 | 5.0519 | 168291.8498 | 0.06004 | NEI 2019
Emporia Energy Center | 56502_G_7 | 56502 | G | 7 | 89856 | Combustion Turbine | SPP_N | Kansas | Lyon | 157 | 2009 | 9999 | 2019 | 5.97 | 170463.3576 | 0.07004 | NEI 2019
Riley Generating Station | 56503_G_1 | 56503 | G | 1 |  | Combustion Turbine | MIS_LMI | Michigan | Ottawa | 2 | 2006 | 9999 |  |  |  | 0.92213 | Default Emission Factor
Riley Generating Station | 56503_G_2 | 56503 | G | 2 |  | Combustion Turbine | MIS_LMI | Michigan | Ottawa | 2 | 2006 | 9999 |  |  |  | 0.92213 | Default Emission Factor
Riley Generating Station | 56503_G_3 | 56503 | G | 3 |  | Combustion Turbine | MIS_LMI | Michigan | Ottawa | 2 | 2006 | 9999 |  |  |  | 0.92213 | Default Emission Factor
Riley Generating Station | 56503_G_4 | 56503 | G | 4 |  | Combustion Turbine | MIS_LMI | Michigan | Ottawa | 2 | 2006 | 9999 |  |  |  | 0.92213 | Default Emission Factor
Riley Generating Station | 56503_G_5 | 56503 | G | 5 |  | Combustion Turbine | MIS_LMI | Michigan | Ottawa | 2 | 2006 | 9999 |  |  |  | 0.92213 | Default Emission Factor
Municipal Power Plant | 56504_G_1 | 56504 | G | 1 |  | Combustion Turbine | MIS_LMI | Michigan | Ottawa | 1 | 2002 | 9999 |  |  |  | 0.92213 | Default Emission Factor
Municipal Power Plant | 56504_G_2 | 56504 | G | 2 |  | Combustion Turbine | MIS_LMI | Michigan | Ottawa | 1 | 2002 | 9999 |  |  |  | 0.92213 | Default Emission Factor
Jonesboro City Water & Light Plant | 56505_G_SN01 | 56505 | G | SN01 |  | Combustion Turbine | MIS_AR | Arkansas | Craighead | 20 | 1999 | 9999 | 2017 | 0.70646 | 5831.5254 | 0.24229 | NEI 2019
Jonesboro City Water & Light Plant | 56505_G_SN02 | 56505 | G | SN02 |  | Combustion Turbine | MIS_AR | Arkansas | Craighead | 19 | 1999 | 9999 | 2017 | 0.64715 | 5539.9492 | 0.23363 | NEI 2019
Jonesboro City Water & Light Plant | 56505_G_SN04 | 56505 | G | SN04 | 89827 | Combustion Turbine | MIS_AR | Arkansas | Craighead | 46 | 2000 | 9999 | 2017 | 1.7264 | 13412.5085 | 0.25743 | NEI 2019
Jonesboro City Water & Light Plant | 56505_G_SN06 | 56505 | G | SN06 | 89828 | Combustion Turbine | MIS_AR | Arkansas | Craighead | 46 | 2003 | 9999 | 2017 | 1.335 | 13412.5085 | 0.19906 | NEI 2019
Jonesboro City Water & Light Plant | 56505_G_SN07 | 56505 | G | SN07 | 89829 | Combustion Turbine | MIS_AR | Arkansas | Craighead | 46 | 2007 | 9999 |  |  |  | 0.12736 | Default Emission Factor
Tesoro SLC Cogeneration Plant | 56509_G_1 | 56509 | G | 1 |  | Combustion Turbine | WECC_UT | Utah | Salt Lake | 11.6 | 2004 | 9999 |  |  |  | 0.12736 | Default Emission Factor
Tesoro SLC Cogeneration Plant | 56509_G_2 | 56509 | G | 2 |  | Combustion Turbine | WECC_UT | Utah | Salt Lake | 11.6 | 2004 | 9999 |  |  |  | 0.12736 | Default Emission Factor
Frey Farm Landfill | 56510_G_GEN2 | 56510 | G | GEN2 |  | Landfill Gas | PJM_EMAC | Pennsylvania | Lancaster | 1.6 | 2006 | 9999 |  |  |  | 0.54258 | Default Emission Factor
Pennsauken Landfill | 56511_G_GEN1 | 56511 | G | GEN1 |  | Landfill Gas | PJM_EMAC | New Jersey | Camden | 0.9 | 2004 | 9999 |  |  |  | 0.54258 | Default Emission Factor
Pennsauken Landfill | 56511_G_GEN2 | 56511 | G | GEN2 |  | Landfill Gas | PJM_EMAC | New Jersey | Camden | 0.9 | 2004 | 9999 |  |  |  | 0.54258 | Default Emission Factor
GLRA Landfill | 56512_G_GEN1 | 56512 | G | GEN1 |  | Landfill Gas | PJM_WMAC | Pennsylvania | Lebanon | 1.6 | 2007 | 9999 |  |  |  | 0.54258 | Default Emission Factor
GLRA Landfill | 56512_G_GEN2 | 56512 | G | GEN2 |  | Landfill Gas | PJM_WMAC | Pennsylvania | Lebanon | 1.6 | 2007 | 9999 |  |  |  | 0.54258 | Default Emission Factor
Whitemarsh Central Utility Plant | 56513_G_CGE | 56513 | G | CGE |  | Combustion Turbine | PJM_EMAC | Pennsylvania | Montgomery | 1.6 | 2007 | 9999 |  |  |  | 0.92213 | Default Emission Factor
Plains End II LLC | 56516_G_2G01 | 56516 | G | 2G01 |  | Combustion Turbine | WECC_CO | Colorado | Jefferson | 8.3 | 2008 | 9999 |  |  |  | 3.2673 | NEI 2019
Plains End II LLC | 56516_G_2G02 | 56516 | G | 2G02 |  | Combustion Turbine | WECC_CO | Colorado | Jefferson | 8.3 | 2008 | 9999 |  |  |  | 3.2673 | NEI 2019
Plains End II LLC | 56516_G_2G03 | 56516 | G | 2G03 |  | Combustion Turbine | WECC_CO | Colorado | Jefferson | 8.3 | 2008 | 9999 |  |  |  | 3.2673 | NEI 2019
Plains End II LLC | 56516_G_2G04 | 56516 | G | 2G04 |  | Combustion Turbine | WECC_CO | Colorado | Jefferson | 8.3 | 2008 | 9999 |  |  |  | 3.2673 | NEI 2019
Plains End II LLC | 56516_G_2G05 | 56516 | G | 2G05 |  | Combustion Turbine | WECC_CO | Colorado | Jefferson | 8.3 | 2008 | 9999 |  |  |  | 3.2673 | NEI 2019
Plains End II LLC | 56516_G_2G06 | 56516 | G | 2G06 |  | Combustion Turbine | WECC_CO | Colorado | Jefferson | 8.3 | 2008 | 9999 |  |  |  | 3.2673 | NEI 2019
Plains End II LLC | 56516_G_2G07 | 56516 | G | 2G07 |  | Combustion Turbine | WECC_CO | Colorado | Jefferson | 8.3 | 2008 | 9999 |  |  |  | 3.2673 | NEI 2019
Plains End II LLC | 56516_G_2G08 | 56516 | G | 2G08 |  | Combustion Turbine | WECC_CO | Colorado | Jefferson | 8.3 | 2008 | 9999 |  |  |  | 3.2673 | NEI 2019
Plains End II LLC | 56516_G_2G09 | 56516 | G | 2G09 |  | Combustion Turbine | WECC_CO | Colorado | Jefferson | 8.3 | 2008 | 9999 |  |  |  | 3.2673 | NEI 2019
Plains End II LLC | 56516_G_2G10 | 56516 | G | 2G10 |  | Combustion Turbine | WECC_CO | Colorado | Jefferson | 8.3 | 2008 | 9999 |  |  |  | 3.2673 | NEI 2019
Plains End II LLC | 56516_G_2G11 | 56516 | G | 2G11 |  | Combustion Turbine | WECC_CO | Colorado | Jefferson | 8.3 | 2008 | 9999 |  |  |  | 3.2673 | NEI 2019
Plains End II LLC | 56516_G_2G12 | 56516 | G | 2G12 |  | Combustion Turbine | WECC_CO | Colorado | Jefferson | 8.3 | 2008 | 9999 |  |  |  | 3.2673 | NEI 2019
Plains End II LLC | 56516_G_2G13 | 56516 | G | 2G13 |  | Combustion Turbine | WECC_CO | Colorado | Jefferson | 8.3 | 2008 | 9999 |  |  |  | 3.2673 | NEI 2019
Plains End II LLC | 56516_G_2G14 | 56516 | G | 2G14 |  | Combustion Turbine | WECC_CO | Colorado | Jefferson | 8.3 | 2008 | 9999 | 2017 | 15.76 | 9647 | 3.2673 | NEI 2019
West Diesel Generation Unit | 56517_G_East | 56517 | G | East |  | Combustion Turbine | MIS_MIDA | Iowa | Pocahontas | 1.9 | 2006 | 9999 |  |  |  | 0.92213 | Default Emission Factor
West Diesel Generation Unit | 56517_G_West | 56517 | G | West |  | Combustion Turbine | MIS_MIDA | Iowa | Pocahontas | 1.9 | 2006 | 9999 |  |  |  | 0.92213 | Default Emission Factor
South Energy Center | 56518_G_GT1 | 56518 | G | GT1 |  | Combustion Turbine | FRCC | Florida | Alachua | 4.3 | 2009 | 9999 |  |  |  | 0.12736 | Default Emission Factor
South Energy Center | 56518_G_REG1 | 56518 | G | REG1 |  | Combustion Turbine | FRCC | Florida | Alachua | 7.4 | 2017 | 9999 |  |  |  | 0.92213 | Default Emission Factor
Salem Electric Department | 56519_G_1 | 56519 | G | 1 |  | Combustion Turbine | PJM_West | Virginia | Salem City | 1.3 | 2007 | 9999 |  |  |  | 0.92213 | Default Emission Factor
Deertrack Park Gas Recovery | 56520_G_GEN1 | 56520 | G | GEN1 |  | Landfill Gas | MIS_WUMS | Wisconsin | Jefferson | 0.8 | 2006 | 9999 |  |  |  | 0.54258 | Default Emission Factor
Deertrack Park Gas Recovery | 56520_G_GEN2 | 56520 | G | GEN2 |  | Landfill Gas | MIS_WUMS | Wisconsin | Jefferson | 0.8 | 2006 | 9999 |  |  |  | 0.54258 | Default Emission Factor
Deertrack Park Gas Recovery | 56520_G_GEN3 | 56520 | G | GEN3 |  | Landfill Gas | MIS_WUMS | Wisconsin | Jefferson | 0.8 | 2006 | 9999 |  |  |  | 0.54258 | Default Emission Factor
Deertrack Park Gas Recovery | 56520_G_GEN4 | 56520 | G | GEN4 |  | Landfill Gas | MIS_WUMS | Wisconsin | Jefferson | 0.8 | 2006 | 9999 |  |  |  | 0.54258 | Default Emission Factor
Deertrack Park Gas Recovery | 56520_G_GEN5 | 56520 | G | GEN5 |  | Landfill Gas | MIS_WUMS | Wisconsin | Jefferson | 0.8 | 2007 | 9999 |  |  |  | 0.54258 | Default Emission Factor
Deertrack Park Gas Recovery | 56520_G_GEN6 | 56520 | G | GEN6 |  | Landfill Gas | MIS_WUMS | Wisconsin | Jefferson | 0.8 | 2007 | 9999 |  |  |  | 0.54258 | Default Emission Factor
Deertrack Park Gas Recovery | 56520_G_GEN7 | 56520 | G | GEN7 |  | Landfill Gas | MIS_WUMS | Wisconsin | Jefferson | 0.8 | 2007 | 9999 |  |  |  | 0.54258 | Default Emission Factor
Deertrack Park Gas Recovery | 56520_G_GEN8 | 56520 | G | GEN8 |  | Landfill Gas | MIS_WUMS | Wisconsin | Jefferson | 0.8 | 2007 | 9999 |  |  |  | 0.54258 | Default Emission Factor
Lake Mills Gas Recovery | 56521_G_GEN1 | 56521 | G | GEN1 |  | Landfill Gas | MIS_IA | Iowa | Winnebago | 0.8 | 2006 | 9999 |  |  |  | 0.54258 | Default Emission Factor
Lake Mills Gas Recovery | 56521_G_GEN2 | 56521 | G | GEN2 |  | Landfill Gas | MIS_IA | Iowa | Winnebago | 0.8 | 2006 | 9999 |  |  |  | 0.54258 | Default Emission Factor
Lake Mills Gas Recovery | 56521_G_GEN3 | 56521 | G | GEN3 |  | Landfill Gas | MIS_IA | Iowa | Winnebago | 0.8 | 2006 | 9999 |  |  |  | 0.54258 | Default Emission Factor
Lake Mills Gas Recovery | 56521_G_GEN4 | 56521 | G | GEN4 |  | Landfill Gas | MIS_IA | Iowa | Winnebago | 0.8 | 2006 | 9999 |  |  |  | 0.54258 | Default Emission Factor
Lake Mills Gas Recovery | 56521_G_GEN5 | 56521 | G | GEN5 |  | Landfill Gas | MIS_IA | Iowa | Winnebago | 0.8 | 2006 | 9999 |  |  |  | 0.54258 | Default Emission Factor
Springhill Gas Recovery Plant | 56522_G_GEN1 | 56522 | G | GEN1 |  | Landfill Gas | S_SOU | Florida | Jackson | 0.8 | 2006 | 9999 | 2018 | 0.3 | 5881.8333 | 0.10201 | Florida State Emissions Inventory
Springhill Gas Recovery Plant | 56522_G_GEN2 | 56522 | G | GEN2 |  | Landfill Gas | S_SOU | Florida | Jackson | 0.8 | 2006 | 9999 | 2018 | 0.3 | 5881.8333 | 0.10201 | Florida State Emissions Inventory
Springhill Gas Recovery Plant | 56522_G_GEN3 | 56522 | G | GEN3 |  | Landfill Gas | S_SOU | Florida | Jackson | 0.8 | 2006 | 9999 | 2018 | 0.3 | 5881.8333 | 0.10201 | Florida State Emissions Inventory
Springhill Gas Recovery Plant | 56522_G_GEN4 | 56522 | G | GEN4 |  | Landfill Gas | S_SOU | Florida | Jackson | 0.8 | 2006 | 9999 | 2018 | 0.3 | 5881.8333 | 0.10201 | Florida State Emissions Inventory
Springhill Gas Recovery Plant | 56522_G_GEN5 | 56522 | G | GEN5 |  | Landfill Gas | S_SOU | Florida | Jackson | 0.8 | 2006 | 9999 | 2018 | 0.3 | 5881.8333 | 0.10201 | Florida State Emissions Inventory
Springhill Gas Recovery Plant | 56522_G_GEN6 | 56522 | G | GEN6 |  | Landfill Gas | S_SOU | Florida | Jackson | 0.8 | 2006 | 9999 | 2018 | 0.3 | 5881.8333 | 0.10201 | Florida State Emissions Inventory
Two Pine Landfill Gas Recovery | 56523_G_GEN1 | 56523 | G | GEN1 |  | Landfill Gas | MIS_AR | Arkansas | Pulaski | 0.8 | 2006 | 9999 | 2017 | 9.8912 | 33520 | 0.59016 | NEI 2019
Two Pine Landfill Gas Recovery | 56523_G_GEN2 | 56523 | G | GEN2 |  | Landfill Gas | MIS_AR | Arkansas | Pulaski | 0.8 | 2006 | 9999 |  |  |  | 0.59016 | NEI 2019
Two Pine Landfill Gas Recovery | 56523_G_GEN3 | 56523 | G | GEN3 |  | Landfill Gas | MIS_AR | Arkansas | Pulaski | 0.8 | 2006 | 9999 |  |  |  | 0.59016 | NEI 2019
Two Pine Landfill Gas Recovery | 56523_G_GEN4 | 56523 | G | GEN4 |  | Landfill Gas | MIS_AR | Arkansas | Pulaski | 0.8 | 2006 | 9999 |  |  |  | 0.59016 | NEI 2019
Two Pine Landfill Gas Recovery | 56523_G_GEN5 | 56523 | G | GEN5 |  | Landfill Gas | MIS_AR | Arkansas | Pulaski | 0.8 | 2006 | 9999 |  |  |  | 0.59016 | NEI 2019
Austin Gas Recovery | 56524_G_GEN1 | 56524 | G | GEN1 |  | Landfill Gas | ERC_REST | Texas | Travis | 1.6 | 2007 | 9999 |  |  |  | 0.54258 | Default Emission Factor
Austin Gas Recovery | 56524_G_GEN2 | 56524 | G | GEN2 |  | Landfill Gas | ERC_REST | Texas | Travis | 1.6 | 2007 | 9999 |  |  |  | 0.54258 | Default Emission Factor
Austin Gas Recovery | 56524_G_GEN3 | 56524 | G | GEN3 |  | Landfill Gas | ERC_REST | Texas | Travis | 1.6 | 2007 | 9999 |  |  |  | 0.54258 | Default Emission Factor
Timberline Trail Gas Recovery | 56525_G_GEN1 | 56525 | G | GEN1 |  | Landfill Gas | MIS_MNWI | Wisconsin | Rusk | 0.8 | 2006 | 9999 |  |  |  | 0.54258 | Default Emission Factor
Timberline Trail Gas Recovery | 56525_G_GEN2 | 56525 | G | GEN2 |  | Landfill Gas | MIS_MNWI | Wisconsin | Rusk | 0.8 | 2006 | 9999 |  |  |  | 0.54258 | Default Emission Factor
Timberline Trail Gas Recovery | 56525_G_GEN3 | 56525 | G | GEN3 |  | Landfill Gas | MIS_MNWI | Wisconsin | Rusk | 0.8 | 2006 | 9999 |  |  |  | 0.54258 | Default Emission Factor
Timberline Trail Gas Recovery | 56525_G_GEN4 | 56525 | G | GEN4 |  | Landfill Gas | MIS_MNWI | Wisconsin | Rusk | 0.8 | 2006 | 9999 |  |  |  | 0.54258 | Default Emission Factor
Timberline Trail Gas Recovery | 56525_G_GEN5 | 56525 | G | GEN5 |  | Landfill Gas | MIS_MNWI | Wisconsin | Rusk | 0.8 | 2007 | 9999 |  |  |  | 0.54258 | Default Emission Factor
Chaffee Gas Recovery | 56526_G_GEN1 | 56526 | G | GEN1 |  | Landfill Gas | NY_Z_A | New York | Erie | 0.8 | 2007 | 9999 |  |  |  | 0.54258 | Default Emission Factor
Chaffee Gas Recovery | 56526_G_GEN2 | 56526 | G | GEN2 |  | Landfill Gas | NY_Z_A | New York | Erie | 0.8 | 2007 | 9999 |  |  |  | 0.54258 | Default Emission Factor
Chaffee Gas Recovery | 56526_G_GEN3 | 56526 | G | GEN3 |  | Landfill Gas | NY_Z_A | New York | Erie | 0.8 | 2007 | 9999 |  |  |  | 0.54258 | Default Emission Factor
Chaffee Gas Recovery | 56526_G_GEN4 | 56526 | G | GEN4 |  | Landfill Gas | NY_Z_A | New York | Erie | 0.8 | 2007 | 9999 |  |  |  | 0.54258 | Default Emission Factor
Chaffee Gas Recovery | 56526_G_GEN5 | 56526 | G | GEN5 |  | Landfill Gas | NY_Z_A | New York | Erie | 0.8 | 2007 | 9999 |  |  |  | 0.54258 | Default Emission Factor
Chaffee Gas Recovery | 56526_G_GEN6 | 56526 | G | GEN6 |  | Landfill Gas | NY_Z_A | New York | Erie | 0.8 | 2007 | 9999 |  |  |  | 0.54258 | Default Emission Factor
Chaffee Gas Recovery | 56526_G_GEN7 | 56526 | G | GEN7 |  | Landfill Gas | NY_Z_A | New York | Erie | 0.8 | 2009 | 9999 |  |  |  | 0.54258 | Default Emission Factor
Chaffee Gas Recovery | 56526_G_GEN8 | 56526 | G | GEN8 |  | Landfill Gas | NY_Z_A | New York | Erie | 0.8 | 2009 | 9999 |  |  |  | 0.54258 | Default Emission Factor
Fitchburg Gas Recovery | 56527_G_GEN1 | 56527 | G | GEN1 |  | Landfill Gas | NENGREST | Massachusetts | Worcester | 1.6 | 2007 | 9999 | 2019 | 1.8928 | 12547 | 0.30171 | NEI 2019
Fitchburg Gas Recovery | 56527_G_GEN2 | 56527 | G | GEN2 |  | Landfill Gas | NENGREST | Massachusetts | Worcester | 1.6 | 2007 | 9999 | 2019 | 1.7472 | 12547 | 0.27851 | NEI 2019
Fitchburg Gas Recovery | 56527_G_GEN3 | 56527 | G | GEN3 |  | Landfill Gas | NENGREST | Massachusetts | Worcester | 1.6 | 2009 | 9999 | 2019 | 1.8746 | 12547 | 0.29881 | NEI 2019
Five Oaks Gas Recovery | 56529_G_GEN1 | 56529 | G | GEN1 |  | Landfill Gas | MIS_IL | Illinois | Christian | 0.8 | 2008 | 9999 |  |  |  | 0.54258 | Default Emission Factor
Five Oaks Gas Recovery | 56529_G_GEN2 | 56529 | G | GEN2 |  | Landfill Gas | MIS_IL | Illinois | Christian | 0.8 | 2008 | 9999 |  |  |  | 0.54258 | Default Emission Factor
Five Oaks Gas Recovery | 56529_G_GEN3 | 56529 | G | GEN3 |  | Landfill Gas | MIS_IL | Illinois | Christian | 0.8 | 2008 | 9999 |  |  |  | 0.54258 | Default Emission Factor
Five Oaks Gas Recovery | 56529_G_GEN4 | 56529 | G | GEN4 |  | Landfill Gas | MIS_IL | Illinois | Christian | 0.8 | 2008 | 9999 |  |  |  | 0.54258 | Default Emission Factor
DADS Gas Recovery | 56530_G_GEN1 | 56530 | G | GEN1 |  | Landfill Gas | WECC_CO | Colorado | Arapahoe | 0.8 | 2008 | 9999 |  |  |  | 0.54258 | Default Emission Factor
DADS Gas Recovery | 56530_G_GEN2 | 56530 | G | GEN2 |  | Landfill Gas | WECC_CO | Colorado | Arapahoe | 0.8 | 2008 | 9999 |  |  |  | 0.54258 | Default Emission Factor
DADS Gas Recovery | 56530_G_GEN3 | 56530 | G | GEN3 |  | Landfill Gas | WECC_CO | Colorado | Arapahoe | 0.8 | 2008 | 9999 |  |  |  | 0.54258 | Default Emission Factor
DADS Gas Recovery | 56530_G_GEN4 | 56530 | G | GEN4 |  | Landfill Gas | WECC_CO | Colorado | Arapahoe | 0.8 | 2008 | 9999 |  |  |  | 0.54258 | Default Emission Factor
Waste Management Bethel LFGTE | 56531_G_GEN1 | 56531 | G | GEN1 |  | Landfill Gas | PJM_Dom | Virginia | Hampton City | 0.8 | 2008 | 9999 | 2019 | 0.65377 | 36945 | 0.03539 | NEI 2019
Waste Management Bethel LFGTE | 56531_G_GEN2 | 56531 | G | GEN2 |  | Landfill Gas | PJM_Dom | Virginia | Hampton City | 0.8 | 2008 | 9999 |  |  |  | 0.03539 | NEI 2019
Waste Management Bethel LFGTE | 56531_G_GEN3 | 56531 | G | GEN3 |  | Landfill Gas | PJM_Dom | Virginia | Hampton City | 0.8 | 2008 | 9999 |  |  |  | 0.03539 | NEI 2019
Waste Management Bethel LFGTE | 56531_G_GEN4 | 56531 | G | GEN4 |  | Landfill Gas | PJM_Dom | Virginia | Hampton City | 0.8 | 2008 | 9999 |  |  |  | 0.03539 | NEI 2019
Waste Management Bethel LFGTE | 56531_G_GEN5 | 56531 | G | GEN5 |  | Landfill Gas | PJM_Dom | Virginia | Hampton City | 0.8 | 2008 | 9999 |  |  |  | 0.03539 | NEI 2019
Waste Management Bethel LFGTE | 56531_G_GEN6 | 56531 | G | GEN6 |  | Landfill Gas | PJM_Dom | Virginia | Hampton City | 0.8 | 2008 | 9999 |  |  |  | 0.03539 | NEI 2019
Colusa Generating Station | 56532_G_A | 56532 | G | A | 90561 | Combined Cycle | WEC_CALN | California | Colusa | 167 | 2010 | 9999 | 2017 | 11.1375 | 1782282 | 0.01837 | NEI 2019
Colusa Generating Station | 56532_G_B | 56532 | G | B | 90562 | Combined Cycle | WEC_CALN | California | Colusa | 167 | 2010 | 9999 | 2017 | 11.7363 | 708343 | 0.01837 | NEI 2019
Colusa Generating Station | 56532_G_C | 56532 | G | C | 90561 | Combined Cycle | WEC_CALN | California | Colusa | 306 | 2010 | 9999 |  |  |  | 0.01837 | NEI 2019
Seneca City of | 56545_G_PPG1 | 56545 | G | PPG1 |  | Combustion Turbine | S_VACA | South Carolina | Oconee | 1.8 | 2004 | 9999 |  |  |  | 0.92213 | Default Emission Factor
Seneca City of | 56545_G_PPG2 | 56545 | G | PPG2 |  | Combustion Turbine | S_VACA | South Carolina | Oconee | 1.8 | 2004 | 9999 |  |  |  | 0.92213 | Default Emission Factor
Seneca City of | 56545_G_PPG3 | 56545 | G | PPG3 |  | Combustion Turbine | S_VACA | South Carolina | Oconee | 1.8 | 2004 | 9999 |  |  |  | 0.92213 | Default Emission Factor
Seneca City of | 56545_G_WPG1 | 56545 | G | WPG1 |  | Combustion Turbine | S_VACA | South Carolina | Oconee | 1.8 | 2004 | 9999 |  |  |  | 0.92213 | Default Emission Factor
Seneca City of | 56545_G_WPG2 | 56545 | G | WPG2 |  | Combustion Turbine | S_VACA | South Carolina | Oconee | 1.8 | 2004 | 9999 |  |  |  | 0.92213 | Default Emission Factor
Cornelius Delivery No 1 | 56546_G_1 | 56546 | G | 1 |  | Combustion Turbine | S_VACA | North Carolina | Mecklenburg | 2 | 2007 | 9999 |  |  |  | 0.92213 | Default Emission Factor
Bostic Delivery No 2 | 56547_G_1 | 56547 | G | 1 |  | Combustion Turbine | S_VACA | North Carolina | Rutherford | 1 | 2007 | 9999 |  |  |  | 0.92213 | Default Emission Factor
Drexel Operations Center | 56548_G_1 | 56548 | G | 1 |  | Combustion Turbine | S_VACA | North Carolina | Burke | 2 | 2007 | 9999 |  |  |  | 0.92213 | Default Emission Factor
Granite Falls Walmart | 56549_G_1 | 56549 | G | 1 |  | Combustion Turbine | S_VACA | North Carolina | Caldwell | 2 | 2007 | 9999 |  |  |  | 0.92213 | Default Emission Factor
Huntersville Delivery No 2 | 56550_G_1 | 56550 | G | 1 |  | Combustion Turbine | S_VACA | North Carolina | Mecklenburg | 2 | 2007 | 9999 |  |  |  | 0.92213 | Default Emission Factor
Landis Delivery No 2 | 56551_G_1 | 56551 | G | 1 |  | Combustion Turbine | S_VACA | North Carolina | Rowan | 2 | 2007 | 9999 |  |  |  | 0.92213 | Default Emission Factor
Statesville Delivery No 3 | 56552_G_1 | 56552 | G | 1 |  | Combustion Turbine | S_VACA | North Carolina | Iredell | 2 | 2007 | 9999 |  |  |  | 0.92213 | Default Emission Factor
Catawba River Pollution Control | 56553_G_1234 | 56553 | G | 1234 |  | Combustion Turbine | S_VACA | North Carolina | Burke | 1.1 | 2009 | 9999 |  |  |  | 0.92213 | Default Emission Factor
Salt Lake Energy Systems | 56554_G_Unit1 | 56554 | G | Unit1 |  | Landfill Gas | WECC_UT | Utah | Salt Lake | 0.8 | 2006 | 9999 |  |  |  | 0.54258 | Default Emission Factor
Salt Lake Energy Systems | 56554_G_Unit2 | 56554 | G | Unit2 |  | Landfill Gas | WECC_UT | Utah | Salt Lake | 0.8 | 2006 | 9999 |  |  |  | 0.54258 | Default Emission Factor
Salt Lake Energy Systems | 56554_G_Unit3 | 56554 | G | Unit3 |  | Landfill Gas | WECC_UT | Utah | Salt Lake | 1.5 | 2006 | 9999 |  |  |  | 0.54258 | Default Emission Factor
PPS Power Plant No 1 | 56556_G_1 | 56556 | G | 1 | 90590 | Combustion Turbine | S_C_KY | Kentucky | McCracken | 55 | 2010 | 9999 |  |  |  | 0.25512 | NEI 2019
PPS Power Plant No 1 | 56556_G_2 | 56556 | G | 2 | 90592 | Combustion Turbine | S_C_KY | Kentucky | McCracken | 55 | 2010 | 9999 | 2017 | 4.6787 | 36679 | 0.25512 | NEI 2019
J Lamar Stall Unit | 56565_G_6A | 56565 | G | 6A | 90566 | Combined Cycle | SPP_WEST | Louisiana | Caddo | 160 | 2010 | 9999 | 2019 | 35 | 790083 | 0.05163 | NEI 2019
J Lamar Stall Unit | 56565_G_6B | 56565 | G | 6B | 90567 | Combined Cycle | SPP_WEST | Louisiana | Caddo | 160 | 2010 | 9999 | 2019 | 30.3 | 781624 | 0.05163 | NEI 2019
J Lamar Stall Unit | 56565_G_6STG | 56565 | G | 6STG | 90566 | Combined Cycle | SPP_WEST | Louisiana | Caddo | 187 | 2010 | 9999 |  |  |  | 0.05163 | NEI 2019
Niland Gas Turbine Plant | 56569_G_1 | 56569 | G | 1 | 90279 | Combustion Turbine | WECC_IID | California | Imperial | 47.5 | 2008 | 9999 | 2019 | 0.60836 | 42703 | 0.02849 | NEI 2019
Niland Gas Turbine Plant | 56569_G_2 | 56569 | G | 2 | 90280 | Combustion Turbine | WECC_IID | California | Imperial | 47.5 | 2008 | 9999 | 2017 | 0.30413 | 36962 | 0.01646 | NEI 2019
Eastern Landfill Gas LLC | 56571_G_1 | 56571 | G | 1 |  | Landfill Gas | PJM_SMAC | Maryland | Baltimore | 1.3 | 2006 | 9999 |  |  |  | 0.54258 | Default Emission Factor
Eastern Landfill Gas LLC | 56571_G_2 | 56571 | G | 2 |  | Landfill Gas | PJM_SMAC | Maryland | Baltimore | 1.3 | 2006 | 9999 |  |  |  | 0.54258 | Default Emission Factor
Eastern Landfill Gas LLC | 56571_G_3 | 56571 | G | 3 |  | Landfill Gas | PJM_SMAC | Maryland | Baltimore | 1.3 | 2006 | 9999 |  |  |  | 0.54258 | Default Emission Factor
Elm Street Substation Generators | 56597_G_EP01 | 56597 | G | EP01 |  | Combustion Turbine | MIS_MO | Missouri | St Francois | 1.3 | 2002 | 9999 |  |  |  | 0.92213 | Default Emission Factor
Elm Street Substation Generators | 56597_G_EP02 | 56597 | G | EP02 |  | Combustion Turbine | MIS_MO | Missouri | St Francois | 1.3 | 2002 | 9999 |  |  |  | 0.92213 | Default Emission Factor
Elm Street Substation Generators | 56597_G_EP03 | 56597 | G | EP03 |  | Combustion Turbine | MIS_MO | Missouri | St Francois | 1.3 | 2002 | 9999 |  |  |  | 0.92213 | Default Emission Factor
Walton Street Substation | 56598_G_EP07 | 56598 | G | EP07 |  | Combustion Turbine | MIS_MO | Missouri | St Francois | 1.3 | 2003 | 9999 |  |  |  | 0.92213 | Default Emission Factor
Overall Road Station | 56600_G_EP11 | 56600 | G | EP11 |  | Combustion Turbine | MIS_MO | Missouri | St Francois | 1.3 | 2003 | 9999 |  |  |  | 0.92213 | Default Emission Factor
Overall Road Station | 56600_G_EP12 | 56600 | G | EP12 |  | Combustion Turbine | MIS_MO | Missouri | St Francois | 1.3 | 2003 | 9999 |  |  |  | 0.92213 | Default Emission Factor
Overall Road Station | 56600_G_EP13 | 56600 | G | EP13 |  | Combustion Turbine | MIS_MO | Missouri | St Francois | 1.3 | 2003 | 9999 |  |  |  | 0.92213 | Default Emission Factor
Overall Road Station | 56600_G_EP14 | 56600 | G | EP14 |  | Combustion Turbine | MIS_MO | Missouri | St Francois | 1.3 | 2003 | 9999 |  |  |  | 0.92213 | Default Emission Factor
San Jacinto County Peaking Facility | 56603_G_SJC1 | 56603 | G | SJC1 | 91257 | Combustion Turbine | MIS_WOTA | Texas | San Jacinto | 73 | 2001 | 9999 | 2019 | 4.5875 | 77771.5 | 0.11797 | NEI 2019
San Jacinto County Peaking Facility | 56603_G_SJC2 | 56603 | G | SJC2 | 91258 | Combustion Turbine | MIS_WOTA | Texas | San Jacinto | 73 | 2001 | 9999 | 2019 | 8.3 | 77771.5 | 0.21345 | NEI 2019
Hardin County Peaking Facility | 56604_G_HC1 | 56604 | G | HC1 | 91256 | Combustion Turbine | MIS_WOTA | Texas | Hardin | 73 | 2001 | 9999 | 2019 | 1.845 | 19420.5 | 0.19001 | NEI 2019
Hardin County Peaking Facility | 56604_G_HC2 | 56604 | G | HC2 | 91259 | Combustion Turbine | MIS_WOTA | Texas | Hardin | 73 | 2001 | 9999 | 2019 | 1.433 | 19420.5 | 0.14758 | NEI 2019
Culbertson Generation Station | 56606_G_01 | 56606 | G | 01 | 90550 | Combustion Turbine | SPP_WAUE | Montana | Roosevelt | 90.8 | 2010 | 9999 | 2019 | 8.325 | 116337 | 0.14312 | NEI 2019
Deer Creek Station | 56610_G_01 | 56610 | G | 01 | 90691 | Combined Cycle | SPP_WAUE | South Dakota | Brookings | 150 | 2012 | 9999 | 2017 | 3.64 | 556424 | 0.01308 | NEI 2019
Deer Creek Station | 56610_G_02 | 56610 | G | 02 | 90691 | Combined Cycle | SPP_WAUE | South Dakota | Brookings | 140 | 2012 | 9999 |  |  |  | 0.01308 | NEI 2019
Waterbury Generation | 56629_G_10 | 56629 | G | 10 | 90207 | Combustion Turbine | NENG_CT | Connecticut | New Haven | 95 | 2009 | 9999 | 2019 | 1.1908 | 11393 | 0.20904 | NEI 2019
Midway Peaking LLC | 56639_G_1 | 56639 | G | 1 | 90382 | Combustion Turbine | WEC_CALN | California | Fresno | 55.6 | 2009 | 9999 |  |  |  | 0.12736 | Default Emission Factor
Midway Peaking LLC | 56639_G_2 | 56639 | G | 2 | 90383 | Combustion Turbine | WEC_CALN | California | Fresno | 55.6 | 2009 | 9999 |  |  |  | 0.12736 | Default Emission Factor
NIH Cogeneration Facility | 56668_G_CGT | 56668 | G | CGT |  | Combustion Turbine | PJM_SMAC | Maryland | Montgomery | 27.6 | 2018 | 9999 |  |  |  | 0.12736 | Default Emission Factor
Winchester Power Park | 56674_G_CGT1 | 56674 | G | CGT1 | 90317 | Combustion Turbine | ERC_REST | Texas | Fayette | 44 | 2010 | 9999 | 2019 | 0.3757 | 11530.75 | 0.06517 | NEI 2019
Winchester Power Park | 56674_G_CGT2 | 56674 | G | CGT2 | 90318 | Combustion Turbine | ERC_REST | Texas | Fayette | 44 | 2010 | 9999 | 2019 | 0.5013 | 11530.75 | 0.08695 | NEI 2019
Winchester Power Park | 56674_G_CGT3 | 56674 | G | CGT3 | 90319 | Combustion Turbine | ERC_REST | Texas | Fayette | 44 | 2010 | 9999 | 2019 | 0.3388 | 11530.75 | 0.05877 | NEI 2019
Winchester Power Park | 56674_G_CGT4 | 56674 | G | CGT4 | 90320 | Combustion Turbine | ERC_REST | Texas | Fayette | 44 | 2010 | 9999 | 2019 | 0.3414 | 11530.75 | 0.05922 | NEI 2019
Wicomico | 56680_G_1 | 56680 | G | 1 |  | Landfill Gas | PJM_EMAC | Maryland | Wicomico | 0.3 | 2007 | 9999 | 2019 | 0.99809 | 5190 | 0.38462 | NEI 2019
Wicomico | 56680_G_10 | 56680 | G | 10 |  | Landfill Gas | PJM_EMAC | Maryland | Wicomico | 0.3 | 2007 | 9999 |  |  |  | 0.38462 | NEI 2019
Wicomico | 56680_G_11 | 56680 | G | 11 |  | Landfill Gas | PJM_EMAC | Maryland | Wicomico | 0.3 | 2007 | 9999 |  |  |  | 0.38462 | NEI 2019
Wicomico | 56680_G_12 | 56680 | G | 12 |  | Landfill Gas | PJM_EMAC | Maryland | Wicomico | 0.3 | 2007 | 9999 |  |  |  | 0.38462 | NEI 2019
Wicomico | 56680_G_13 | 56680 | G | 13 |  | Landfill Gas | PJM_EMAC | Maryland | Wicomico | 0.3 | 2007 | 9999 | 2019 | 0.99809 | 5190 | 0.38462 | NEI 2019
Wicomico | 56680_G_14 | 56680 | G | 14 |  | Landfill Gas | PJM_EMAC | Maryland | Wicomico | 0.3 | 2007 | 9999 |  |  |  | 0.38462 | NEI 2019
Wicomico | 56680_G_15 | 56680 | G | 15 |  | Landfill Gas | PJM_EMAC | Maryland | Wicomico | 0.3 | 2007 | 9999 |  |  |  | 0.38462 | NEI 2019
Wicomico | 56680_G_16 | 56680 | G | 16 |  | Landfill Gas | PJM_EMAC | Maryland | Wicomico | 0.3 | 2007 | 9999 |  |  |  | 0.38462 | NEI 2019
Wicomico | 56680_G_17 | 56680 | G | 17 |  | Landfill Gas | PJM_EMAC | Maryland | Wicomico | 0.3 | 2007 | 9999 |  |  |  | 0.38462 | NEI 2019
Wicomico | 56680_G_18 | 56680 | G | 18 |  | Landfill Gas | PJM_EMAC | Maryland | Wicomico | 0.3 | 2007 | 9999 |  |  |  | 0.38462 | NEI 2019
Wicomico | 56680_G_2 | 56680 | G | 2 |  | Landfill Gas | PJM_EMAC | Maryland | Wicomico | 0.3 | 2007 | 9999 |  |  |  | 0.38462 | NEI 2019
Wicomico | 56680_G_3 | 56680 | G | 3 |  | Landfill Gas | PJM_EMAC | Maryland | Wicomico | 0.3 | 2007 | 9999 |  |  |  | 0.38462 | NEI 2019
Wicomico | 56680_G_4 | 56680 | G | 4 |  | Landfill Gas | PJM_EMAC | Maryland | Wicomico | 0.3 | 2007 | 9999 |  |  |  | 0.38462 | NEI 2019
Wicomico | 56680_G_5 | 56680 | G | 5 |  | Landfill Gas | PJM_EMAC | Maryland | Wicomico | 0.3 | 2007 | 9999 |  |  |  | 0.38462 | NEI 2019
Wicomico | 56680_G_6 | 56680 | G | 6 |  | Landfill Gas | PJM_EMAC | Maryland | Wicomico | 0.3 | 2007 | 9999 |  |  |  | 0.38462 | NEI 2019
Wicomico | 56680_G_7 | 56680 | G | 7 |  | Landfill Gas | PJM_EMAC | Maryland | Wicomico | 0.3 | 2007 | 9999 | 2019 | 0.99809 | 5190 | 0.38462 | NEI 2019
Wicomico | 56680_G_8 | 56680 | G | 8 |  | Landfill Gas | PJM_EMAC | Maryland | Wicomico | 0.3 | 2007 | 9999 |  |  |  | 0.38462 | NEI 2019
Wicomico | 56680_G_9 | 56680 | G | 9 |  | Landfill Gas | PJM_EMAC | Maryland | Wicomico | 0.3 | 2007 | 9999 |  |  |  | 0.38462 | NEI 2019
Amelia | 56681_G_1 | 56681 | G | 1 |  | Landfill Gas | PJM_Dom | Virginia | Amelia | 0.3 | 2001 | 9999 | 2019 | 23.0815 | 45875 | 1.0063 | NEI 2019
Amelia | 56681_G_10 | 56681 | G | 10 |  | Landfill Gas | PJM_Dom | Virginia | Amelia | 0.3 | 2001 | 9999 |  |  |  | 1.0063 | NEI 2019
Amelia | 56681_G_11 | 56681 | G | 11 |  | Landfill Gas | PJM_Dom | Virginia | Amelia | 0.3 | 2001 | 9999 |  |  |  | 1.0063 | NEI 2019
Amelia | 56681_G_12 | 56681 | G | 12 |  | Landfill Gas | PJM_Dom | Virginia | Amelia | 0.3 | 2001 | 9999 |  |  |  | 1.0063 | NEI 2019
Amelia | 56681_G_13 | 56681 | G | 13 |  | Landfill Gas | PJM_Dom | Virginia | Amelia | 0.3 | 2001 | 9999 |  |  |  | 1.0063 | NEI 2019
Amelia | 56681_G_14 | 56681 | G | 14 |  | Landfill Gas | PJM_Dom | Virginia | Amelia | 0.3 | 2001 | 9999 |  |  |  | 1.0063 | NEI 2019
Amelia | 56681_G_15 | 56681 | G | 15 |  | Landfill Gas | PJM_Dom | Virginia | Amelia | 0.3 | 2001 | 9999 |  |  |  | 1.0063 | NEI 2019
Amelia | 56681_G_16 | 56681 | G | 16 |  | Landfill Gas | PJM_Dom | Virginia | Amelia | 0.3 | 2001 | 9999 |  |  |  | 1.0063 | NEI 2019
Amelia | 56681_G_17 | 56681 | G | 17 |  | Landfill Gas | PJM_Dom | Virginia | Amelia | 0.3 | 2001 | 9999 |  |  |  | 1.0063 | NEI 2019
Amelia | 56681_G_18 | 56681 | G | 18 |  | Landfill Gas | PJM_Dom | Virginia | Amelia | 0.3 | 2001 | 9999 |  |  |  | 1.0063 | NEI 2019
Amelia | 56681_G_19 | 56681 | G | 19 |  | Landfill Gas | PJM_Dom | Virginia | Amelia | 0.3 | 2001 | 9999 |  |  |  | 1.0063 | NEI 2019
Amelia | 56681_G_2 | 56681 | G | 2 |  | Landfill Gas | PJM_Dom | Virginia | Amelia | 0.3 | 2001 | 9999 |  |  |  | 1.0063 | NEI 2019
Amelia | 56681_G_20 | 56681 | G | 20 |  | Landfill Gas | PJM_Dom | Virginia | Amelia | 0.3 | 2001 | 9999 |  |  |  | 1.0063 | NEI 2019
Amelia | 56681_G_21 | 56681 | G | 21 |  | Landfill Gas | PJM_Dom | Virginia | Amelia | 0.3 | 2001 | 9999 |  |  |  | 1.0063 | NEI 2019
Amelia | 56681_G_22 | 56681 | G | 22 |  | Landfill Gas | PJM_Dom | Virginia | Amelia | 0.3 | 2001 | 9999 |  |  |  | 1.0063 | NEI 2019
Amelia | 56681_G_23 | 56681 | G | 23 |  | Landfill Gas | PJM_Dom | Virginia | Amelia | 0.3 | 2001 | 9999 |  |  |  | 1.0063 | NEI 2019
Amelia | 56681_G_24 | 56681 | G | 24 |  | Landfill Gas | PJM_Dom | Virginia | Amelia | 0.3 | 2001 | 9999 |  |  |  | 1.0063 | NEI 2019
Amelia | 56681_G_25 | 56681 | G | 25 |  | Landfill Gas | PJM_Dom | Virginia | Amelia | 0.3 | 2001 | 9999 |  |  |  | 1.0063 | NEI 2019
Amelia | 56681_G_26 | 56681 | G | 26 |  | Landfill Gas | PJM_Dom | Virginia | Amelia | 0.3 | 2001 | 9999 |  |  |  | 1.0063 | NEI 2019
Amelia | 56681_G_27 | 56681 | G | 27 |  | Landfill Gas | PJM_Dom | Virginia | Amelia | 0.3 | 2001 | 9999 |  |  |  | 1.0063 | NEI 2019
Amelia | 56681_G_28 | 56681 | G | 28 |  | Landfill Gas | PJM_Dom | Virginia | Amelia | 0.3 | 2001 | 9999 |  |  |  | 1.0063 | NEI 2019
Amelia | 56681_G_29 | 56681 | G | 29 |  | Landfill Gas | PJM_Dom | Virginia | Amelia | 0.3 | 2001 | 9999 |  |  |  | 1.0063 | NEI 2019
Amelia | 56681_G_3 | 56681 | G | 3 |  | Landfill Gas | PJM_Dom | Virginia | Amelia | 0.3 | 2001 | 9999 |  |  |  | 1.0063 | NEI 2019
Amelia | 56681_G_30 | 56681 | G | 30 |  | Landfill Gas | PJM_Dom | Virginia | Amelia | 0.3 | 2001 | 9999 |  |  |  | 1.0063 | NEI 2019
Amelia | 56681_G_31 | 56681 | G | 31 |  | Landfill Gas | PJM_Dom | Virginia | Amelia | 0.3 | 2001 | 9999 |  |  |  | 1.0063 | NEI 2019
Amelia | 56681_G_32 | 56681 | G | 32 |  | Landfill Gas | PJM_Dom | Virginia | Amelia | 0.3 | 2001 | 9999 |  |  |  | 1.0063 | NEI 2019
Amelia | 56681_G_33 | 56681 | G | 33 |  | Landfill Gas | PJM_Dom | Virginia | Amelia | 0.3 | 2001 | 9999 |  |  |  | 1.0063 | NEI 2019
Amelia | 56681_G_34 | 56681 | G | 34 |  | Landfill Gas | PJM_Dom | Virginia | Amelia | 0.3 | 2001 | 9999 |  |  |  | 1.0063 | NEI 2019
Amelia | 56681_G_35 | 56681 | G | 35 |  | Landfill Gas | PJM_Dom | Virginia | Amelia | 0.3 | 2001 | 9999 |  |  |  | 1.0063 | NEI 2019
Amelia | 56681_G_36 | 56681 | G | 36 |  | Landfill Gas | PJM_Dom | Virginia | Amelia | 0.3 | 2001 | 9999 |  |  |  | 1.0063 | NEI 2019
Amelia | 56681_G_37 | 56681 | G | 37 |  | Landfill Gas | PJM_Dom | Virginia | Amelia | 0.3 | 2001 | 9999 |  |  |  | 1.0063 | NEI 2019
Amelia | 56681_G_38 | 56681 | G | 38 |  | Landfill Gas | PJM_Dom | Virginia | Amelia | 0.3 | 2001 | 9999 |  |  |  | 1.0063 | NEI 2019
Amelia | 56681_G_39 | 56681 | G | 39 |  | Landfill Gas | PJM_Dom | Virginia | Amelia | 0.3 | 2001 | 9999 |  |  |  | 1.0063 | NEI 2019
Amelia | 56681_G_4 | 56681 | G | 4 |  | Landfill Gas | PJM_Dom | Virginia | Amelia | 0.3 | 2001 | 9999 |  |  |  | 1.0063 | NEI 2019
Amelia | 56681_G_40 | 56681 | G | 40 |  | Landfill Gas | PJM_Dom | Virginia | Amelia | 0.3 | 2001 | 9999 |  |  |  | 1.0063 | NEI 2019
Amelia | 56681_G_41 | 56681 | G | 41 |  | Landfill Gas | PJM_Dom | Virginia | Amelia | 0.3 | 2001 | 9999 |  |  |  | 1.0063 | NEI 2019
Amelia | 56681_G_42 | 56681 | G | 42 |  | Landfill Gas | PJM_Dom | Virginia | Amelia | 0.3 | 2001 | 9999 |  |  |  | 1.0063 | NEI 2019
Amelia | 56681_G_43 | 56681 | G | 43 |  | Landfill Gas | PJM_Dom | Virginia | Amelia | 0.3 | 2001 | 9999 |  |  |  | 1.0063 | NEI 2019
Amelia | 56681_G_44 | 56681 | G | 44 |  | Landfill Gas | PJM_Dom | Virginia | Amelia | 0.3 | 2001 | 9999 |  |  |  | 1.0063 | NEI 2019
Amelia | 56681_G_45 | 56681 | G | 45 |  | Landfill Gas | PJM_Dom | Virginia | Amelia | 0.3 | 2001 | 9999 |  |  |  | 1.0063 | NEI 2019
Amelia | 56681_G_46 | 56681 | G | 46 |  | Landfill Gas | PJM_Dom | Virginia | Amelia | 0.3 | 2001 | 9999 |  |  |  | 1.0063 | NEI 2019
Amelia | 56681_G_47 | 56681 | G | 47 |  | Landfill Gas | PJM_Dom | Virginia | Amelia | 0.3 | 2001 | 9999 |  |  |  | 1.0063 | NEI 2019
Amelia | 56681_G_48 | 56681 | G | 48 |  | Landfill Gas | PJM_Dom | Virginia | Amelia | 0.3 | 2001 | 9999 |  |  |  | 1.0063 | NEI 2019
Amelia | 56681_G_5 | 56681 | G | 5 |  | Landfill Gas | PJM_Dom | Virginia | Amelia | 0.3 | 2001 | 9999 |  |  |  | 1.0063 | NEI 2019
Amelia | 56681_G_6 | 56681 | G | 6 |  | Landfill Gas | PJM_Dom | Virginia | Amelia | 0.3 | 2001 | 9999 |  |  |  | 1.0063 | NEI 2019
Amelia | 56681_G_7 | 56681 | G | 7 |  | Landfill Gas | PJM_Dom | Virginia | Amelia | 0.3 | 2001 | 9999 |  |  |  | 1.0063 | NEI 2019
Amelia | 56681_G_8 | 56681 | G | 8 |  | Landfill Gas | PJM_Dom | Virginia | Amelia | 0.3 | 2001 | 9999 |  |  |  | 1.0063 | NEI 2019
Amelia | 56681_G_9 | 56681 | G | 9 |  | Landfill Gas | PJM_Dom | Virginia | Amelia | 0.3 | 2001 | 9999 |  |  |  | 1.0063 | NEI 2019
Brunswick Landfill Gas | 56682_G_10 | 56682 | G | 10 |  | Landfill Gas | PJM_Dom | Virginia | Brunswick | 0.3 | 2007 | 9999 | 2019 | 13.7911 | 46454 | 0.59375 | NEI 2019
Brunswick Landfill Gas | 56682_G_11 | 56682 | G | 11 |  | Landfill Gas | PJM_Dom | Virginia | Brunswick | 0.3 | 2007 | 9999 |  |  |  | 0.59375 | NEI 2019
Brunswick Landfill Gas | 56682_G_12 | 56682 | G | 12 |  | Landfill Gas | PJM_Dom | Virginia | Brunswick | 0.3 | 2007 | 9999 |  |  |  | 0.59375 | NEI 2019
Brunswick Landfill Gas | 56682_G_13 | 56682 | G | 13 |  | Landfill Gas | PJM_Dom | Virginia | Brunswick | 0.3 | 2007 | 9999 |  |  |  | 0.59375 | NEI 2019
Brunswick Landfill Gas | 56682_G_14 | 56682 | G | 14 |  | Landfill Gas | PJM_Dom | Virginia | Brunswick | 0.3 | 2007 | 9999 |  |  |  | 0.59375 | NEI 2019
Brunswick Landfill Gas | 56682_G_15 | 56682 | G | 15 |  | Landfill Gas | PJM_Dom | Virginia | Brunswick | 0.3 | 2007 | 9999 |  |  |  | 0.59375 | NEI 2019
Brunswick Landfill Gas | 56682_G_16 | 56682 | G | 16 |  | Landfill Gas | PJM_Dom | Virginia | Brunswick | 0.3 | 2007 | 9999 |  |  |  | 0.59375 | NEI 2019
Brunswick Landfill Gas | 56682_G_17 | 56682 | G | 17 |  | Landfill Gas | PJM_Dom | Virginia | Brunswick | 0.3 | 2007 | 9999 |  |  |  | 0.59375 | NEI 2019
Brunswick Landfill Gas | 56682_G_18 | 56682 | G | 18 |  | Landfill Gas | PJM_Dom | Virginia | Brunswick | 0.3 | 2007 | 9999 |  |  |  | 0.59375 | NEI 2019
Brunswick Landfill Gas | 56682_G_19 | 56682 | G | 19 |  | Landfill Gas | PJM_Dom | Virginia | Brunswick | 0.3 | 2007 | 9999 |  |  |  | 0.59375 | NEI 2019
Brunswick Landfill Gas | 56682_G_2 | 56682 | G | 2 |  | Landfill Gas | PJM_Dom | Virginia | Brunswick | 0.3 | 2007 | 9999 |  |  |  | 0.59375 | NEI 2019
Brunswick Landfill Gas | 56682_G_20 | 56682 | G | 20 |  | Landfill Gas | PJM_Dom | Virginia | Brunswick | 0.3 | 2007 | 9999 |  |  |  | 0.59375 | NEI 2019
Brunswick Landfill Gas | 56682_G_21 | 56682 | G | 21 |  | Landfill Gas | PJM_Dom | Virginia | Brunswick | 0.3 | 2007 | 9999 |  |  |  | 0.59375 | NEI 2019
Brunswick Landfill Gas | 56682_G_22 | 56682 | G | 22 |  | Landfill Gas | PJM_Dom | Virginia | Brunswick | 0.3 | 2007 | 9999 |  |  |  | 0.59375 | NEI 2019
Brunswick Landfill Gas | 56682_G_23 | 56682 | G | 23 |  | Landfill Gas | PJM_Dom | Virginia | Brunswick | 0.3 | 2007 | 9999 |  |  |  | 0.59375 | NEI 2019
Brunswick Landfill Gas | 56682_G_24 | 56682 | G | 24 |  | Landfill Gas | PJM_Dom | Virginia | Brunswick | 0.3 | 2007 | 9999 |  |  |  | 0.59375 | NEI 2019
Brunswick Landfill Gas | 56682_G_25 | 56682 | G | 25 |  | Landfill Gas | PJM_Dom | Virginia | Brunswick | 0.3 | 2007 | 9999 |  |  |  | 0.59375 | NEI 2019
Brunswick Landfill Gas | 56682_G_26 | 56682 | G | 26 |  | Landfill Gas | PJM_Dom | Virginia | Brunswick | 0.3 | 2007 | 9999 |  |  |  | 0.59375 | NEI 2019
Brunswick Landfill Gas | 56682_G_27 | 56682 | G | 27 |  | Landfill Gas | PJM_Dom | Virginia | Brunswick | 0.3 | 2007 | 9999 |  |  |  | 0.59375 | NEI 2019
Brunswick Landfill Gas | 56682_G_28 | 56682 | G | 28 |  | Landfill Gas | PJM_Dom | Virginia | Brunswick | 0.3 | 2007 | 9999 |  |  |  | 0.59375 | NEI 2019
Brunswick Landfill Gas | 56682_G_29 | 56682 | G | 29 |  | Landfill Gas | PJM_Dom | Virginia | Brunswick | 0.3 | 2007 | 9999 |  |  |  | 0.59375 | NEI 2019
Brunswick Landfill Gas | 56682_G_3 | 56682 | G | 3 |  | Landfill Gas | PJM_Dom | Virginia | Brunswick | 0.3 | 2007 | 9999 |  |  |  | 0.59375 | NEI 2019
Brunswick Landfill Gas | 56682_G_30 | 56682 | G | 30 |  | Landfill Gas | PJM_Dom | Virginia | Brunswick | 0.3 | 2007 | 9999 |  |  |  | 0.59375 | NEI 2019
Brunswick Landfill Gas | 56682_G_31 | 56682 | G | 31 |  | Landfill Gas | PJM_Dom | Virginia | Brunswick | 0.3 | 2007 | 9999 |  |  |  | 0.59375 | NEI 2019
Brunswick Landfill Gas | 56682_G_32 | 56682 | G | 32 |  | Landfill Gas | PJM_Dom | Virginia | Brunswick | 0.3 | 2007 | 9999 |  |  |  | 0.59375 | NEI 2019
Brunswick Landfill Gas | 56682_G_33 | 56682 | G | 33 |  | Landfill Gas | PJM_Dom | Virginia | Brunswick | 0.3 | 2007 | 9999 |  |  |  | 0.59375 | NEI 2019
Brunswick Landfill Gas | 56682_G_34 | 56682 | G | 34 |  | Landfill Gas | PJM_Dom | Virginia | Brunswick | 0.3 | 2007 | 9999 |  |  |  | 0.59375 | NEI 2019
Brunswick Landfill Gas | 56682_G_35 | 56682 | G | 35 |  | Landfill Gas | PJM_Dom | Virginia | Brunswick | 0.3 | 2007 | 9999 |  |  |  | 0.59375 | NEI 2019
Brunswick Landfill Gas | 56682_G_36 | 56682 | G | 36 |  | Landfill Gas | PJM_Dom | Virginia | Brunswick | 0.3 | 2007 | 9999 |  |  |  | 0.59375 | NEI 2019
Brunswick Landfill Gas | 56682_G_4 | 56682 | G | 4 |  | Landfill Gas | PJM_Dom | Virginia | Brunswick | 0.3 | 2007 | 9999 |  |  |  | 0.59375 | NEI 2019
Brunswick Landfill Gas | 56682_G_5 | 56682 | G | 5 |  | Landfill Gas | PJM_Dom | Virginia | Brunswick | 0.3 | 2007 | 9999 |  |  |  | 0.59375 | NEI 2019
Brunswick Landfill Gas | 56682_G_6 | 56682 | G | 6 |  | Landfill Gas | PJM_Dom | Virginia | Brunswick | 0.3 | 2007 | 9999 |  |  |  | 0.59375 | NEI 2019
Brunswick Landfill Gas | 56682_G_7 | 56682 | G | 7 |  | Landfill Gas | PJM_Dom | Virginia | Brunswick | 0.3 | 2007 | 9999 |  |  |  | 0.59375 | NEI 2019
Brunswick Landfill Gas | 56682_G_8 | 56682 | G | 8 |  | Landfill Gas | PJM_Dom | Virginia | Brunswick | 0.3 | 2007 | 9999 |  |  |  | 0.59375 | NEI 2019
Brunswick Landfill Gas | 56682_G_9 | 56682 | G | 9 |  | Landfill Gas | PJM_Dom | Virginia | Brunswick | 0.3 | 2007 | 9999 |  |  |  | 0.59375 | NEI 2019
Charles City | 56683_G_1 | 56683 | G | 1 |  | Landfill Gas | PJM_Dom | Virginia | Charles City | 0.3 | 2003 | 9999 | 2019 | 16.8924 | 61290 | 0.55123 | NEI 2019
Charles City | 56683_G_10 | 56683 | G | 10 |  | Landfill Gas | PJM_Dom | Virginia | Charles City | 0.3 | 2003 | 9999 |  |  |  | 0.55123 | NEI 2019
Charles City | 56683_G_11 | 56683 | G | 11 |  | Landfill Gas | PJM_Dom | Virginia | Charles City | 0.3 | 2003 | 9999 |  |  |  | 0.55123 | NEI 2019
Charles City | 56683_G_12 | 56683 | G | 12 |  | Landfill Gas | PJM_Dom | Virginia | Charles City | 0.3 | 2003 | 9999 |  |  |  | 0.55123 | NEI 2019
Charles City | 56683_G_13 | 56683 | G | 13 |  | Landfill Gas | PJM_Dom | Virginia | Charles City | 0.3 | 2003 | 9999 |  |  |  | 0.55123 | NEI 2019
Charles City | 56683_G_14 | 56683 | G | 14 |  | Landfill Gas | PJM_Dom | Virginia | Charles City | 0.3 | 2003 | 9999 |  |  |  | 0.55123 | NEI 2019
Charles City | 56683_G_15 | 56683 | G | 15 |  | Landfill Gas | PJM_Dom | Virginia | Charles City | 0.3 | 2003 | 9999 |  |  |  | 0.55123 | NEI 2019
Charles City | 56683_G_16 | 56683 | G | 16 |  | Landfill Gas | PJM_Dom | Virginia | Charles City | 0.3 | 2003 | 9999 |  |  |  | 0.55123 | NEI 2019
Charles City | 56683_G_17 | 56683 | G | 17 |  | Landfill Gas | PJM_Dom | Virginia | Charles City | 0.3 | 2003 | 9999 |  |  |  | 0.55123 | NEI 2019
Charles City | 56683_G_18 | 56683 | G | 18 |  | Landfill Gas | PJM_Dom | Virginia | Charles City | 0.3 | 2003 | 9999 |  |  |  | 0.55123 | NEI 2019
Charles City | 56683_G_19 | 56683 | G | 19 |  | Landfill Gas | PJM_Dom | Virginia | Charles City | 0.3 | 2003 | 9999 |  |  |  | 0.55123 | NEI 2019
Charles City | 56683_G_2 | 56683 | G | 2 |  | Landfill Gas | PJM_Dom | Virginia | Charles City | 0.3 | 2003 | 9999 |  |  |  | 0.55123 | NEI 2019
Charles City | 56683_G_20 | 56683 | G | 20 |  | Landfill Gas | PJM_Dom | Virginia | Charles City | 0.3 | 2003 | 9999 |  |  |  | 0.55123 | NEI 2019
Charles City | 56683_G_21 | 56683 | G | 21 |  | Landfill Gas | PJM_Dom | Virginia | Charles City | 0.3 | 2003 | 9999 |  |  |  | 0.55123 | NEI 2019
Charles City | 56683_G_22 | 56683 | G | 22 |  | Landfill Gas | PJM_Dom | Virginia | Charles City | 0.3 | 2003 | 9999 |  |  |  | 0.55123 | NEI 2019
Charles City | 56683_G_23 | 56683 | G | 23 |  | Landfill Gas | PJM_Dom | Virginia | Charles City | 0.3 | 2003 | 9999 |  |  |  | 0.55123 | NEI 2019
Charles City | 56683_G_24 | 56683 | G | 24 |  | Landfill Gas | PJM_Dom | Virginia | Charles City | 0.3 | 2003 | 9999 |  |  |  | 0.55123 | NEI 2019
Charles City | 56683_G_25 | 56683 | G | 25 |  | Landfill Gas | PJM_Dom | Virginia | Charles City | 0.3 | 2003 | 9999 |  |  |  | 0.55123 | NEI 2019
Charles City | 56683_G_26 | 56683 | G | 26 |  | Landfill Gas | PJM_Dom | Virginia | Charles City | 0.3 | 2003 | 9999 |  |  |  | 0.55123 | NEI 2019
Charles City | 56683_G_27 | 56683 | G | 27 |  | Landfill Gas | PJM_Dom | Virginia | Charles City | 0.3 | 2003 | 9999 |  |  |  | 0.55123 | NEI 2019
Charles City | 56683_G_28 | 56683 | G | 28 |  | Landfill Gas | PJM_Dom | Virginia | Charles City | 0.3 | 2003 | 9999 |  |  |  | 0.55123 | NEI 2019
Charles City | 56683_G_29 | 56683 | G | 29 |  | Landfill Gas | PJM_Dom | Virginia | Charles City | 0.3 | 2003 | 9999 |  |  |  | 0.55123 | NEI 2019
Charles City | 56683_G_3 | 56683 | G | 3 |  | Landfill Gas | PJM_Dom | Virginia | Charles City | 0.3 | 2003 | 9999 |  |  |  | 0.55123 | NEI 2019
Charles City | 56683_G_30 | 56683 | G | 30 |  | Landfill Gas | PJM_Dom | Virginia | Charles City | 0.3 | 2003 | 9999 |  |  |  | 0.55123 | NEI 2019
Charles City | 56683_G_31 | 56683 | G | 31 |  | Landfill Gas | PJM_Dom | Virginia | Charles City | 0.3 | 2003 | 9999 |  |  |  | 0.55123 | NEI 2019
Charles City | 56683_G_32 | 56683 | G | 32 |  | Landfill Gas | PJM_Dom | Virginia | Charles City | 0.3 | 2003 | 9999 |  |  |  | 0.55123 | NEI 2019
Charles City | 56683_G_33 | 56683 | G | 33 |  | Landfill Gas | PJM_Dom | Virginia | Charles City | 0.3 | 2003 | 9999 |  |  |  | 0.55123 | NEI 2019
Charles City | 56683_G_34 | 56683 | G | 34 |  | Landfill Gas | PJM_Dom | Virginia | Charles City | 0.3 | 2003 | 9999 |  |  |  | 0.55123 | NEI 2019
Charles City | 56683_G_35 | 56683 | G | 35 |  | Landfill Gas | PJM_Dom | Virginia | Charles City | 0.3 | 2003 | 9999 |  |  |  | 0.55123 | NEI 2019
Charles City | 56683_G_36 | 56683 | G | 36 |  | Landfill Gas | PJM_Dom | Virginia | Charles City | 0.3 | 2003 | 9999 |  |  |  | 0.55123 | NEI 2019
Charles City | 56683_G_37 | 56683 | G | 37 |  | Landfill Gas | PJM_Dom | Virginia | Charles City | 0.3 | 2003 | 9999 |  |  |  | 0.55123 | NEI 2019
Charles City | 56683_G_38 | 56683 | G | 38 |  | Landfill Gas | PJM_Dom | Virginia | Charles City | 0.3 | 2003 | 9999 |  |  |  | 0.55123 | NEI 2019
Charles City | 56683_G_39 | 56683 | G | 39 |  | Landfill Gas | PJM_Dom | Virginia | Charles City | 0.3 | 2003 | 9999 |  |  |  | 0.55123 | NEI 2019
Charles City | 56683_G_4 | 56683 | G | 4 |  | Landfill Gas | PJM_Dom | Virginia | Charles City | 0.3 | 2003 | 9999 |  |  |  | 0.55123 | NEI 2019
Charles City | 56683_G_40 | 56683 | G | 40 |  | Landfill Gas | PJM_Dom | Virginia | Charles City | 0.3 | 2003 | 9999 |  |  |  | 0.55123 | NEI 2019
Charles City | 56683_G_41 | 56683 | G | 41 |  | Landfill Gas | PJM_Dom | Virginia | Charles City | 0.3 | 2003 | 9999 |  |  |  | 0.55123 | NEI 2019
Charles City | 56683_G_42 | 56683 | G | 42 |  | Landfill Gas | PJM_Dom | Virginia | Charles City | 0.3 | 2003 | 9999 |  |  |  | 0.55123 | NEI 2019
Charles City | 56683_G_43 | 56683 | G | 43 |  | Landfill Gas | PJM_Dom | Virginia | Charles City | 0.3 | 2003 | 9999 |  |  |  | 0.55123 | NEI 2019
Charles City | 56683_G_44 | 56683 | G | 44 |  | Landfill Gas | PJM_Dom | Virginia | Charles City | 0.3 | 2003 | 9999 |  |  |  | 0.55123 | NEI 2019
Charles City | 56683_G_45 | 56683 | G | 45 |  | Landfill Gas | PJM_Dom | Virginia | Charles City | 0.3 | 2003 | 9999 |  |  |  | 0.55123 | NEI 2019
Charles City | 56683_G_46 | 56683 | G | 46 |  | Landfill Gas | PJM_Dom | Virginia | Charles City | 0.3 | 2003 | 9999 |  |  |  | 0.55123 | NEI 2019
Charles City | 56683_G_47 | 56683 | G | 47 |  | Landfill Gas | PJM_Dom | Virginia | Charles City | 0.3 | 2003 | 9999 |  |  |  | 0.55123 | NEI 2019
Charles City | 56683_G_48 | 56683 | G | 48 |  | Landfill Gas | PJM_Dom | Virginia | Charles City | 0.3 | 2003 | 9999 |  |  |  | 0.55123 | NEI 2019
Charles City | 56683_G_5 | 56683 | G | 5 |  | Landfill Gas | PJM_Dom | Virginia | Charles City | 0.3 | 2003 | 9999 |  |  |  | 0.55123 | NEI 2019
Charles City | 56683_G_6 | 56683 | G | 6 |  | Landfill Gas | PJM_Dom | Virginia | Charles City | 0.3 | 2003 | 9999 |  |  |  | 0.55123 | NEI 2019
Charles City | 56683_G_7 | 56683 | G | 7 |  | Landfill Gas | PJM_Dom | Virginia | Charles City | 0.3 | 2003 | 9999 |  |  |  | 0.55123 | NEI 2019
Charles City | 56683_G_8 | 56683 | G | 8 |  | Landfill Gas | PJM_Dom | Virginia | Charles City | 0.3 | 2003 | 9999 |  |  |  | 0.55123 | NEI 2019
Charles City | 56683_G_9 | 56683 | G | 9 |  | Landfill Gas | PJM_Dom | Virginia | Charles City | 0.3 | 2003 | 9999 |  |  |  | 0.55123 | NEI 2019
Chesterfield Landfill Gas | 56684_G_1 | 56684 | G | 1 |  | Landfill Gas | PJM_Dom | Virginia | Chesterfield | 0.3 | 2004 | 9999 | 2019 | 27.8463 | 56382 | 0.98777 | NEI 2019
Chesterfield Landfill Gas | 56684_G_10 | 56684 | G | 10 |  | Landfill Gas | PJM_Dom | Virginia | Chesterfield | 0.3 | 2004 | 9999 |  |  |  | 0.98777 | NEI 2019
Chesterfield Landfill Gas | 56684_G_11 | 56684 | G | 11 |  | Landfill Gas | PJM_Dom | Virginia | Chesterfield | 0.3 | 2004 | 9999 |  |  |  | 0.98777 | NEI 2019
Chesterfield Landfill Gas | 56684_G_12 | 56684 | G | 12 |  | Landfill Gas | PJM_Dom | Virginia | Chesterfield | 0.3 | 2004 | 9999 |  |  |  | 0.98777 | NEI 2019
Chesterfield Landfill Gas | 56684_G_13 | 56684 | G | 13 |  | Landfill Gas | PJM_Dom | Virginia | Chesterfield | 0.3 | 2004 | 9999 |  |  |  | 0.98777 | NEI 2019
Chesterfield Landfill Gas | 56684_G_14 | 56684 | G | 14 |  | Landfill Gas | PJM_Dom | Virginia | Chesterfield | 0.3 | 2004 | 9999 |  |  |  | 0.98777 | NEI 2019
Chesterfield Landfill Gas | 56684_G_15 | 56684 | G | 15 |  | Landfill Gas | PJM_Dom | Virginia | Chesterfield | 0.3 | 2004 | 9999 |  |  |  | 0.98777 | NEI 2019
Chesterfield Landfill Gas | 56684_G_16 | 56684 | G | 16 |  | Landfill Gas | PJM_Dom | Virginia | Chesterfield | 0.3 | 2004 | 9999 |  |  |  | 0.98777 | NEI 2019
Chesterfield Landfill Gas | 56684_G_17 | 56684 | G | 17 |  | Landfill Gas | PJM_Dom | Virginia | Chesterfield | 0.3 | 2004 | 9999 |  |  |  | 0.98777 | NEI 2019
Chesterfield Landfill Gas | 56684_G_18 | 56684 | G | 18 |  | Landfill Gas | PJM_Dom | Virginia | Chesterfield | 0.3 | 2004 | 9999 |  |  |  | 0.98777 | NEI 2019
Chesterfield Landfill Gas | 56684_G_19 | 56684 | G | 19 |  | Landfill Gas | PJM_Dom | Virginia | Chesterfield | 0.3 | 2004 | 9999 |  |  |  | 0.98777 | NEI 2019
Chesterfield Landfill Gas | 56684_G_2 | 56684 | G | 2 |  | Landfill Gas | PJM_Dom | Virginia | Chesterfield | 0.3 | 2004 | 9999 |  |  |  | 0.98777 | NEI 2019
Chesterfield Landfill Gas | 56684_G_20 | 56684 | G | 20 |  | Landfill Gas | PJM_Dom | Virginia | Chesterfield | 0.3 | 2004 | 9999 |  |  |  | 0.98777 | NEI 2019
Chesterfield Landfill Gas | 56684_G_21 | 56684 | G | 21 |  | Landfill Gas | PJM_Dom | Virginia | Chesterfield | 0.3 | 2004 | 9999 |  |  |  | 0.98777 | NEI 2019
Chesterfield Landfill Gas | 56684_G_22 | 56684 | G | 22 |  | Landfill Gas | PJM_Dom | Virginia | Chesterfield | 0.3 | 2004 | 9999 |  |  |  | 0.98777 | NEI 2019
Chesterfield Landfill Gas | 56684_G_23 | 56684 | G | 23 |  | Landfill Gas | PJM_Dom | Virginia | Chesterfield | 0.3 | 2004 | 9999 |  |  |  | 0.98777 | NEI 2019
Chesterfield Landfill Gas | 56684_G_24 | 56684 | G | 24 |  | Landfill Gas | PJM_Dom | Virginia | Chesterfield | 0.3 | 2004 | 9999 |  |  |  | 0.98777 | NEI 2019
Chesterfield Landfill Gas | 56684_G_25 | 56684 | G | 25 |  | Landfill Gas | PJM_Dom | Virginia | Chesterfield | 0.3 | 2004 | 9999 |  |  |  | 0.98777 | NEI 2019
Chesterfield Landfill Gas | 56684_G_26 | 56684 | G | 26 |  | Landfill Gas | PJM_Dom | Virginia | Chesterfield | 0.3 | 2004 | 9999 |  |  |  | 0.98777 | NEI 2019
Chesterfield Landfill Gas | 56684_G_27 | 56684 | G | 27 |  | Landfill Gas | PJM_Dom | Virginia | Chesterfield | 0.3 | 2004 | 9999 |  |  |  | 0.98777 | NEI 2019
Chesterfield Landfill Gas | 56684_G_28 | 56684 | G | 28 |  | Landfill Gas | PJM_Dom | Virginia | Chesterfield | 0.3 | 2004 | 9999 |  |  |  | 0.98777 | NEI 2019
Chesterfield Landfill Gas | 56684_G_29 | 56684 | G | 29 |  | Landfill Gas | PJM_Dom | Virginia | Chesterfield | 0.3 | 2004 | 9999 |  |  |  | 0.98777 | NEI 2019
Chesterfield Landfill Gas | 56684_G_3 | 56684 | G | 3 |  | Landfill Gas | PJM_Dom | Virginia | Chesterfield | 0.3 | 2004 | 9999 |  |  |  | 0.98777 | NEI 2019
Chesterfield Landfill Gas | 56684_G_30 | 56684 | G | 30 |  | Landfill Gas | PJM_Dom | Virginia | Chesterfield | 0.3 | 2004 | 9999 |  |  |  | 0.98777 | NEI 2019
Chesterfield Landfill Gas | 56684_G_31 | 56684 | G | 31 |  | Landfill Gas | PJM_Dom | Virginia | Chesterfield | 0.3 | 2004 | 9999 |  |  |  | 0.98777 | NEI 2019
Chesterfield Landfill Gas | 56684_G_32 | 56684 | G | 32 |  | Landfill Gas | PJM_Dom | Virginia | Chesterfield | 0.3 | 2004 | 9999 |  |  |  | 0.98777 | NEI 2019
Chesterfield Landfill Gas | 56684_G_33 | 56684 | G | 33 |  | Landfill Gas | PJM_Dom | Virginia | Chesterfield | 0.3 | 2004 | 9999 |  |  |  | 0.98777 | NEI 2019
Chesterfield Landfill Gas | 56684_G_34 | 56684 | G | 34 |  | Landfill Gas | PJM_Dom | Virginia | Chesterfield | 0.3 | 2004 | 9999 |  |  |  | 0.98777 | NEI 2019
Chesterfield Landfill Gas | 56684_G_35 | 56684 | G | 35 |  | Landfill Gas | PJM_Dom | Virginia | Chesterfield | 0.3 | 2004 | 9999 |  |  |  | 0.98777 | NEI 2019
Chesterfield Landfill Gas | 56684_G_36 | 56684 | G | 36 |  | Landfill Gas | PJM_Dom | Virginia | Chesterfield | 0.3 | 2004 | 9999 |  |  |  | 0.98777 | NEI 2019
Chesterfield Landfill Gas | 56684_G_37 | 56684 | G | 37 |  | Landfill Gas | PJM_Dom | Virginia | Chesterfield | 0.3 | 2004 | 9999 |  |  |  | 0.98777 | NEI 2019
Chesterfield Landfill Gas | 56684_G_38 | 56684 | G | 38 |  | Landfill Gas | PJM_Dom | Virginia | Chesterfield | 0.3 | 2004 | 9999 |  |  |  | 0.98777 | NEI 2019
Chesterfield Landfill Gas | 56684_G_39 | 56684 | G | 39 |  | Landfill Gas | PJM_Dom | Virginia | Chesterfield | 0.3 | 2004 | 9999 |  |  |  | 0.98777 | NEI 2019
Chesterfield Landfill Gas | 56684_G_4 | 56684 | G | 4 |  | Landfill Gas | PJM_Dom | Virginia | Chesterfield | 0.3 | 2004 | 9999 |  |  |  | 0.98777 | NEI 2019
Chesterfield Landfill Gas | 56684_G_40 | 56684 | G | 40 |  | Landfill Gas | PJM_Dom | Virginia | Chesterfield | 0.3 | 2004 | 9999 |  |  |  | 0.98777 | NEI 2019
Chesterfield Landfill Gas | 56684_G_41 | 56684 | G | 41 |  | Landfill Gas | PJM_Dom | Virginia | Chesterfield | 0.3 | 2004 | 9999 |  |  |  | 0.98777 | NEI 2019
Chesterfield Landfill Gas | 56684_G_42 | 56684 | G | 42 |  | Landfill Gas | PJM_Dom | Virginia | Chesterfield | 0.3 | 2004 | 9999 |  |  |  | 0.98777 | NEI 2019
Chesterfield Landfill Gas | 56684_G_43 | 56684 | G | 43 |  | Landfill Gas | PJM_Dom | Virginia | Chesterfield | 0.3 | 2004 | 9999 |  |  |  | 0.98777 | NEI 2019
Chesterfield Landfill Gas | 56684_G_44 | 56684 | G | 44 |  | Landfill Gas | PJM_Dom | Virginia | Chesterfield | 0.3 | 2004 | 9999 |  |  |  | 0.98777 | NEI 2019
Chesterfield Landfill Gas | 56684_G_45 | 56684 | G | 45 |  | Landfill Gas | PJM_Dom | Virginia | Chesterfield | 0.3 | 2004 | 9999 |  |  |  | 0.98777 | NEI 2019
Chesterfield Landfill Gas | 56684_G_46 | 56684 | G | 46 |  | Landfill Gas | PJM_Dom | Virginia | Chesterfield | 0.3 | 2004 | 9999 |  |  |  | 0.98777 | NEI 2019
Chesterfield Landfill Gas | 56684_G_47 | 56684 | G | 47 |  | Landfill Gas | PJM_Dom | Virginia | Chesterfield | 0.3 | 2004 | 9999 |  |  |  | 0.98777 | NEI 2019
Chesterfield Landfill Gas | 56684_G_48 | 56684 | G | 48 |  | Landfill Gas | PJM_Dom | Virginia | Chesterfield | 0.3 | 2004 | 9999 |  |  |  | 0.98777 | NEI 2019
Chesterfield Landfill Gas | 56684_G_5 | 56684 | G | 5 |  | Landfill Gas | PJM_Dom | Virginia | Chesterfield | 0.3 | 2004 | 9999 |  |  |  | 0.98777 | NEI 2019
Chesterfield Landfill Gas | 56684_G_6 | 56684 | G | 6 |  | Landfill Gas | PJM_Dom | Virginia | Chesterfield | 0.3 | 2004 | 9999 |  |  |  | 0.98777 | NEI 2019
Chesterfield Landfill Gas | 56684_G_7 | 56684 | G | 7 |  | Landfill Gas | PJM_Dom | Virginia | Chesterfield | 0.3 | 2004 | 9999 |  |  |  | 0.98777 | NEI 2019
Chesterfield Landfill Gas | 56684_G_8 | 56684 | G | 8 |  | Landfill Gas | PJM_Dom | Virginia | Chesterfield | 0.3 | 2004 | 9999 |  |  |  | 0.98777 | NEI 2019
Chesterfield Landfill Gas | 56684_G_9 | 56684 | G | 9 |  | Landfill Gas | PJM_Dom | Virginia | Chesterfield | 0.3 | 2004 | 9999 |  |  |  | 0.98777 | NEI 2019
King & Queen | 56686_G_1 | 56686 | G | 1 |  | Landfill Gas | PJM_Dom | Virginia | King and Queen | 0.3 | 2008 | 9999 | 2017 | 14.3936 | 64400 | 0.44701 | NEI 2019
King & Queen | 56686_G_10 | 56686 | G | 10 |  | Landfill Gas | PJM_Dom | Virginia | King and Queen | 0.3 | 2008 | 9999 |  |  |  | 0.44701 | NEI 2019
King & Queen | 56686_G_11 | 56686 | G | 11 |  | Landfill Gas | PJM_Dom | Virginia | King and Queen | 0.3 | 2008 | 9999 |  |  |  | 0.44701 | NEI 2019
King & Queen | 56686_G_12 | 56686 | G | 12 |  | Landfill Gas | PJM_Dom | Virginia | King and Queen | 0.3 | 2008 | 9999 |  |  |  | 0.44701 | NEI 2019
King & Queen | 56686_G_13 | 56686 | G | 13 |  | Landfill Gas | PJM_Dom | Virginia | King and Queen | 0.3 | 2008 | 9999 |  |  |  | 0.44701 | NEI 2019
King & Queen | 56686_G_14 | 56686 | G | 14 |  | Landfill Gas | PJM_Dom | Virginia | King and Queen | 0.3 | 2008 | 9999 |  |  |  | 0.44701 | NEI 2019
King & Queen | 56686_G_15 | 56686 | G | 15 |  | Landfill Gas | PJM_Dom | Virginia | King and Queen | 0.3 | 2008 | 9999 |  |  |  | 0.44701 | NEI 2019
King & Queen | 56686_G_16 | 56686 | G | 16 |  | Landfill Gas | PJM_Dom | Virginia | King and Queen | 0.3 | 2008 | 9999 |  |  |  | 0.44701 | NEI 2019
King & Queen | 56686_G_17 | 56686 | G | 17 |  | Landfill Gas | PJM_Dom | Virginia | King and Queen | 0.3 | 2008 | 9999 |  |  |  | 0.44701 | NEI 2019
King & Queen | 56686_G_18 | 56686 | G | 18 |  | Landfill Gas | PJM_Dom | Virginia | King and Queen | 0.3 | 2008 | 9999 |  |  |  | 0.44701 | NEI 2019
King & Queen | 56686_G_19 | 56686 | G | 19 |  | Landfill Gas | PJM_Dom | Virginia | King and Queen | 0.3 | 2008 | 9999 |  |  |  | 0.44701 | NEI 2019
King & Queen | 56686_G_2 | 56686 | G | 2 |  | Landfill Gas | PJM_Dom | Virginia | King and Queen | 0.3 | 2008 | 9999 |  |  |  | 0.44701 | NEI 2019
King & Queen | 56686_G_20 | 56686 | G | 20 |  | Landfill Gas | PJM_Dom | Virginia | King and Queen | 0.3 | 2008 | 9999 |  |  |  | 0.44701 | NEI 2019
King & Queen | 56686_G_21 | 56686 | G | 21 |  | Landfill Gas | PJM_Dom | Virginia | King and Queen | 0.3 | 2008 | 9999 |  |  |  | 0.44701 | NEI 2019
King & Queen | 56686_G_22 | 56686 | G | 22 |  | Landfill Gas | PJM_Dom | Virginia | King and Queen | 0.3 | 2008 | 9999 |  |  |  | 0.44701 | NEI 2019
King & Queen | 56686_G_23 | 56686 | G | 23 |  | Landfill Gas | PJM_Dom | Virginia | King and Queen | 0.3 | 2008 | 9999 |  |  |  | 0.44701 | NEI 2019
King & Queen | 56686_G_24 | 56686 | G | 24 |  | Landfill Gas | PJM_Dom | Virginia | King and Queen | 0.3 | 2008 | 9999 |  |  |  | 0.44701 | NEI 2019
King & Queen | 56686_G_25 | 56686 | G | 25 |  | Landfill Gas | PJM_Dom | Virginia | King and Queen | 0.3 | 2008 | 9999 |  |  |  | 0.44701 | NEI 2019
King & Queen | 56686_G_26 | 56686 | G | 26 |  | Landfill Gas | PJM_Dom | Virginia | King and Queen | 0.3 | 2008 | 9999 |  |  |  | 0.44701 | NEI 2019
King & Queen | 56686_G_27 | 56686 | G | 27 |  | Landfill Gas | PJM_Dom | Virginia | King and Queen | 0.3 | 2008 | 9999 |  |  |  | 0.44701 | NEI 2019
King & Queen | 56686_G_28 | 56686 | G | 28 |  | Landfill Gas | PJM_Dom | Virginia | King and Queen | 0.3 | 2008 | 9999 |  |  |  | 0.44701 | NEI 2019
King & Queen | 56686_G_29 | 56686 | G | 29 |  | Landfill Gas | PJM_Dom | Virginia | King and Queen | 0.3 | 2008 | 9999 |  |  |  | 0.44701 | NEI 2019
King & Queen | 56686_G_3 | 56686 | G | 3 |  | Landfill Gas | PJM_Dom | Virginia | King and Queen | 0.3 | 2008 | 9999 |  |  |  | 0.44701 | NEI 2019
King & Queen | 56686_G_30 | 56686 | G | 30 |  | Landfill Gas | PJM_Dom | Virginia | King and Queen | 0.3 | 2008 | 9999 |  |  |  | 0.44701 | NEI 2019
King & Queen | 56686_G_31 | 56686 | G | 31 |  | Landfill Gas | PJM_Dom | Virginia | King and Queen | 0.3 | 2008 | 9999 |  |  |  | 0.44701 | NEI 2019
King & Queen | 56686_G_32 | 56686 | G | 32 |  | Landfill Gas | PJM_Dom | Virginia | King and Queen | 0.3 | 2008 | 9999 |  |  |  | 0.44701 | NEI 2019
King & Queen | 56686_G_33 | 56686 | G | 33 |  | Landfill Gas | PJM_Dom | Virginia | King and Queen | 0.3 | 2008 | 9999 |  |  |  | 0.44701 | NEI 2019
King & Queen | 56686_G_34 | 56686 | G | 34 |  | Landfill Gas | PJM_Dom | Virginia | King and Queen | 0.3 | 2008 | 9999 |  |  |  | 0.44701 | NEI 2019
King & Queen | 56686_G_35 | 56686 | G | 35 |  | Landfill Gas | PJM_Dom | Virginia | King and Queen | 0.3 | 2008 | 9999 |  |  |  | 0.44701 | NEI 2019
King & Queen | 56686_G_36 | 56686 | G | 36 |  | Landfill Gas | PJM_Dom | Virginia | King and Queen | 0.3 | 2008 | 9999 |  |  |  | 0.44701 | NEI 2019
King & Queen | 56686_G_4 | 56686 | G | 4 |  | Landfill Gas | PJM_Dom | Virginia | King and Queen | 0.3 | 2008 | 9999 |  |  |  | 0.44701 | NEI 2019
King & Queen | 56686_G_5 | 56686 | G | 5 |  | Landfill Gas | PJM_Dom | Virginia | King and Queen | 0.3 | 2008 | 9999 |  |  |  | 0.44701 | NEI 2019
King & Queen | 56686_G_6 | 56686 | G | 6 |  | Landfill Gas | PJM_Dom | Virginia | King and Queen | 0.3 | 2008 | 9999 |  |  |  | 0.44701 | NEI 2019
King & Queen | 56686_G_7 | 56686 | G | 7 |  | Landfill Gas | PJM_Dom | Virginia | King and Queen | 0.3 | 2008 | 9999 |  |  |  | 0.44701 | NEI 2019
King & Queen | 56686_G_8 | 56686 | G | 8 |  | Landfill Gas | PJM_Dom | Virginia | King and Queen | 0.3 | 2008 | 9999 |  |  |  | 0.44701 | NEI 2019
King & Queen | 56686_G_9 | 56686 | G | 9 |  | Landfill Gas | PJM_Dom | Virginia | King and Queen | 0.3 | 2008 | 9999 |  |  |  | 0.44701 | NEI 2019
Mountain View | 56687_G_1 | 56687 | G | 1 |  | Landfill Gas | PJM_AP | Pennsylvania | Franklin | 0.3 | 2003 | 9999 |  |  |  | 0.54258 | Default Emission Factor
Mountain View | 56687_G_10 | 56687 | G | 10 |  | Landfill Gas | PJM_AP | Pennsylvania | Franklin | 0.3 | 2003 | 9999 |  |  |  | 0.54258 | Default Emission Factor
Mountain View | 56687_G_11 | 56687 | G | 11 |  | Landfill Gas | PJM_AP | Pennsylvania | Franklin | 0.3 | 2003 | 9999 |  |  |  | 0.54258 | Default Emission Factor
Mountain View | 56687_G_12 | 56687 | G | 12 |  | Landfill Gas | PJM_AP | Pennsylvania | Franklin | 0.3 | 2003 | 9999 |  |  |  | 0.54258 | Default Emission Factor
Mountain View | 56687_G_13 | 56687 | G | 13 |  | Landfill Gas | PJM_AP | Pennsylvania | Franklin | 0.3 | 2003 | 9999 |  |  |  | 0.54258 | Default Emission Factor
Mountain View | 56687_G_14 | 56687 | G | 14 |  | Landfill Gas | PJM_AP | Pennsylvania | Franklin | 0.3 | 2003 | 9999 |  |  |  | 0.54258 | Default Emission Factor
Mountain View | 56687_G_15 | 56687 | G | 15 |  | Landfill Gas | PJM_AP | Pennsylvania | Franklin | 0.3 | 2003 | 9999 |  |  |  | 0.54258 | Default Emission Factor
Mountain View | 56687_G_16 | 56687 | G | 16 |  | Landfill Gas | PJM_AP | Pennsylvania | Franklin | 0.3 | 2003 | 9999 |  |  |  | 0.54258 | Default Emission Factor
Mountain View | 56687_G_17 | 56687 | G | 17 |  | Landfill Gas | PJM_AP | Pennsylvania | Franklin | 0.3 | 2003 | 9999 |  |  |  | 0.54258 | Default Emission Factor
Mountain View | 56687_G_18 | 56687 | G | 18 |  | Landfill Gas | PJM_AP | Pennsylvania | Franklin | 0.3 | 2003 | 9999 |  |  |  | 0.54258 | Default Emission Factor
Mountain View | 56687_G_19 | 56687 | G | 19 |  | Landfill Gas | PJM_AP | Pennsylvania | Franklin | 0.3 | 2003 | 9999 |  |  |  | 0.54258 | Default Emission Factor
Mountain View | 56687_G_2 | 56687 | G | 2 |  | Landfill Gas | PJM_AP | Pennsylvania | Franklin | 0.3 | 2003 | 9999 |  |  |  | 0.54258 | Default Emission Factor
Mountain View | 56687_G_20 | 56687 | G | 20 |  | Landfill Gas | PJM_AP | Pennsylvania | Franklin | 0.3 | 2003 | 9999 |  |  |  | 0.54258 | Default Emission Factor
Mountain View | 56687_G_21 | 56687 | G | 21 |  | Landfill Gas | PJM_AP | Pennsylvania | Franklin | 0.3 | 2003 | 9999 |  |  |  | 0.54258 | Default Emission Factor
Mountain View | 56687_G_22 | 56687 | G | 22 |  | Landfill Gas | PJM_AP | Pennsylvania | Franklin | 0.3 | 2003 | 9999 |  |  |  | 0.54258 | Default Emission Factor
Mountain View | 56687_G_23 | 56687 | G | 23 |  | Landfill Gas | PJM_AP | Pennsylvania | Franklin | 0.3 | 2003 | 9999 |  |  |  | 0.54258 | Default Emission Factor
Mountain View | 56687_G_24 | 56687 | G | 24 |  | Landfill Gas | PJM_AP | Pennsylvania | Franklin | 0.3 | 2003 | 9999 |  |  |  | 0.54258 | Default Emission Factor
Mountain View | 56687_G_25 | 56687 | G | 25 |  | Landfill Gas | PJM_AP | Pennsylvania | Franklin | 0.3 | 2003 | 9999 |  |  |  | 0.54258 | Default Emission Factor
Mountain View | 56687_G_26 | 56687 | G | 26 |  | Landfill Gas | PJM_AP | Pennsylvania | Franklin | 0.3 | 2003 | 9999 |  |  |  | 0.54258 | Default Emission Factor
Mountain View | 56687_G_27 | 56687 | G | 27 |  | Landfill Gas | PJM_AP | Pennsylvania | Franklin | 0.3 | 2003 | 9999 |  |  |  | 0.54258 | Default Emission Factor
Mountain View | 56687_G_28 | 56687 | G | 28 |  | Landfill Gas | PJM_AP | Pennsylvania | Franklin | 0.3 | 2003 | 9999 |  |  |  | 0.54258 | Default Emission Factor
Mountain View | 56687_G_29 | 56687 | G | 29 |  | Landfill Gas | PJM_AP | Pennsylvania | Franklin | 0.3 | 2003 | 9999 |  |  |  | 0.54258 | Default Emission Factor
Mountain View | 56687_G_3 | 56687 | G | 3 |  | Landfill Gas | PJM_AP | Pennsylvania | Franklin | 0.3 | 2003 | 9999 |  |  |  | 0.54258 | Default Emission Factor
Mountain View | 56687_G_30 | 56687 | G | 30 |  | Landfill Gas | PJM_AP | Pennsylvania | Franklin | 0.3 | 2003 | 9999 |  |  |  | 0.54258 | Default Emission Factor
Mountain View | 56687_G_31 | 56687 | G | 31 |  | Landfill Gas | PJM_AP | Pennsylvania | Franklin | 0.3 | 2003 | 9999 |  |  |  | 0.54258 | Default Emission Factor
Mountain View | 56687_G_32 | 56687 | G | 32 |  | Landfill Gas | PJM_AP | Pennsylvania | Franklin | 0.3 | 2003 | 9999 |  |  |  | 0.54258 | Default Emission Factor
Mountain View | 56687_G_33 | 56687 | G | 33 |  | Landfill Gas | PJM_AP | Pennsylvania | Franklin | 0.3 | 2003 | 9999 |  |  |  | 0.54258 | Default Emission Factor
Mountain View | 56687_G_34 | 56687 | G | 34 |  | Landfill Gas | PJM_AP | Pennsylvania | Franklin | 0.3 | 2003 | 9999 |  |  |  | 0.54258 | Default Emission Factor
Mountain View | 56687_G_35 | 56687 | G | 35 |  | Landfill Gas | PJM_AP | Pennsylvania | Franklin | 0.3 | 2003 | 9999 |  |  |  | 0.54258 | Default Emission Factor
Mountain View | 56687_G_36 | 56687 | G | 36 |  | Landfill Gas | PJM_AP | Pennsylvania | Franklin | 0.3 | 2003 | 9999 |  |  |  | 0.54258 | Default Emission Factor
Mountain View | 56687_G_37 | 56687 | G | 37 |  | Landfill Gas | PJM_AP | Pennsylvania | Franklin | 0.3 | 2003 | 9999 |  |  |  | 0.54258 | Default Emission Factor
Mountain View | 56687_G_38 | 56687 | G | 38 |  | Landfill Gas | PJM_AP | Pennsylvania | Franklin | 0.3 | 2003 | 9999 |  |  |  | 0.54258 | Default Emission Factor
Mountain View | 56687_G_39 | 56687 | G | 39 |  | Landfill Gas | PJM_AP | Pennsylvania | Franklin | 0.3 | 2003 | 9999 |  |  |  | 0.54258 | Default Emission Factor
Mountain View | 56687_G_4 | 56687 | G | 4 |  | Landfill Gas | PJM_AP | Pennsylvania | Franklin | 0.3 | 2003 | 9999 |  |  |  | 0.54258 | Default Emission Factor
Mountain View | 56687_G_40 | 56687 | G | 40 |  | Landfill Gas | PJM_AP | Pennsylvania | Franklin | 0.3 | 2003 | 9999 |  |  |  | 0.54258 | Default Emission Factor
Mountain View | 56687_G_41 | 56687 | G | 41 |  | Landfill Gas | PJM_AP | Pennsylvania | Franklin | 0.3 | 2003 | 9999 |  |  |  | 0.54258 | Default Emission Factor
Mountain View | 56687_G_42 | 56687 | G | 42 |  | Landfill Gas | PJM_AP | Pennsylvania | Franklin | 0.3 | 2003 | 9999 |  |  |  | 0.54258 | Default Emission Factor
Mountain View | 56687_G_43 | 56687 | G | 43 |  | Landfill Gas | PJM_AP | Pennsylvania | Franklin | 0.3 | 2003 | 9999 |  |  |  | 0.54258 | Default Emission Factor
Mountain View | 56687_G_44 | 56687 | G | 44 |  | Landfill Gas | PJM_AP | Pennsylvania | Franklin | 0.3 | 2003 | 9999 |  |  |  | 0.54258 | Default Emission Factor
Mountain View | 56687_G_45 | 56687 | G | 45 |  | Landfill Gas | PJM_AP | Pennsylvania | Franklin | 0.3 | 2003 | 9999 |  |  |  | 0.54258 | Default Emission Factor
Mountain View | 56687_G_46 | 56687 | G | 46 |  | Landfill Gas | PJM_AP | Pennsylvania | Franklin | 0.3 | 2003 | 9999 |  |  |  | 0.54258 | Default Emission Factor
Mountain View | 56687_G_47 | 56687 | G | 47 |  | Landfill Gas | PJM_AP | Pennsylvania | Franklin | 0.3 | 2003 | 9999 |  |  |  | 0.54258 | Default Emission Factor
Mountain View | 56687_G_48 | 56687 | G | 48 |  | Landfill Gas | PJM_AP | Pennsylvania | Franklin | 0.3 | 2003 | 9999 |  |  |  | 0.54258 | Default Emission Factor
Mountain View | 56687_G_5 | 56687 | G | 5 |  | Landfill Gas | PJM_AP | Pennsylvania | Franklin | 0.3 | 2003 | 9999 |  |  |  | 0.54258 | Default Emission Factor
Mountain View | 56687_G_6 | 56687 | G | 6 |  | Landfill Gas | PJM_AP | Pennsylvania | Franklin | 0.3 | 2003 | 9999 |  |  |  | 0.54258 | Default Emission Factor
Mountain View | 56687_G_7 | 56687 | G | 7 |  | Landfill Gas | PJM_AP | Pennsylvania | Franklin | 0.3 | 2003 | 9999 |  |  |  | 0.54258 | Default Emission Factor
Mountain View | 56687_G_8 | 56687 | G | 8 |  | Landfill Gas | PJM_AP | Pennsylvania | Franklin | 0.3 | 2003 | 9999 |  |  |  | 0.54258 | Default Emission Factor
Mountain View | 56687_G_9 | 56687 | G | 9 |  | Landfill Gas | PJM_AP | Pennsylvania | Franklin | 0.3 | 2003 | 9999 |  |  |  | 0.54258 | Default Emission Factor
New Bern | 56688_G_1 | 56688 | G | 1 |  | Landfill Gas | S_VACA | North Carolina | Craven | 0.3 | 2007 | 9999 | 2018 | 0.0080864 | 1275.8333 | 0.01268 | North Carolina State Emissions Inventory
New Bern | 56688_G_10 | 56688 | G | 10 |  | Landfill Gas | S_VACA | North Carolina | Craven | 0.3 | 2007 | 9999 | 2018 | 0.0080864 | 1275.8333 | 0.01268 | North Carolina State Emissions Inventory
New Bern | 56688_G_11 | 56688 | G | 11 |  | Landfill Gas | S_VACA | North Carolina | Craven | 0.3 | 2007 | 9999 | 2018 | 0.0080864 | 1275.8333 | 0.01268 | North Carolina State Emissions Inventory
New Bern | 56688_G_12 | 56688 | G | 12 |  | Landfill Gas | S_VACA | North Carolina | Craven | 0.3 | 2007 | 9999 | 2018 | 0.0080864 | 1275.8333 | 0.01268 | North Carolina State Emissions Inventory
New Bern | 56688_G_13 | 56688 | G | 13 |  | Landfill Gas | S_VACA | North Carolina | Craven | 0.3 | 2011 | 9999 | 2018 | 0.0080864 | 1275.8333 | 0.01268 | North Carolina State Emissions Inventory
New Bern | 56688_G_14 | 56688 | G | 14 |  | Landfill Gas | S_VACA | North Carolina | Craven | 0.3 | 2011 | 9999 | 2018 | 0.0080864 | 1275.8333 | 0.01268 | North Carolina State Emissions Inventory
New Bern | 56688_G_15 | 56688 | G | 15 |  | Landfill Gas | S_VACA | North Carolina | Craven | 0.3 | 2011 | 9999 | 2018 | 0.0080864 | 1275.8333 | 0.01268 | North Carolina State Emissions Inventory
New Bern | 56688_G_16 | 56688 | G | 16 |  | Landfill Gas | S_VACA | North Carolina | Craven | 0.3 | 2011 | 9999 | 2018 | 0.0080864 | 1275.8333 | 0.01268 | North Carolina State Emissions Inventory
New Bern | 56688_G_17 | 56688 | G | 17 |  | Landfill Gas | S_VACA | North Carolina | Craven | 0.3 | 2011 | 9999 | 2018 | 0.0080864 | 1275.8333 | 0.01268 | North Carolina State Emissions Inventory
New Bern | 56688_G_18 | 56688 | G | 18 |  | Landfill Gas | S_VACA | North Carolina | Craven | 0.3 | 2011 | 9999 | 2018 | 0.0080864 | 1275.8333 | 0.01268 | North Carolina State Emissions Inventory
New Bern | 56688_G_2 | 56688 | G | 2 |  | Landfill Gas | S_VACA | North Carolina | Craven | 0.3 | 2007 | 9999 | 2018 | 0.0080864 | 1275.8333 | 0.01268 | North Carolina State Emissions Inventory
New Bern | 56688_G_3 | 56688 | G | 3 |  | Landfill Gas | S_VACA | North Carolina | Craven | 0.3 | 2007 | 9999 | 2018 | 0.0080864 | 1275.8333 | 0.01268 | North Carolina State Emissions Inventory
New Bern | 56688_G_4 | 56688 | G | 4 |  | Landfill Gas | S_VACA | North Carolina | Craven | 0.3 | 2007 | 9999 | 2018 | 0.0080864 | 1275.8333 | 0.01268 | North Carolina State Emissions Inventory
New Bern | 56688_G_5 | 56688 | G | 5 |  | Landfill Gas | S_VACA | North Carolina | Craven | 0.3 | 2007 | 9999 | 2018 | 0.0080864 | 1275.8333 | 0.01268 | North Carolina State Emissions Inventory
New Bern | 56688_G_6 | 56688 | G | 6 |  | Landfill Gas | S_VACA | North Carolina | Craven | 0.3 | 2007 | 9999 | 2018 | 0.0080864 | 1275.8333 | 0.01268 | North Carolina State Emissions Inventory
New Bern | 56688_G_7 | 56688 | G | 7 |  | Landfill Gas | S_VACA | North Carolina | Craven | 0.3 | 2007 | 9999 | 2018 | 0.0080864 | 1275.8333 | 0.01268 | North Carolina State Emissions Inventory
New Bern | 56688_G_8 | 56688 | G | 8 |  | Landfill Gas | S_VACA | North Carolina | Craven | 0.3 | 2007 | 9999 | 2018 | 0.0080864 | 1275.8333 | 0.01268 | North Carolina State Emissions Inventory
New Bern | 56688_G_9 | 56688 | G | 9 |  | Landfill Gas | S_VACA | North Carolina | Craven | 0.3 | 2007 | 9999 | 2018 | 0.0080864 | 1275.8333 | 0.01268 | North Carolina State Emissions Inventory
Pine Grove | 56690_G_1 | 56690 | G | 1 |  | Landfill Gas | PJM_WMAC | Pennsylvania | Schuylkill | 0.3 | 2008 | 9999 |  |  |  | 0.54258 | Default Emission Factor
Pine Grove | 56690_G_10 | 56690 | G | 10 |  | Landfill Gas | PJM_WMAC | Pennsylvania | Schuylkill | 0.3 | 2008 | 9999 |  |  |  | 0.54258 | Default Emission Factor
Pine Grove | 56690_G_11 | 56690 | G | 11 |  | Landfill Gas | PJM_WMAC | Pennsylvania | Schuylkill | 0.3 | 2008 | 9999 |  |  |  | 0.54258 | Default Emission Factor
Pine Grove | 56690_G_12 | 56690 | G | 12 |  | Landfill Gas | PJM_WMAC | Pennsylvania | Schuylkill | 0.3 | 2008 | 9999 |  |  |  | 0.54258 | Default Emission Factor
Pine Grove | 56690_G_13 | 56690 | G | 13 |  | Landfill Gas | PJM_WMAC | Pennsylvania | Schuylkill | 0.3 | 2008 | 9999 |  |  |  | 0.54258 | Default Emission Factor
Pine Grove | 56690_G_14 | 56690 | G | 14 |  | Landfill Gas | PJM_WMAC | Pennsylvania | Schuylkill | 0.3 | 2008 | 9999 |  |  |  | 0.54258 | Default Emission Factor
Pine Grove | 56690_G_15 | 56690 | G | 15 |  | Landfill Gas | PJM_WMAC | Pennsylvania | Schuylkill | 0.3 | 2008 | 9999 |  |  |  | 0.54258 | Default Emission Factor
Pine Grove | 56690_G_16 | 56690 | G | 16 |  | Landfill Gas | PJM_WMAC | Pennsylvania | Schuylkill | 0.3 | 2008 | 9999 |  |  |  | 0.54258 | Default Emission Factor
Pine Grove | 56690_G_17 | 56690 | G | 17 |  | Landfill Gas | PJM_WMAC | Pennsylvania | Schuylkill | 0.3 | 2008 | 9999 |  |  |  | 0.54258 | Default Emission Factor
Pine Grove | 56690_G_18 | 56690 | G | 18 |  | Landfill Gas | PJM_WMAC | Pennsylvania | Schuylkill | 0.3 | 2008 | 9999 |  |  |  | 0.54258 | Default Emission Factor
Pine Grove | 56690_G_2 | 56690 | G | 2 |  | Landfill Gas | PJM_WMAC | Pennsylvania | Schuylkill | 0.3 | 2008 | 9999 |  |  |  | 0.54258 | Default Emission Factor
Pine Grove | 56690_G_3 | 56690 | G | 3 |  | Landfill Gas | PJM_WMAC | Pennsylvania | Schuylkill | 0.3 | 2008 | 9999 |  |  |  | 0.54258 | Default Emission Factor
Pine Grove | 56690_G_4 | 56690 | G | 4 |  | Landfill Gas | PJM_WMAC | Pennsylvania | Schuylkill | 0.3 | 2008 | 9999 |  |  |  | 0.54258 | Default Emission Factor
Pine Grove | 56690_G_5 | 56690 | G | 5 |  | Landfill Gas | PJM_WMAC | Pennsylvania | Schuylkill | 0.3 | 2008 | 9999 |  |  |  | 0.54258 | Default Emission Factor
Pine Grove | 56690_G_6 | 56690 | G | 6 |  | Landfill Gas | PJM_WMAC | Pennsylvania | Schuylkill | 0.3 | 2008 | 9999 |  |  |  | 0.54258 | Default Emission Factor
Pine Grove | 56690_G_7 | 56690 | G | 7 |  | Landfill Gas | PJM_WMAC | Pennsylvania | Schuylkill | 0.3 | 2008 | 9999 |  |  |  | 0.54258 | Default Emission Factor
Pine Grove | 56690_G_8 | 56690 | G | 8 |  | Landfill Gas | PJM_WMAC | Pennsylvania | Schuylkill | 0.3 | 2008 | 9999 |  |  |  | 0.54258 | Default Emission Factor
Pine Grove | 56690_G_9 | 56690 | G | 9 |  | Landfill Gas | PJM_WMAC | Pennsylvania | Schuylkill | 0.3 | 2008 | 9999 |  |  |  | 0.54258 | Default Emission Factor
Virginia Beach | 56693_G_1 | 56693 | G | 1 |  | Landfill Gas | PJM_Dom | Virginia | Virginia Beach City | 0.3 | 2001 | 9999 |  |  |  | 0.54258 | Default Emission Factor
Virginia Beach | 56693_G_10 | 56693 | G | 10 |  | Landfill Gas | PJM_Dom | Virginia | Virginia Beach City | 0.3 | 2001 | 9999 |  |  |  | 0.54258 | Default Emission Factor
Virginia Beach | 56693_G_11 | 56693 | G | 11 |  | Landfill Gas | PJM_Dom | Virginia | Virginia Beach City | 0.3 | 2001 | 9999 |  |  |  | 0.54258 | Default Emission Factor
Virginia Beach | 56693_G_12 | 56693 | G | 12 |  | Landfill Gas | PJM_Dom | Virginia | Virginia Beach City | 0.3 | 2001 | 9999 |  |  |  | 0.54258 | Default Emission Factor
Virginia Beach | 56693_G_13 | 56693 | G | 13 |  | Landfill Gas | PJM_Dom | Virginia | Virginia Beach City | 0.3 | 2001 | 9999 |  |  |  | 0.54258 | Default Emission Factor
Virginia Beach | 56693_G_14 | 56693 | G | 14 |  | Landfill Gas | PJM_Dom | Virginia | Virginia Beach City | 0.3 | 2001 | 9999 |  |  |  | 0.54258 | Default Emission Factor
Virginia Beach | 56693_G_15 | 56693 | G | 15 |  | Landfill Gas | PJM_Dom | Virginia | Virginia Beach City | 0.3 | 2001 | 9999 |  |  |  | 0.54258 | Default Emission Factor
Virginia Beach | 56693_G_16 | 56693 | G | 16 |  | Landfill Gas | PJM_Dom | Virginia | Virginia Beach City | 0.3 | 2001 | 9999 |  |  |  | 0.54258 | Default Emission Factor
Virginia Beach | 56693_G_17 | 56693 | G | 17 |  | Landfill Gas | PJM_Dom | Virginia | Virginia Beach City | 0.3 | 2001 | 9999 |  |  |  | 0.54258 | Default Emission Factor
Virginia Beach | 56693_G_18 | 56693 | G | 18 |  | Landfill Gas | PJM_Dom | Virginia | Virginia Beach City | 0.3 | 2001 | 9999 |  |  |  | 0.54258 | Default Emission Factor
Virginia Beach | 56693_G_19 | 56693 | G | 19 |  | Landfill Gas | PJM_Dom | Virginia | Virginia Beach City | 0.3 | 2001 | 9999 |  |  |  | 0.54258 | Default Emission Factor
Virginia Beach | 56693_G_2 | 56693 | G | 2 |  | Landfill Gas | PJM_Dom | Virginia | Virginia Beach City | 0.3 | 2001 | 9999 |  |  |  | 0.54258 | Default Emission Factor
Virginia Beach | 56693_G_20 | 56693 | G | 20 |  | Landfill Gas | PJM_Dom | Virginia | Virginia Beach City | 0.3 | 2001 | 9999 |  |  |  | 0.54258 | Default Emission Factor
Virginia Beach | 56693_G_21 | 56693 | G | 21 |  | Landfill Gas | PJM_Dom | Virginia | Virginia Beach City | 0.3 | 2001 | 9999 |  |  |  | 0.54258 | Default Emission Factor
Virginia Beach | 56693_G_22 | 56693 | G | 22 |  | Landfill Gas | PJM_Dom | Virginia | Virginia Beach City | 0.3 | 2001 | 9999 |  |  |  | 0.54258 | Default Emission Factor
Virginia Beach | 56693_G_23 | 56693 | G | 23 |  | Landfill Gas | PJM_Dom | Virginia | Virginia Beach City | 0.3 | 2001 | 9999 |  |  |  | 0.54258 | Default Emission Factor
Virginia Beach | 56693_G_24 | 56693 | G | 24 |  | Landfill Gas | PJM_Dom | Virginia | Virginia Beach City | 0.3 | 2001 | 9999 |  |  |  | 0.54258 | Default Emission Factor
Virginia Beach | 56693_G_25 | 56693 | G | 25 |  | Landfill Gas | PJM_Dom | Virginia | Virginia Beach City | 0.3 | 2001 | 9999 |  |  |  | 0.54258 | Default Emission Factor
Virginia Beach | 56693_G_26 | 56693 | G | 26 |  | Landfill Gas | PJM_Dom | Virginia | Virginia Beach City | 0.3 | 2001 | 9999 |  |  |  | 0.54258 | Default Emission Factor
Virginia Beach | 56693_G_27 | 56693 | G | 27 |  | Landfill Gas | PJM_Dom | Virginia | Virginia Beach City | 0.3 | 2001 | 9999 |  |  |  | 0.54258 | Default Emission Factor
Virginia Beach | 56693_G_28 | 56693 | G | 28 |  | Landfill Gas | PJM_Dom | Virginia | Virginia Beach City | 0.3 | 2001 | 9999 |  |  |  | 0.54258 | Default Emission Factor
Virginia Beach | 56693_G_29 | 56693 | G | 29 |  | Landfill Gas | PJM_Dom | Virginia | Virginia Beach City | 0.3 | 2001 | 9999 |  |  |  | 0.54258 | Default Emission Factor
Virginia Beach | 56693_G_3 | 56693 | G | 3 |  | Landfill Gas | PJM_Dom | Virginia | Virginia Beach City | 0.3 | 2001 | 9999 |  |  |  | 0.54258 | Default Emission Factor
Virginia Beach | 56693_G_30 | 56693 | G | 30 |  | Landfill Gas | PJM_Dom | Virginia | Virginia Beach City | 0.3 | 2001 | 9999 |  |  |  | 0.54258 | Default Emission Factor
Virginia Beach | 56693_G_31 | 56693 | G | 31 |  | Landfill Gas | PJM_Dom | Virginia | Virginia Beach City | 0.3 | 2001 | 9999 |  |  |  | 0.54258 | Default Emission Factor
Virginia Beach | 56693_G_32 | 56693 | G | 32 |  | Landfill Gas | PJM_Dom | Virginia | Virginia Beach City | 0.3 | 2001 | 9999 |  |  |  | 0.54258 | Default Emission Factor
Virginia Beach | 56693_G_33 | 56693 | G | 33 |  | Landfill Gas | PJM_Dom | Virginia | Virginia Beach City | 0.3 | 2001 | 9999 |  |  |  | 0.54258 | Default Emission Factor
Virginia Beach | 56693_G_34 | 56693 | G | 34 |  | Landfill Gas | PJM_Dom | Virginia | Virginia Beach City | 0.3 | 2001 | 9999 |  |  |  | 0.54258 | Default Emission Factor
Virginia Beach | 56693_G_35 | 56693 | G | 35 |  | Landfill Gas | PJM_Dom | Virginia | Virginia Beach City | 0.3 | 2001 | 9999 |  |  |  | 0.54258 | Default Emission Factor
Virginia Beach | 56693_G_36 | 56693 | G | 36 |  | Landfill Gas | PJM_Dom | Virginia | Virginia Beach City | 0.3 | 2001 | 9999 |  |  |  | 0.54258 | Default Emission Factor
Virginia Beach | 56693_G_4 | 56693 | G | 4 |  | Landfill Gas | PJM_Dom | Virginia | Virginia Beach City | 0.3 | 2001 | 9999 |  |  |  | 0.54258 | Default Emission Factor
Virginia Beach | 56693_G_5 | 56693 | G | 5 |  | Landfill Gas | PJM_Dom | Virginia | Virginia Beach City | 0.3 | 2001 | 9999 |  |  |  | 0.54258 | Default Emission Factor
Virginia Beach | 56693_G_6 | 56693 | G | 6 |  | Landfill Gas | PJM_Dom | Virginia | Virginia Beach City | 0.3 | 2001 | 9999 |  |  |  | 0.54258 | Default Emission Factor
Virginia Beach | 56693_G_7 | 56693 | G | 7 |  | Landfill Gas | PJM_Dom | Virginia | Virginia Beach City | 0.3 | 2001 | 9999 |  |  |  | 0.54258 | Default Emission Factor
Virginia Beach | 56693_G_8 | 56693 | G | 8 |  | Landfill Gas | PJM_Dom | Virginia | Virginia Beach City | 0.3 | 2001 | 9999 |  |  |  | 0.54258 | Default Emission Factor
Virginia Beach | 56693_G_9 | 56693 | G | 9 |  | Landfill Gas | PJM_Dom | Virginia | Virginia Beach City | 0.3 | 2001 | 9999 |  |  |  | 0.54258 | Default Emission Factor
Haworth Water Treatment Plant | 56701_G_GEN1 | 56701 | G | GEN1 |  | Combustion Turbine | PJM_EMAC | New Jersey | Bergen | 2 | 2004 | 9999 |  |  |  | 0.92213 | Default Emission Factor
Haworth Water Treatment Plant | 56701_G_GEN2 | 56701 | G | GEN2 |  | Combustion Turbine | PJM_EMAC | New Jersey | Bergen | 2 | 2004 | 9999 |  |  |  | 0.92213 | Default Emission Factor
Haworth Water Treatment Plant | 56701_G_GEN3 | 56701 | G | GEN3 |  | Combustion Turbine | PJM_EMAC | New Jersey | Bergen | 2 | 2004 | 9999 |  |  |  | 0.92213 | Default Emission Factor
Haworth Water Treatment Plant | 56701_G_GEN4 | 56701 | G | GEN4 |  | Combustion Turbine | PJM_EMAC | New Jersey | Bergen | 2 | 2004 | 9999 |  |  |  | 0.92213 | Default Emission Factor
Haworth Water Treatment Plant | 56701_G_GEN5 | 56701 | G | GEN5 |  | Combustion Turbine | PJM_EMAC | New Jersey | Bergen | 3.9 | 2018 | 9999 |  |  |  | 0.92213 | Default Emission Factor
Haworth Water Treatment Plant | 56701_G_GEN6 | 56701 | G | GEN6 |  | Combustion Turbine | PJM_EMAC | New Jersey | Bergen | 3.9 | 2018 | 9999 |  |  |  | 0.92213 | Default Emission Factor
Virginia Tech Power Plant | 56785_G_WG01 | 56785 | G | WG01 |  | O/G Steam | PJM_West | Virginia | Montgomery | 2.5 | 1976 | 9999 |  |  |  | 0.14445 | Default Emission Factor
Geismar Cogen | 56787_G_GTG | 56787 | G | GTG |  | Combustion Turbine | MIS_LA | Louisiana | Ascension | 72.5 | 2000 | 2024 |  |  |  | 0.12736 | Default Emission Factor
Kleen Energy Systems Project | 56798_G_ST | 56798 | G | ST | 90386 | Combined Cycle | NENG_CT | Connecticut | Middlesex | 268 | 2011 | 9999 |  |  |  | 0.00747 | NEI 2019
Kleen Energy Systems Project | 56798_G_U1 | 56798 | G | U1 | 90386 | Combined Cycle | NENG_CT | Connecticut | Middlesex | 177 | 2011 | 9999 | 2019 | 4.7762 | 1505910 | 0.00747 | NEI 2019
Kleen Energy Systems Project | 56798_G_U2 | 56798 | G | U2 | 90387 | Combined Cycle | NENG_CT | Connecticut | Middlesex | 177 | 2011 | 9999 | 2019 | 3.1209 | 609530 | 0.00747 | NEI 2019
Greenland Energy Center | 56799_G_1 | 56799 | G | 1 | 90380 | Combustion Turbine | FRCC | Florida | Duval | 148 | 2011 | 9999 | 2019 | 6.124 | 228120.0005 | 0.05369 | NEI 2019
Greenland Energy Center | 56799_G_2 | 56799 | G | 2 | 90381 | Combustion Turbine | FRCC | Florida | Duval | 148 | 2011 | 9999 | 2019 | 10.326 | 228120.0005 | 0.09053 | NEI 2019
Bridgeport Station | 568_G_4 | 568 | G | 4 |  | Combustion Turbine | NENG_CT | Connecticut | Fairfield | 17 | 1967 | 2024 | 2019 | 0.022309 | 189 | 0.23608 | NEI 2019
Bridgeport Station | 568_G_501 | 568 | G | 501 | 91155 | Combined Cycle | NENG_CT | Connecticut | Fairfield | 375.7 | 2019 | 9999 |  |  |  | 0.02842 | Default Emission Factor
Bridgeport Station | 568_G_502 | 568 | G | 502 | 91155 | Combined Cycle | NENG_CT | Connecticut | Fairfield | 200.6 | 2019 | 9999 |  |  |  | 0.02842 | Default Emission Factor
Panoche Energy Center | 56803_G_1 | 56803 | G | 1 | 90388 | Combustion Turbine | WEC_CALN | California | Fresno | 97 | 2009 | 9999 | 2017 | 1.7025 | 132643.25 | 0.02567 | NEI 2019
Panoche Energy Center | 56803_G_2 | 56803 | G | 2 | 90389 | Combustion Turbine | WEC_CALN | California | Fresno | 97 | 2009 | 9999 | 2019 | 1.961 | 158208 | 0.02479 | NEI 2019
Panoche Energy Center | 56803_G_3 | 56803 | G | 3 | 90390 | Combustion Turbine | WEC_CALN | California | Fresno | 97 | 2009 | 9999 | 2017 | 1.8362 | 132643.25 | 0.02769 | NEI 2019
Panoche Energy Center | 56803_G_4 | 56803 | G | 4 | 90391 | Combustion Turbine | WEC_CALN | California | Fresno | 97 | 2009 | 9999 | 2019 | 1.2133 | 158208 | 0.01534 | NEI 2019
Cedar Bayou 4 | 56806_G_4 | 56806 | G | 4 | 90407 | Combined Cycle | ERC_REST | Texas | Chambers | 172 | 2009 | 9999 |  |  |  | 0.1002 | NEI 2019
Cedar Bayou 4 | 56806_G_41 | 56806 | G | 41 | 90407 | Combined Cycle | ERC_REST | Texas | Chambers | 165 | 2009 | 9999 | 2019 | 14.2541 | 395763 | 0.1002 | NEI 2019
Cedar Bayou 4 | 56806_G_42 | 56806 | G | 42 | 90408 | Combined Cycle | ERC_REST | Texas | Chambers | 165 | 2009 | 9999 | 2019 | 16.7391 | 222869 | 0.1002 | NEI 2019
Bear Garden | 56807_G_1A | 56807 | G | 1A | 90440 | Combined Cycle | PJM_Dom | Virginia | Buckingham | 190 | 2011 | 9999 | 2019 | 12.3717 | 3211634 | 0.01159 | NEI 2019
Bear Garden | 56807_G_1B | 56807 | G | 1B | 90441 | Combined Cycle | PJM_Dom | Virginia | Buckingham | 190 | 2011 | 9999 | 2019 | 8.2432 | 346806 | 0.01159 | NEI 2019
Bear Garden | 56807_G_1C | 56807 | G | 1C | 90440 | Combined Cycle | PJM_Dom | Virginia | Buckingham | 242 | 2011 | 9999 |  |  |  | 0.01159 | NEI 2019
OREG 1 Inc | 56833_G_CS10 | 56833 | G | CS10 |  | Non-Fossil Waste | SPP_WAUE | Montana | Roosevelt | 5 | 2006 | 9999 |  |  |  | 0.70317 | Default Emission Factor
OREG 1 Inc | 56833_G_CS11 | 56833 | G | CS11 |  | Non-Fossil Waste | SPP_WAUE | Montana | Roosevelt | 5 | 2006 | 9999 |  |  |  | 0.70317 | Default Emission Factor
OREG 1 Inc | 56833_G_CS7 | 56833 | G | CS7 |  | Non-Fossil Waste | SPP_WAUE | Montana | Roosevelt | 5 | 2006 | 9999 |  |  |  | 0.70317 | Default Emission Factor
OREG 1 Inc | 56833_G_CS9 | 56833 | G | CS9 |  | Non-Fossil Waste | SPP_WAUE | Montana | Roosevelt | 5 | 2006 | 9999 |  |  |  | 0.70317 | Default Emission Factor
CPV St Charles Energy Center | 56846_G_GTG1 | 56846 | G | GTG1 | 91104 | Combined Cycle | PJM_SMAC | Maryland | Charles | 205 | 2017 | 9999 | 2019 | 25.189 | 1336589 | 0.01932 | NEI 2019
CPV St Charles Energy Center | 56846_G_GTG2 | 56846 | G | GTG2 | 91105 | Combined Cycle | PJM_SMAC | Maryland | Charles | 205 | 2017 | 9999 | 2019 | 15.361 | 1329903 | 0.01932 | NEI 2019
CPV St Charles Energy Center | 56846_G_STGEN | 56846 | G | STGEN | 91104 | Combined Cycle | PJM_SMAC | Maryland | Charles | 316 | 2017 | 9999 |  |  |  | 0.01932 | NEI 2019
Lanchester Generating Station | 56850_G_1 | 56850 | G | 1 |  | Landfill Gas | PJM_EMAC | Pennsylvania | Lancaster | 1.6 | 2006 | 9999 |  |  |  | 0.54258 | Default Emission Factor
Lanchester Generating Station | 56850_G_2 | 56850 | G | 2 |  | Landfill Gas | PJM_EMAC | Pennsylvania | Lancaster | 1.6 | 2010 | 9999 |  |  |  | 0.54258 | Default Emission Factor
Bryon Center | 56851_G_1 | 56851 | G | 1 |  | Landfill Gas | MIS_LMI | Michigan | KENT | 1.5 | 2009 | 9999 |  |  |  | 0.54258 | Default Emission Factor
Bryon Center | 56851_G_2 | 56851 | G | 2 |  | Landfill Gas | MIS_LMI | Michigan | KENT | 1.5 | 2009 | 9999 |  |  |  | 0.54258 | Default Emission Factor
Pinconning White Feather | 56852_G_1 | 56852 | G | 1 |  | Landfill Gas | MIS_LMI | Michigan | BAY | 1.5 | 2009 | 9999 |  |  |  | 0.54258 | Default Emission Factor
Pinconning White Feather | 56852_G_2 | 56852 | G | 2 |  | Landfill Gas | MIS_LMI | Michigan | BAY | 1.5 | 2009 | 9999 |  |  |  | 0.54258 | Default Emission Factor
Trans-Jordan Generating Station | 56853_G_1 | 56853 | G | 1 |  | Landfill Gas | WECC_UT | Utah | Salt Lake | 1.5 | 2009 | 9999 |  |  |  | 0.54258 | Default Emission Factor
Trans-Jordan Generating Station | 56853_G_2 | 56853 | G | 2 |  | Landfill Gas | WECC_UT | Utah | Salt Lake | 1.5 | 2009 | 9999 |  |  |  | 0.54258 | Default Emission Factor
Trans-Jordan Generating Station | 56853_G_3 | 56853 | G | 3 |  | Landfill Gas | WECC_UT | Utah | Salt Lake | 1.5 | 2009 | 9999 |  |  |  | 0.54258 | Default Emission Factor
Covel Gardens Gas Recovery | 56864_G_1 | 56864 | G | 1 |  | Landfill Gas | ERC_REST | Texas | Bexar | 1.6 | 2005 | 9999 | 2018 | 2.835 | 5105.1667 | 1.1106 | Texas Emissions Inventory
Covel Gardens Gas Recovery | 56864_G_2 | 56864 | G | 2 |  | Landfill Gas | ERC_REST | Texas | Bexar | 1.6 | 2005 | 9999 | 2018 | 2.835 | 5105.1667 | 1.1106 | Texas Emissions Inventory
Covel Gardens Gas Recovery | 56864_G_3 | 56864 | G | 3 |  | Landfill Gas | ERC_REST | Texas | Bexar | 1.6 | 2005 | 9999 | 2018 | 2.835 | 5105.1667 | 1.1106 | Texas Emissions Inventory
Covel Gardens Gas Recovery | 56864_G_4 | 56864 | G | 4 |  | Landfill Gas | ERC_REST | Texas | Bexar | 1.6 | 2005 | 9999 | 2018 | 2.835 | 5105.1667 | 1.1106 | Texas Emissions Inventory
Covel Gardens Gas Recovery | 56864_G_5 | 56864 | G | 5 |  | Landfill Gas | ERC_REST | Texas | Bexar | 1.6 | 2005 | 9999 | 2018 | 2.835 | 5105.1667 | 1.1106 | Texas Emissions Inventory
Covel Gardens Gas Recovery | 56864_G_6 | 56864 | G | 6 |  | Landfill Gas | ERC_REST | Texas | Bexar | 1.6 | 2005 | 9999 | 2018 | 2.835 | 5105.1667 | 1.1106 | Texas Emissions Inventory
Loraine County Project | 56869_G_1 | 56869 | G | 1 |  | Landfill Gas | PJM_ATSI | Ohio | Lorain | 1.4 | 2001 | 9999 |  |  |  | 0.54258 | Default Emission Factor
Loraine County Project | 56869_G_10 | 56869 | G | 10 |  | Landfill Gas | PJM_ATSI | Ohio | Lorain | 1.6 | 2012 | 9999 |  |  |  | 0.54258 | Default Emission Factor
Loraine County Project | 56869_G_11 | 56869 | G | 11 |  | Landfill Gas | PJM_ATSI | Ohio | Lorain | 1.6 | 2012 | 9999 |  |  |  | 0.54258 | Default Emission Factor
Loraine County Project | 56869_G_12 | 56869 | G | 12 |  | Landfill Gas | PJM_ATSI | Ohio | Lorain | 1.6 | 2012 | 9999 |  |  |  | 0.54258 | Default Emission Factor
Loraine County Project | 56869_G_13 | 56869 | G | 13 |  | Landfill Gas | PJM_ATSI | Ohio | Lorain | 1.6 | 2012 | 9999 |  |  |  | 0.54258 | Default Emission Factor
Loraine County Project | 56869_G_14 | 56869 | G | 14 |  | Landfill Gas | PJM_ATSI | Ohio | Lorain | 1.6 | 2012 | 9999 |  |  |  | 0.54258 | Default Emission Factor
Loraine County Project | 56869_G_15 | 56869 | G | 15 |  | Landfill Gas | PJM_ATSI | Ohio | Lorain | 1.6 | 2012 | 9999 |  |  |  | 0.54258 | Default Emission Factor
Loraine County Project | 56869_G_16 | 56869 | G | 16 |  | Landfill Gas | PJM_ATSI | Ohio | Lorain | 1.6 | 2012 | 9999 |  |  |  | 0.54258 | Default Emission Factor
Loraine County Project | 56869_G_17 | 56869 | G | 17 |  | Landfill Gas | PJM_ATSI | Ohio | Lorain | 1.6 | 2012 | 9999 |  |  |  | 0.54258 | Default Emission Factor
Loraine County Project | 56869_G_18 | 56869 | G | 18 |  | Landfill Gas | PJM_ATSI | Ohio | Lorain | 1.6 | 2012 | 9999 |  |  |  | 0.54258 | Default Emission Factor
Loraine County Project | 56869_G_2 | 56869 | G | 2 |  | Landfill Gas | PJM_ATSI | Ohio | Lorain | 1.4 | 2001 | 9999 |  |  |  | 0.54258 | Default Emission Factor
Loraine County Project | 56869_G_3 | 56869 | G | 3 |  | Landfill Gas | PJM_ATSI | Ohio | Lorain | 1.4 | 2001 | 9999 |  |  |  | 0.54258 | Default Emission Factor
Loraine County Project | 56869_G_4 | 56869 | G | 4 |  | Landfill Gas | PJM_ATSI | Ohio | Lorain | 1.4 | 2001 | 9999 |  |  |  | 0.54258 | Default Emission Factor
Loraine County Project | 56869_G_5 | 56869 | G | 5 |  | Landfill Gas | PJM_ATSI | Ohio | Lorain | 1.4 | 2001 | 9999 |  |  |  | 0.54258 | Default Emission Factor
Loraine County Project | 56869_G_6 | 56869 | G | 6 |  | Landfill Gas | PJM_ATSI | Ohio | Lorain | 1.4 | 2001 | 9999 |  |  |  | 0.54258 | Default Emission Factor
Loraine County Project | 56869_G_7 | 56869 | G | 7 |  | Landfill Gas | PJM_ATSI | Ohio | Lorain | 1.4 | 2003 | 9999 |  |  |  | 0.54258 | Default Emission Factor
Loraine County Project | 56869_G_8 | 56869 | G | 8 |  | Landfill Gas | PJM_ATSI | Ohio | Lorain | 1.4 | 2003 | 9999 |  |  |  | 0.54258 | Default Emission Factor
Loraine County Project | 56869_G_9 | 56869 | G | 9 |  | Landfill Gas | PJM_ATSI | Ohio | Lorain | 1.6 | 2012 | 9999 |  |  |  | 0.54258 | Default Emission Factor
Taylor | 56870_G_1 | 56870 | G | 1 |  | Landfill Gas | S_SOU | Georgia | Taylor | 1 | 2003 | 9999 |  |  |  | 0.54258 | Default Emission Factor
Taylor | 56870_G_2 | 56870 | G | 2 |  | Landfill Gas | S_SOU | Georgia | Taylor | 1 | 2003 | 9999 |  |  |  | 0.54258 | Default Emission Factor
Taylor | 56870_G_3 | 56870 | G | 3 |  | Landfill Gas | S_SOU | Georgia | Taylor | 1 | 2003 | 9999 |  |  |  | 0.54258 | Default Emission Factor
Taylor | 56870_G_4 | 56870 | G | 4 |  | Landfill Gas | S_SOU | Georgia | Taylor | 1 | 2003 | 9999 |  |  |  | 0.54258 | Default Emission Factor
Taylor | 56870_G_5 | 56870 | G | 5 |  | Landfill Gas | S_SOU | Georgia | Taylor | 1 | 2011 | 9999 |  |  |  | 0.54258 | Default Emission Factor
Taylor | 56870_G_6 | 56870 | G | 6 |  | Landfill Gas | S_SOU | Georgia | Taylor | 1 | 2011 | 9999 |  |  |  | 0.54258 | Default Emission Factor
Taylor | 56870_G_7 | 56870 | G | 7 |  | Landfill Gas | S_SOU | Georgia | Taylor | 1 | 2011 | 9999 |  |  |  | 0.54258 | Default Emission Factor
Taylor | 56870_G_8 | 56870 | G | 8 |  | Landfill Gas | S_SOU | Georgia | Taylor | 1 | 2011 | 9999 |  |  |  | 0.54258 | Default Emission Factor
SECCRA Community Landfill | 56873_G_1 | 56873 | G | 1 |  | Landfill Gas | PJM_EMAC | Pennsylvania | Chester | 0.9 | 2007 | 9999 |  |  |  | 0.54258 | Default Emission Factor
SECCRA Community Landfill | 56873_G_3 | 56873 | G | 3 |  | Landfill Gas | PJM_EMAC | Pennsylvania | Chester | 1.6 | 2010 | 9999 |  |  |  | 0.54258 | Default Emission Factor
OREG 2 Inc | 56880_G_CS12 | 56880 | G | CS12 |  | Non-Fossil Waste | SPP_WAUE | Montana | Roosevelt | 5 | 2009 | 9999 |  |  |  | 0.70317 | Default Emission Factor
OREG 2 Inc | 56880_G_CS3 | 56880 | G | CS3 |  | Non-Fossil Waste | SPP_WAUE | Montana | Roosevelt | 5 | 2009 | 9999 |  |  |  | 0.70317 | Default Emission Factor
OREG 2 Inc | 56880_G_CS5 | 56880 | G | CS5 |  | Non-Fossil Waste | SPP_WAUE | Montana | Roosevelt | 5 | 2009 | 9999 |  |  |  | 0.70317 | Default Emission Factor
OREG 2 Inc | 56880_G_CS8 | 56880 | G | CS8 |  | Non-Fossil Waste | SPP_WAUE | Montana | Roosevelt | 5 | 2008 | 9999 |  |  |  | 0.70317 | Default Emission Factor
Cumberland County Solid Waste Complex | 56884_G_GEN 2 | 56884 | G | GEN 2 |  | Landfill Gas | PJM_EMAC | New Jersey | Cumberland | 1.6 | 2008 | 9999 |  |  |  | 0.26506 | NEI 2019
Cumberland County Solid Waste Complex | 56884_G_GEN 3 | 56884 | G | GEN 3 |  | Landfill Gas | PJM_EMAC | New Jersey | Cumberland | 1.6 | 2008 | 9999 |  |  |  | 0.26506 | NEI 2019
Cumberland County Solid Waste Complex | 56884_G_GEN1 | 56884 | G | GEN1 |  | Landfill Gas | PJM_EMAC | New Jersey | Cumberland | 1.6 | 2008 | 9999 | 2019 | 2.18 | 16449 | 0.26506 | NEI 2019
Cumberland County PA LFG Recovery | 56887_G_GEN 1 | 56887 | G | GEN 1 |  | Landfill Gas | PJM_PENE | Pennsylvania | Cumberland | 1.6 | 2009 | 9999 |  |  |  | 0.54258 | Default Emission Factor
Cumberland County PA LFG Recovery | 56887_G_GEN 2 | 56887 | G | GEN 2 |  | Landfill Gas | PJM_PENE | Pennsylvania | Cumberland | 1.6 | 2009 | 9999 |  |  |  | 0.54258 | Default Emission Factor
Cumberland County PA LFG Recovery | 56887_G_GEN 3 | 56887 | G | GEN 3 |  | Landfill Gas | PJM_PENE | Pennsylvania | Cumberland | 1.6 | 2009 | 9999 |  |  |  | 0.54258 | Default Emission Factor
Cumberland County PA LFG Recovery | 56887_G_GEN 4 | 56887 | G | GEN 4 |  | Landfill Gas | PJM_PENE | Pennsylvania | Cumberland | 1.6 | 2009 | 9999 |  |  |  | 0.54258 | Default Emission Factor
Norther Tier Landfill | 56890_G_GEN 1 | 56890 | G | GEN 1 |  | Landfill Gas | PJM_PENE | Pennsylvania | Bradford | 1.6 | 2009 | 9999 |  |  |  | 0.54258 | Default Emission Factor
Moretown | 56891_G_GEN 2 | 56891 | G | GEN 2 |  | Landfill Gas | NENGREST | Vermont | Washington | 1.6 | 2008 | 9999 |  |  |  | 0.54258 | Default Emission Factor
Ameresco Stafford | 56894_G_1 | 56894 | G | 1 |  | Landfill Gas | PJM_Dom | Virginia | Stafford | 1 | 2009 | 9999 |  |  |  | 0.54258 | Default Emission Factor
Ameresco Stafford | 56894_G_2 | 56894 | G | 2 |  | Landfill Gas | PJM_Dom | Virginia | Stafford | 1 | 2009 | 9999 |  |  |  | 0.54258 | Default Emission Factor
Ameresco Ox Mountain | 56895_G_1 | 56895 | G | 1 |  | Landfill Gas | WEC_CALN | California | San Mateo | 1.8 | 2008 | 9999 |  |  |  | 0.54258 | Default Emission Factor
Ameresco Ox Mountain | 56895_G_2 | 56895 | G | 2 |  | Landfill Gas | WEC_CALN | California | San Mateo | 1.8 | 2008 | 9999 |  |  |  | 0.54258 | Default Emission Factor
Ameresco Ox Mountain | 56895_G_3 | 56895 | G | 3 |  | Landfill Gas | WEC_CALN | California | San Mateo | 1.8 | 2008 | 9999 |  |  |  | 0.54258 | Default Emission Factor
Ameresco Ox Mountain | 56895_G_4 | 56895 | G | 4 |  | Landfill Gas | WEC_CALN | California | San Mateo | 1.8 | 2008 | 9999 |  |  |  | 0.54258 | Default Emission Factor
Ameresco Ox Mountain | 56895_G_5 | 56895 | G | 5 |  | Landfill Gas | WEC_CALN | California | San Mateo | 1.8 | 2008 | 9999 |  |  |  | 0.54258 | Default Emission Factor
Ameresco Ox Mountain | 56895_G_6 | 56895 | G | 6 |  | Landfill Gas | WEC_CALN | California | San Mateo | 1.8 | 2008 | 9999 |  |  |  | 0.54258 | Default Emission Factor
Ameresco Jefferson City | 56896_G_1 | 56896 | G | 1 |  | Landfill Gas | MIS_MO | Missouri | Cole | 0.9 | 2009 | 9999 |  |  |  | 0.54258 | Default Emission Factor
Ameresco Jefferson City | 56896_G_2 | 56896 | G | 2 |  | Landfill Gas | MIS_MO | Missouri | Cole | 0.9 | 2009 | 9999 |  |  |  | 0.54258 | Default Emission Factor
Ameresco Jefferson City | 56896_G_3 | 56896 | G | 3 |  | Landfill Gas | MIS_MO | Missouri | Cole | 0.9 | 2009 | 9999 |  |  |  | 0.54258 | Default Emission Factor
Ameresco Keller Canyon | 56897_G_1 | 56897 | G | 1 |  | Landfill Gas | WEC_CALN | California | Contra Costa | 1.8 | 2009 | 9999 | 2017 | 2.3222 | 14463.5 | 0.32111 | NEI 2019
Ameresco Keller Canyon | 56897_G_2 | 56897 | G | 2 |  | Landfill Gas | WEC_CALN | California | Contra Costa | 1.8 | 2009 | 9999 | 2017 | 2.345 | 14463.5 | 0.32427 | NEI 2019
Ameresco Chiquita Canyon | 56898_G_1 | 56898 | G | 1 |  | Landfill Gas | WECC_SCE | California | Los Angeles | 4 | 2010 | 9999 | 2017 | 1.4781 | 24019 | 0.12308 | NEI 2019
Ameresco Chiquita Canyon | 56898_G_2 | 56898 | G | 2 |  | Landfill Gas | WECC_SCE | California | Los Angeles | 4 | 2010 | 9999 | 2019 | 0.26 | 21608 | 0.02407 | NEI 2019
IRC Generator Facility | 56899_G_290 | 56899 | G | 290 |  | Combustion Turbine | WECC_AZ | Arizona | Coconino | 1.5 | 1986 | 9999 |  |  |  | 0.92213 | Default Emission Factor
IRC Generator Facility | 56899_G_291 | 56899 | G | 291 |  | Combustion Turbine | WECC_AZ | Arizona | Coconino | 1.5 | 1986 | 9999 |  |  |  | 0.92213 | Default Emission Factor
Dave Gates Generating Station | 56908_G_1 | 56908 | G | 1 | 90619 | Combustion Turbine | WECC_MT | Montana | Deer Lodge | 44.1 | 2011 | 9999 | 2019 | 9.9555 | 75580.668 | 0.26344 | NEI 2019
Dave Gates Generating Station | 56908_G_2 | 56908 | G | 2 | 90621 | Combustion Turbine | WECC_MT | Montana | Deer Lodge | 44.1 | 2011 | 9999 | 2019 | 2.424 | 75580.668 | 0.06414 | NEI 2019
Dave Gates Generating Station | 56908_G_3 | 56908 | G | 3 | 90623 | Combustion Turbine | WECC_MT | Montana | Deer Lodge | 44.1 | 2011 | 9999 | 2019 | 6.1048 | 75580.668 | 0.16154 | NEI 2019
Broad Mountain | 56911_G_GEN1 | 56911 | G | GEN1 |  | Landfill Gas | PJM_WMAC | Pennsylvania | Schuylkill | 4.1 | 2009 | 9999 |  |  |  | 0.54258 | Default Emission Factor
Broad Mountain | 56911_G_GEN2 | 56911 | G | GEN2 |  | Landfill Gas | PJM_WMAC | Pennsylvania | Schuylkill | 4.1 | 2009 | 9999 |  |  |  | 0.54258 | Default Emission Factor
Orange Grove Peaking Facility | 56914_G_CTG1 | 56914 | G | CTG1 | 90426 | Combustion Turbine | WEC_SDGE | California | San Diego | 49.1 | 2010 | 9999 | 2019 | 0.38688 | 9692.5 | 0.07983 | NEI 2019
Orange Grove Peaking Facility | 56914_G_CTG2 | 56914 | G | CTG2 | 90427 | Combustion Turbine | WEC_SDGE | California | San Diego | 49.1 | 2010 | 9999 | 2017 | 0.3968 | 21650.5 | 0.03666 | NEI 2019
Fairfield University CHP Plant | 56928_G_CHP1 | 56928 | G | CHP1 |  | Combustion Turbine | NENG_CT | Connecticut | Fairfield | 4.5 | 2007 | 9999 |  |  |  | 0.12736 | Default Emission Factor
Biotech LS 0836 | 56932_G_BLS1 | 56932 | G | BLS1 |  | Combustion Turbine | WECC_PNW | Washington | Whitman | 1 | 2009 | 9999 |  |  |  | 0.92213 | Default Emission Factor
Fairbanks Morse Engine | 56937_G_IPE | 56937 | G | IPE |  | Combustion Turbine | MIS_WUMS | Wisconsin | Rock | 1.5 | 1989 | 9999 |  |  |  | 0.92213 | Default Emission Factor
CPV Valley Energy Center | 56940_G_CTG1 | 56940 | G | CTG1 | 90434 | Combined Cycle | NY_Z_G-I | New York | Orange | 198.2 | 2018 | 9999 | 2019 | 14.0001 | 2812955 | 0.02254 | NEI 2019
CPV Valley Energy Center | 56940_G_CTG2 | 56940 | G | CTG2 | 90435 | Combined Cycle | NY_Z_G-I | New York | Orange | 198.2 | 2018 | 9999 | 2019 | 32.202 | 1287322 | 0.02254 | NEI 2019
CPV Valley Energy Center | 56940_G_STG | 56940 | G | STG | 90434 | Combined Cycle | NY_Z_G-I | New York | Orange | 308.7 | 2018 | 9999 |  |  |  | 0.02254 | NEI 2019
Coolidge Generation Station | 56948_G_1 | 56948 | G | 1 | 90464 | Combustion Turbine | WECC_AZ | Arizona | Pinal | 43.4 | 2011 | 9999 |  |  |  | 0.12736 | Default Emission Factor
Coolidge Generation Station | 56948_G_10 | 56948 | G | 10 | 90473 | Combustion Turbine | WECC_AZ | Arizona | Pinal | 43.4 | 2011 | 9999 |  |  |  | 0.12736 | Default Emission Factor
Coolidge Generation Station | 56948_G_11 | 56948 | G | 11 | 90474 | Combustion Turbine | WECC_AZ | Arizona | Pinal | 43.4 | 2011 | 9999 |  |  |  | 0.12736 | Default Emission Factor
Coolidge Generation Station | 56948_G_12 | 56948 | G | 12 | 90475 | Combustion Turbine | WECC_AZ | Arizona | Pinal | 43.4 | 2011 | 9999 |  |  |  | 0.12736 | Default Emission Factor
Coolidge Generation Station | 56948_G_2 | 56948 | G | 2 | 90465 | Combustion Turbine | WECC_AZ | Arizona | Pinal | 43.4 | 2011 | 9999 |  |  |  | 0.12736 | Default Emission Factor
Coolidge Generation Station | 56948_G_3 | 56948 | G | 3 | 90466 | Combustion Turbine | WECC_AZ | Arizona | Pinal | 43.4 | 2011 | 9999 |  |  |  | 0.12736 | Default Emission Factor
Coolidge Generation Station | 56948_G_4 | 56948 | G | 4 | 90467 | Combustion Turbine | WECC_AZ | Arizona | Pinal | 43.4 | 2011 | 9999 |  |  |  | 0.12736 | Default Emission Factor
Coolidge Generation Station | 56948_G_5 | 56948 | G | 5 | 90468 | Combustion Turbine | WECC_AZ | Arizona | Pinal | 43.4 | 2011 | 9999 |  |  |  | 0.12736 | Default Emission Factor
Coolidge Generation Station | 56948_G_6 | 56948 | G | 6 | 90469 | Combustion Turbine | WECC_AZ | Arizona | Pinal | 43.4 | 2011 | 9999 |  |  |  | 0.12736 | Default Emission Factor
Coolidge Generation Station | 56948_G_7 | 56948 | G | 7 | 90470 | Combustion Turbine | WECC_AZ | Arizona | Pinal | 43.4 | 2011 | 9999 |  |  |  | 0.12736 | Default Emission Factor
Coolidge Generation Station | 56948_G_8 | 56948 | G | 8 | 90471 | Combustion Turbine | WECC_AZ | Arizona | Pinal | 43.4 | 2011 | 9999 |  |  |  | 0.12736 | Default Emission Factor
Coolidge Generation Station | 56948_G_9 | 56948 | G | 9 | 90472 | Combustion Turbine | WECC_AZ | Arizona | Pinal | 43.4 | 2011 | 9999 |  |  |  | 0.12736 | Default Emission Factor
Enoree Phase II Landfill Gas Recovery | 56951_G_1 | 56951 | G | 1 |  | Landfill Gas | S_VACA | South Carolina | Greenville | 1.5 | 2008 | 9999 |  |  |  | 0.54258 | Default Emission Factor
Enoree Phase II Landfill Gas Recovery | 56951_G_2 | 56951 | G | 2 |  | Landfill Gas | S_VACA | South Carolina | Greenville | 1.5 | 2008 | 9999 |  |  |  | 0.54258 | Default Emission Factor
Gastonia Prime Power Park | 56954_G_1 | 56954 | G | 1 |  | Combustion Turbine | S_VACA | North Carolina | Gaston | 2 | 2008 | 9999 |  |  |  | 0.92213 | Default Emission Factor
Gastonia Prime Power Park | 56954_G_2 | 56954 | G | 2 |  | Combustion Turbine | S_VACA | North Carolina | Gaston | 2 | 2008 | 9999 |  |  |  | 0.92213 | Default Emission Factor
Gastonia Prime Power Park | 56954_G_3 | 56954 | G | 3 |  | Combustion Turbine | S_VACA | North Carolina | Gaston | 1.8 | 2012 | 9999 |  |  |  | 0.92213 | Default Emission Factor
Gastonia Prime Power Park | 56954_G_4 | 56954 | G | 4 |  | Combustion Turbine | S_VACA | North Carolina | Gaston | 1.8 | 2012 | 9999 |  |  |  | 0.92213 | Default Emission Factor
Gastonia Prime Power Park | 56954_G_5 | 56954 | G | 5 |  | Combustion Turbine | S_VACA | North Carolina | Gaston | 1.8 | 2013 | 9999 |  |  |  | 0.92213 | Default Emission Factor
Gastonia Prime Power Park | 56954_G_6 | 56954 | G | 6 |  | Combustion Turbine | S_VACA | North Carolina | Gaston | 1.8 | 2013 | 9999 |  |  |  | 0.92213 | Default Emission Factor
Pioneer Crossing Energy, LLC | 56957_G_LFG1 | 56957 | G | LFG1 |  | Landfill Gas | PJM_WMAC | Pennsylvania | Berks | 1.6 | 2008 | 9999 | 2019 | 3.82 | 8216.6 | 0.92983 | NEI 2019
Pioneer Crossing Energy, LLC | 56957_G_LFG2 | 56957 | G | LFG2 |  | Landfill Gas | PJM_WMAC | Pennsylvania | Berks | 1.6 | 2008 | 9999 |  |  |  | 0.54258 | Default Emission Factor
Pioneer Crossing Energy, LLC | 56957_G_LFG3 | 56957 | G | LFG3 |  | Landfill Gas | PJM_WMAC | Pennsylvania | Berks | 1.6 | 2008 | 9999 |  |  |  | 0.54258 | Default Emission Factor
Pioneer Crossing Energy, LLC | 56957_G_LFG4 | 56957 | G | LFG4 |  | Landfill Gas | PJM_WMAC | Pennsylvania | Berks | 1.6 | 2008 | 9999 |  |  |  | 0.54258 | Default Emission Factor
Pioneer Crossing Energy, LLC | 56957_G_LFG5 | 56957 | G | LFG5 |  | Landfill Gas | PJM_WMAC | Pennsylvania | Berks | 1.6 | 2013 | 9999 |  |  |  | 0.54258 | Default Emission Factor
DANC LFGTE Facility | 56958_G_GEN1 | 56958 | G | GEN1 |  | Landfill Gas | NY_Z_C&E | New York | Jefferson | 1.6 | 2008 | 9999 | 2018 | 0.145 | 8342 | 0.03476 | New York Emission Inventory
DANC LFGTE Facility | 56958_G_GEN2 | 56958 | G | GEN2 |  | Landfill Gas | NY_Z_C&E | New York | Jefferson | 1.6 | 2008 | 9999 | 2018 | 0.145 | 8342 | 0.03476 | New York Emission Inventory
DANC LFGTE Facility | 56958_G_GEN3 | 56958 | G | GEN3 |  | Landfill Gas | NY_Z_C&E | New York | Jefferson | 1.6 | 2008 | 9999 | 2018 | 0.145 | 8342 | 0.03476 | New York Emission Inventory
DANC LFGTE Facility | 56958_G_GEN4 | 56958 | G | GEN4 |  | Landfill Gas | NY_Z_C&E | New York | Jefferson | 1.6 | 2012 | 9999 | 2018 | 0.145 | 8342 | 0.03476 | New York Emission Inventory
Iredell County LFG Facility | 56962_G_1 | 56962 | G | 1 |  | Landfill Gas | S_VACA | North Carolina | Iredell | 1.6 | 2008 | 9999 |  |  |  | 0.54258 | Default Emission Factor
Iredell County LFG Facility | 56962_G_2 | 56962 | G | 2 |  | Landfill Gas | S_VACA | North Carolina | Iredell | 1.6 | 2008 | 9999 |  |  |  | 0.54258 | Default Emission Factor
West Deptford Energy Station | 56963_G_E101 | 56963 | G | E101 | 90891 | Combined Cycle | PJM_EMAC | New Jersey | Gloucester | 216.5 | 2014 | 9999 | 2019 | 36.13 | 4682299 | 0.01543 | NEI 2019
West Deptford Energy Station | 56963_G_E102 | 56963 | G | E102 | 90892 | Combined Cycle | PJM_EMAC | New Jersey | Gloucester | 216.5 | 2014 | 9999 |  |  |  | 0.01543 | NEI 2019
West Deptford Energy Station | 56963_G_STG1 | 56963 | G | STG1 | 90891 | Combined Cycle | PJM_EMAC | New Jersey | Gloucester | 305.9 | 2014 | 9999 |  |  |  | 0.01543 | NEI 2019
Bayonne Energy Center | 56964_G_GT1 | 56964 | G | GT1 | 90481 | Combustion Turbine | NY_Z_J | New Jersey | Hudson | 56.3 | 2012 | 9999 |  |  |  | 0.07815 | NEI 2019
Bayonne Energy Center | 56964_G_GT10 | 56964 | G | GT10 | 91188 | Combustion Turbine | NY_Z_J | New Jersey | Hudson | 61.3 | 2018 | 9999 |  |  |  | 0.09398 | NEI 2019
Bayonne Energy Center | 56964_G_GT2 | 56964 | G | GT2 | 90482 | Combustion Turbine | NY_Z_J | New Jersey | Hudson | 54.7 | 2012 | 9999 |  |  |  | 0.07815 | NEI 2019
Bayonne Energy Center | 56964_G_GT3 | 56964 | G | GT3 | 90483 | Combustion Turbine | NY_Z_J | New Jersey | Hudson | 59.2 | 2012 | 9999 |  |  |  | 0.07815 | NEI 2019
Bayonne Energy Center | 56964_G_GT4 | 56964 | G | GT4 | 90484 | Combustion Turbine | NY_Z_J | New Jersey | Hudson | 58.5 | 2012 | 9999 |  |  |  | 0.07815 | NEI 2019
Bayonne Energy Center | 56964_G_GT5 | 56964 | G | GT5 | 90485 | Combustion Turbine | NY_Z_J | New Jersey | Hudson | 57.3 | 2012 | 9999 |  |  |  | 0.07815 | NEI 2019
Bayonne Energy Center | 56964_G_GT6 | 56964 | G | GT6 | 90486 | Combustion Turbine | NY_Z_J | New Jersey | Hudson | 56.9 | 2012 | 9999 |  |  |  | 0.07815 | NEI 2019
Bayonne Energy Center | 56964_G_GT7 | 56964 | G | GT7 | 90487 | Combustion Turbine | NY_Z_J | New Jersey | Hudson | 57.7 | 2012 | 9999 |  |  |  | 0.07815 | NEI 2019
Bayonne Energy Center | 56964_G_GT8 | 56964 | G | GT8 | 90488 | Combustion Turbine | NY_Z_J | New Jersey | Hudson | 57.6 | 2012 | 9999 | 2019 | 20.244 | 518111.5434 | 0.07815 | NEI 2019
Bayonne Energy Center | 56964_G_GT9 | 56964 | G | GT9 | 91187 | Combustion Turbine | NY_Z_J | New Jersey | Hudson | 61.3 | 2018 | 9999 | 2019 | 6.514 | 138630.4566 | 0.09398 | NEI 2019
Clinton LFGTE Facility | 56986_G_GEN1 | 56986 | G | GEN1 |  | Landfill Gas | NY_Z_D | New York | Clinton | 1.6 | 2008 | 9999 |  |  |  | 0.54258 | Default Emission Factor
Clinton LFGTE Facility | 56986_G_GEN2 | 56986 | G | GEN2 |  | Landfill Gas | NY_Z_D | New York | Clinton | 1.6 | 2008 | 9999 |  |  |  | 0.54258 | Default Emission Factor
Clinton LFGTE Facility | 56986_G_GEN3 | 56986 | G | GEN3 |  | Landfill Gas | NY_Z_D | New York | Clinton | 1.6 | 2008 | 9999 |  |  |  | 0.54258 | Default Emission Factor
Clinton LFGTE Facility | 56986_G_GEN4 | 56986 | G | GEN4 |  | Landfill Gas | NY_Z_D | New York | Clinton | 1.6 | 2009 | 9999 |  |  |  | 0.54258 | Default Emission Factor
Hyland LFGTE Facility | 56987_G_GEN1 | 56987 | G | GEN1 |  | Landfill Gas | NY_Z_B | New York | Allegany | 1.6 | 2008 | 9999 |  |  |  | 0.54258 | Default Emission Factor
Hyland LFGTE Facility | 56987_G_GEN2 | 56987 | G | GEN2 |  | Landfill Gas | NY_Z_B | New York | Allegany | 1.6 | 2008 | 9999 |  |  |  | 0.54258 | Default Emission Factor
Hyland LFGTE Facility | 56987_G_GEN3 | 56987 | G | GEN3 |  | Landfill Gas | NY_Z_B | New York | Allegany | 1.6 | 2008 | 9999 |  |  |  | 0.54258 | Default Emission Factor
Georgetown LFGTE | 56995_G_G1 | 56995 | G | G1 |  | Landfill Gas | S_VACA | South Carolina | Georgetown | 1 | 2010 | 9999 |  |  |  | 0.54258 | Default Emission Factor
Pueblo Airport Generating Station | 56998_G_4 | 56998 | G | 4 | 90499 | Combined Cycle | WECC_CO | Colorado | Pueblo | 37 | 2012 | 9999 | 2019 | 9.3 | 293215 | 0.07702 | NEI 2019
Pueblo Airport Generating Station | 56998_G_43 | 56998 | G | 43 | 90499 | Combined Cycle | WECC_CO | Colorado | Pueblo | 20 | 2012 | 9999 |  |  |  | 0.07702 | NEI 2019
Pueblo Airport Generating Station | 56998_G_5 | 56998 | G | 5 | 90557 | Combined Cycle | WECC_CO | Colorado | Pueblo | 37 | 2012 | 9999 | 2017 | 8.3 | 291826 | 0.07702 | NEI 2019
Pueblo Airport Generating Station | 56998_G_53 | 56998 | G | 53 | 90559 | Combined Cycle | WECC_CO | Colorado | Pueblo | 20 | 2012 | 9999 |  |  |  | 0.06535 | NEI 2019
Pueblo Airport Generating Station | 56998_G_6 | 56998 | G | 6 | 90559 | Combined Cycle | WECC_CO | Colorado | Pueblo | 37 | 2012 | 9999 | 2017 | 6.8 | 179859 | 0.06535 | NEI 2019
Pueblo Airport Generating Station | 56998_G_7 | 56998 | G | 7 | 90560 | Combined Cycle | WECC_CO | Colorado | Pueblo | 37 | 2012 | 9999 | 2017 | 9.042 | 176934 | 0.06535 | NEI 2019
Pueblo Airport Generating Station | 56998_G_CT08 | 56998 | G | CT08 | 90863 | Combustion Turbine | WECC_CO | Colorado | Pueblo | 40 | 2016 | 9999 |  |  |  | 0.12736 | Default Emission Factor
Pueblo Airport Generating Station | 56998_G_GT1 | 56998 | G | GT1 | 90496 | Combustion Turbine | WECC_CO | Colorado | Pueblo | 90 | 2012 | 9999 | 2017 | 1.4 | 64528.3636 | 0.04339 | NEI 2019
Pueblo Airport Generating Station | 56998_G_GT2 | 56998 | G | GT2 | 90497 | Combustion Turbine | WECC_CO | Colorado | Pueblo | 90 | 2012 | 9999 | 2017 | 3.3 | 64528.3636 | 0.10228 | NEI 2019
El Cajon Energy Center | 57001_G_GEN1 | 57001 | G | GEN1 | 90510 | Combustion Turbine | WEC_SDGE | California | San Diego | 43.5 | 2010 | 9999 |  |  |  | 0.12736 | Default Emission Factor
Fulton LFGTE Facility | 57003_G_GEN1 | 57003 | G | GEN1 |  | Landfill Gas | NY_Z_F | New York | Fulton | 1.6 | 2010 | 9999 | 2017 | 5.1463 | 12950 | 0.79479 | NEI 2019
Fulton LFGTE Facility | 57003_G_GEN2 | 57003 | G | GEN2 |  | Landfill Gas | NY_Z_F | New York | Fulton | 1.6 | 2010 | 9999 |  |  |  | 0.79479 | NEI 2019
Waste Management Arden LFGTE | 57014_G_GEN1 | 57014 | G | GEN1 |  | Landfill Gas | PJM_AP | Pennsylvania | Washington | 0.8 | 2009 | 9999 | 2019 | 19.53 | 38756 | 1.0078 | NEI 2019
Waste Management Arden LFGTE | 57014_G_GEN2 | 57014 | G | GEN2 |  | Landfill Gas | PJM_AP | Pennsylvania | Washington | 0.8 | 2009 | 9999 |  |  |  | 1.0078 | NEI 2019
Waste Management Arden LFGTE | 57014_G_GEN3 | 57014 | G | GEN3 |  | Landfill Gas | PJM_AP | Pennsylvania | Washington | 0.8 | 2009 | 9999 |  |  |  | 1.0078 | NEI 2019
Waste Management Arden LFGTE | 57014_G_GEN4 | 57014 | G | GEN4 |  | Landfill Gas | PJM_AP | Pennsylvania | Washington | 0.8 | 2009 | 9999 |  |  |  | 1.0078 | NEI 2019
Waste Management Arden LFGTE | 57014_G_GEN5 | 57014 | G | GEN5 |  | Landfill Gas | PJM_AP | Pennsylvania | Washington | 0.8 | 2009 | 9999 |  |  |  | 1.0078 | NEI 2019
Waste Management Arden LFGTE | 57014_G_GEN6 | 57014 | G | GEN6 |  | Landfill Gas | PJM_AP | Pennsylvania | Washington | 0.8 | 2009 | 9999 |  |  |  | 1.0078 | NEI 2019
Waste Management Columbia Ridge LFGTE | 57015_G_GEN1 | 57015 | G | GEN1 |  | Landfill Gas | WECC_PNW | Oregon | Gilliam | 0.8 | 2009 | 9999 | 2017 | 13.6 | 48078 | 0.56575 | NEI 2019
Waste Management Columbia Ridge LFGTE | 57015_G_GEN10 | 57015 | G | GEN10 |  | Landfill Gas | WECC_PNW | Oregon | Gilliam | 1.6 | 2014 | 9999 |  |  |  | 0.30783 | NEI 2019
Waste Management Columbia Ridge LFGTE | 57015_G_GEN11 | 57015 | G | GEN11 |  | Landfill Gas | WECC_PNW | Oregon | Gilliam | 1.6 | 2014 | 9999 |  |  |  | 0.30783 | NEI 2019
Waste Management Columbia Ridge LFGTE | 57015_G_GEN12 | 57015 | G | GEN12 |  | Landfill Gas | WECC_PNW | Oregon | Gilliam | 1.6 | 2014 | 9999 |  |  |  | 0.30783 | NEI 2019
Waste Management Columbia Ridge LFGTE | 57015_G_GEN2 | 57015 | G | GEN2 |  | Landfill Gas | WECC_PNW | Oregon | Gilliam | 0.8 | 2009 | 9999 |  |  |  | 0.56575 | NEI 2019
Waste Management Columbia Ridge LFGTE | 57015_G_GEN3 | 57015 | G | GEN3 |  | Landfill Gas | WECC_PNW | Oregon | Gilliam | 0.8 | 2009 | 9999 |  |  |  | 0.56575 | NEI 2019
Waste Management Columbia Ridge LFGTE | 57015_G_GEN4 | 57015 | G | GEN4 |  | Landfill Gas | WECC_PNW | Oregon | Gilliam | 0.8 | 2009 | 9999 |  |  |  | 0.56575 | NEI 2019
Waste Management Columbia Ridge LFGTE | 57015_G_GEN5 | 57015 | G | GEN5 |  | Landfill Gas | WECC_PNW | Oregon | Gilliam | 0.8 | 2009 | 9999 |  |  |  | 0.56575 | NEI 2019
Waste Management Columbia Ridge LFGTE | 57015_G_GEN6 | 57015 | G | GEN6 |  | Landfill Gas | WECC_PNW | Oregon | Gilliam | 0.8 | 2009 | 9999 |  |  |  | 0.56575 | NEI 2019
Waste Management Columbia Ridge LFGTE | 57015_G_GEN7 | 57015 | G | GEN7 |  | Landfill Gas | WECC_PNW | Oregon | Gilliam | 0.8 | 2009 | 9999 |  |  |  | 0.56575 | NEI 2019
Waste Management Columbia Ridge LFGTE | 57015_G_GEN8 | 57015 | G | GEN8 |  | Landfill Gas | WECC_PNW | Oregon | Gilliam | 0.8 | 2009 | 9999 |  |  |  | 0.56575 | NEI 2019
Waste Management Columbia Ridge LFGTE | 57015_G_GEN9 | 57015 | G | GEN9 |  | Landfill Gas | WECC_PNW | Oregon | Gilliam | 1.6 | 2014 | 9999 | 2017 | 7.4 | 48078 | 0.30783 | NEI 2019
Waste Management Crossroads LFGTE | 57016_G_GEN1 | 57016 | G | GEN1 |  | Landfill Gas | NENG_ME | Maine | Somerset | 1.6 | 2009 | 9999 |  |  |  | 0.54258 | Default Emission Factor
Waste Management Crossroads LFGTE | 57016_G_GEN2 | 57016 | G | GEN2 |  | Landfill Gas | NENG_ME | Maine | Somerset | 1.6 | 2009 | 9999 |  |  |  | 0.54258 | Default Emission Factor
Spruce Ridge Gas Recovery | 57017_G_GEN1 | 57017 | G | GEN1 |  | Landfill Gas | MIS_MNWI | Minnesota | McLeod | 0.8 | 2008 | 9999 |  |  |  | 0.54258 | Default Emission Factor
Spruce Ridge Gas Recovery | 57017_G_GEN2 | 57017 | G | GEN2 |  | Landfill Gas | MIS_MNWI | Minnesota | McLeod | 0.8 | 2008 | 9999 |  |  |  | 0.54258 | Default Emission Factor
Spruce Ridge Gas Recovery | 57017_G_GEN3 | 57017 | G | GEN3 |  | Landfill Gas | MIS_MNWI | Minnesota | McLeod | 0.8 | 2008 | 9999 |  |  |  | 0.54258 | Default Emission Factor
Spruce Ridge Gas Recovery | 57017_G_GEN4 | 57017 | G | GEN4 |  | Landfill Gas | MIS_MNWI | Minnesota | McLeod | 0.8 | 2010 | 9999 |  |  |  | 0.54258 | Default Emission Factor
Waste Management Middle Peninsula LFGTE | 57018_G_GEN1 | 57018 | G | GEN1 |  | Landfill Gas | PJM_Dom | Virginia | Middlesex | 0.8 | 2009 | 9999 | 2019 | 14.8309 | 48978 | 0.60561 | NEI 2019
Waste Management Middle Peninsula LFGTE | 57018_G_GEN2 | 57018 | G | GEN2 |  | Landfill Gas | PJM_Dom | Virginia | Middlesex | 0.8 | 2009 | 9999 |  |  |  | 0.60561 | NEI 2019
Waste Management Middle Peninsula LFGTE | 57018_G_GEN3 | 57018 | G | GEN3 |  | Landfill Gas | PJM_Dom | Virginia | Middlesex | 0.8 | 2009 | 9999 |  |  |  | 0.60561 | NEI 2019
Waste Management Middle Peninsula LFGTE | 57018_G_GEN4 | 57018 | G | GEN4 |  | Landfill Gas | PJM_Dom | Virginia | Middlesex | 0.8 | 2009 | 9999 |  |  |  | 0.60561 | NEI 2019
Waste Management Middle Peninsula LFGTE | 57018_G_GEN5 | 57018 | G | GEN5 |  | Landfill Gas | PJM_Dom | Virginia | Middlesex | 0.8 | 2009 | 9999 |  |  |  | 0.60561 | NEI 2019
Waste Management Middle Peninsula LFGTE | 57018_G_GEN6 | 57018 | G | GEN6 |  | Landfill Gas | PJM_Dom | Virginia | Middlesex | 0.8 | 2009 | 9999 |  |  |  | 0.60561 | NEI 2019
Waste Management Middle Peninsula LFGTE | 57018_G_GEN7 | 57018 | G | GEN7 |  | Landfill Gas | PJM_Dom | Virginia | Middlesex | 0.8 | 2009 | 9999 |  |  |  | 0.60561 | NEI 2019
Waste Management Middle Peninsula LFGTE | 57018_G_GEN8 | 57018 | G | GEN8 |  | Landfill Gas | PJM_Dom | Virginia | Middlesex | 0.8 | 2009 | 9999 |  |  |  | 0.60561 | NEI 2019
Riverbend Landfill | 57019_G_GEN1 | 57019 | G | GEN1 |  | Landfill Gas | WECC_PNW | Oregon | Yamhill | 0.8 | 2010 | 9999 |  |  |  | 0.54258 | Default Emission Factor
Riverbend Landfill | 57019_G_GEN2 | 57019 | G | GEN2 |  | Landfill Gas | WECC_PNW | Oregon | Yamhill | 0.8 | 2010 | 9999 |  |  |  | 0.54258 | Default Emission Factor
Riverbend Landfill | 57019_G_GEN3 | 57019 | G | GEN3 |  | Landfill Gas | WECC_PNW | Oregon | Yamhill | 0.8 | 2010 | 9999 |  |  |  | 0.54258 | Default Emission Factor
Riverbend Landfill | 57019_G_GEN4 | 57019 | G | GEN4 |  | Landfill Gas | WECC_PNW | Oregon | Yamhill | 0.8 | 2010 | 9999 |  |  |  | 0.54258 | Default Emission Factor
Riverbend Landfill | 57019_G_GEN5 | 57019 | G | GEN5 |  | Landfill Gas | WECC_PNW | Oregon | Yamhill | 0.8 | 2010 | 9999 |  |  |  | 0.54258 | Default Emission Factor
Riverbend Landfill | 57019_G_GEN6 | 57019 | G | GEN6 |  | Landfill Gas | WECC_PNW | Oregon | Yamhill | 0.8 | 2010 | 9999 |  |  |  | 0.54258 | Default Emission Factor
Westside Landfill Gas Recovery | 57020_G_GEN1 | 57020 | G | GEN1 |  | Landfill Gas | ERC_REST | Texas | Parker | 1.6 | 2010 | 9999 |  |  |  | 0.54258 | Default Emission Factor
Westside Landfill Gas Recovery | 57020_G_GEN2 | 57020 | G | GEN2 |  | Landfill Gas | ERC_REST | Texas | Parker | 1.6 | 2010 | 9999 |  |  |  | 0.54258 | Default Emission Factor
Waste Management Madison County LFGTE | 57021_G_GEN1 | 57021 | G | GEN1 |  | Landfill Gas | NY_Z_C&E | New York | Madison | 1.6 | 2009 | 9999 |  |  |  | 0.54258 | Default Emission Factor
Waste Management King George LFGTE | 57022_G_GEN1 | 57022 | G | GEN1 |  | Landfill Gas | PJM_Dom | Virginia | King George | 2.8 | 2010 | 9999 | 2019 | 3.5824 | 18374.1947 | 0.38994 | NEI 2019
Waste Management King George LFGTE | 57022_G_GEN2 | 57022 | G | GEN2 |  | Landfill Gas | PJM_Dom | Virginia | King George | 2.8 | 2010 | 9999 | 2019 | 3.6975 | 18374.1947 | 0.40246 | NEI 2019
Waste Management King George LFGTE | 57022_G_GEN3 | 57022 | G | GEN3 |  | Landfill Gas | PJM_Dom | Virginia | King George | 2.8 | 2010 | 9999 | 2019 | 3.6751 | 18374.1947 | 0.40003 | NEI 2019
Waste Management King George LFGTE | 57022_G_GEN4 | 57022 | G | GEN4 |  | Landfill Gas | PJM_Dom | Virginia | King George | 2.9 | 2011 | 9999 | 2019 | 3.6569 | 19030.4159 | 0.38432 | NEI 2019
Waste Management Rolling Meadows LFGTE | 57023_G_GEN1 | 57023 | G | GEN1 |  | Landfill Gas | SPP_N | Kansas | Shawnee | 0.8 | 2010 | 9999 |  |  |  | 0.54258 | Default Emission Factor
Waste Management Rolling Meadows LFGTE | 57023_G_GEN2 | 57023 | G | GEN2 |  | Landfill Gas | SPP_N | Kansas | Shawnee | 0.8 | 2010 | 9999 |  |  |  | 0.54258 | Default Emission Factor
Waste Management Rolling Meadows LFGTE | 57023_G_GEN3 | 57023 | G | GEN3 |  | Landfill Gas | SPP_N | Kansas | Shawnee | 0.8 | 2010 | 9999 |  |  |  | 0.54258 | Default Emission Factor
Waste Management Rolling Meadows LFGTE | 57023_G_GEN4 | 57023 | G | GEN4 |  | Landfill Gas | SPP_N | Kansas | Shawnee | 0.8 | 2010 | 9999 |  |  |  | 0.54258 | Default Emission Factor
Waste Management Rolling Meadows LFGTE | 57023_G_GEN5 | 57023 | G | GEN5 |  | Landfill Gas | SPP_N | Kansas | Shawnee | 0.8 | 2010 | 9999 |  |  |  | 0.54258 | Default Emission Factor
Waste Management Rolling Meadows LFGTE | 57023_G_GEN6 | 57023 | G | GEN6 |  | Landfill Gas | SPP_N | Kansas | Shawnee | 0.8 | 2010 | 9999 |  |  |  | 0.54258 | Default Emission Factor
Waste Management Rolling Meadows LFGTE | 57023_G_GEN7 | 57023 | G | GEN7 |  | Landfill Gas | SPP_N | Kansas | Shawnee | 0.8 | 2010 | 9999 |  |  |  | 0.54258 | Default Emission Factor
Waste Management Northern Oaks LFGTE | 57024_G_GEN1 | 57024 | G | GEN1 |  | Landfill Gas | MIS_LMI | Michigan | Clare | 1.6 | 2010 | 9999 | 2018 | 0.6541 | 9066 | 0.1443 | Michigan Point Source Emission
Waste Management Eco Vista LFGTE | 57025_G_GEN1 | 57025 | G | GEN1 |  | Landfill Gas | SPP_WEST | Arkansas | Washington | 0.8 | 2010 | 9999 |  |  |  | 0.54258 | Default Emission Factor
Waste Management Eco Vista LFGTE | 57025_G_GEN2 | 57025 | G | GEN2 |  | Landfill Gas | SPP_WEST | Arkansas | Washington | 0.8 | 2010 | 9999 |  |  |  | 0.54258 | Default Emission Factor
Waste Management Eco Vista LFGTE | 57025_G_GEN3 | 57025 | G | GEN3 |  | Landfill Gas | SPP_WEST | Arkansas | Washington | 0.8 | 2010 | 9999 |  |  |  | 0.54258 | Default Emission Factor
Waste Management Eco Vista LFGTE | 57025_G_GEN4 | 57025 | G | GEN4 |  | Landfill Gas | SPP_WEST | Arkansas | Washington | 0.8 | 2010 | 9999 |  |  |  | 0.54258 | Default Emission Factor
Waste Management Eco Vista LFGTE | 57025_G_GEN5 | 57025 | G | GEN5 |  | Landfill Gas | SPP_WEST | Arkansas | Washington | 0.8 | 2010 | 9999 |  |  |  | 0.54258 | Default Emission Factor
Superior Landfill Gas Recovery | 57026_G_GEN 5 | 57026 | G | GEN 5 |  | Landfill Gas | S_SOU | Georgia | Chatham | 0.8 | 2009 | 9999 |  |  |  | 1.3652 | NEI 2019
Superior Landfill Gas Recovery | 57026_G_GEN1 | 57026 | G | GEN1 |  | Landfill Gas | S_SOU | Georgia | Chatham | 0.8 | 2009 | 9999 | 2017 | 28.7403 | 42103 | 1.3652 | NEI 2019
Superior Landfill Gas Recovery | 57026_G_GEN2 | 57026 | G | GEN2 |  | Landfill Gas | S_SOU | Georgia | Chatham | 0.8 | 2009 | 9999 |  |  |  | 1.3652 | NEI 2019
Superior Landfill Gas Recovery | 57026_G_GEN3 | 57026 | G | GEN3 |  | Landfill Gas | S_SOU | Georgia | Chatham | 0.8 | 2009 | 9999 |  |  |  | 1.3652 | NEI 2019
Superior Landfill Gas Recovery | 57026_G_GEN4 | 57026 | G | GEN4 |  | Landfill Gas | S_SOU | Georgia | Chatham | 0.8 | 2009 | 9999 |  |  |  | 1.3652 | NEI 2019
Superior Landfill Gas Recovery | 57026_G_GEN6 | 57026 | G | GEN6 |  | Landfill Gas | S_SOU | Georgia | Chatham | 0.8 | 2009 | 9999 |  |  |  | 1.3652 | NEI 2019
Superior Landfill Gas Recovery | 57026_G_GEN7 | 57026 | G | GEN7 |  | Landfill Gas | S_SOU | Georgia | Chatham | 0.8 | 2009 | 9999 |  |  |  | 1.3652 | NEI 2019
Superior Landfill Gas Recovery | 57026_G_GEN8 | 57026 | G | GEN8 |  | Landfill Gas | S_SOU | Georgia | Chatham | 0.8 | 2009 | 9999 |  |  |  | 1.3652 | NEI 2019
Canyon Power Plant | 57027_G_CPP1 | 57027 | G | CPP1 | 90584 | Combustion Turbine | WECC_SCE | California | Orange | 49.4 | 2011 | 9999 | 2017 | 0.72416 | 40396.6725 | 0.03585 | NEI 2019
Canyon Power Plant | 57027_G_CPP2 | 57027 | G | CPP2 | 90585 | Combustion Turbine | WECC_SCE | California | Orange | 48 | 2011 | 9999 | 2017 | 0.744 | 39251.8275 | 0.03791 | NEI 2019
Canyon Power Plant | 57027_G_CPP3 | 57027 | G | CPP3 | 90586 | Combustion Turbine | WECC_SCE | California | Orange | 48 | 2011 | 9999 | 2017 | 0.61504 | 39251.8275 | 0.03134 | NEI 2019
Canyon Power Plant | 57027_G_CPP4 | 57027 | G | CPP4 | 90587 | Combustion Turbine | WECC_SCE | California | Orange | 49.4 | 2011 | 9999 | 2017 | 0.66464 | 40396.6725 | 0.03291 | NEI 2019
Langley Gulch Power Plant | 57028_G_GTG | 57028 | G | GTG | 90518 | Combined Cycle | WECC_ID | Idaho | Payette | 176.9 | 2012 | 9999 | 2019 | 30.8999 | 1501424 | 0.04116 | NEI 2019
Langley Gulch Power Plant | 57028_G_STG | 57028 | G | STG | 90518 | Combined Cycle | WECC_ID | Idaho | Payette | 122.8 | 2012 | 9999 |  |  |  | 0.04116 | NEI 2019
Cleveland Cnty Generating Facility | 57029_G_1 | 57029 | G | 1 | 90576 | Combustion Turbine | S_VACA | North Carolina | Cleveland | 185 | 2012 | 9999 | 2019 | 11.83 | 246022.1813 | 0.09617 | NEI 2019
Cleveland Cnty Generating Facility | 57029_G_2 | 57029 | G | 2 | 90577 | Combustion Turbine | S_VACA | North Carolina | Cleveland | 187 | 2012 | 9999 | 2019 | 9.6 | 248681.8806 | 0.07721 | NEI 2019
Cleveland Cnty Generating Facility | 57029_G_3 | 57029 | G | 3 | 90578 | Combustion Turbine | S_VACA | North Carolina | Cleveland | 183.2 | 2012 | 9999 | 2019 | 10.03 | 243628.452 | 0.08234 | NEI 2019
Cleveland Cnty Generating Facility | 57029_G_4 | 57029 | G | 4 | 90579 | Combustion Turbine | S_VACA | North Carolina | Cleveland | 183 | 2012 | 9999 | 2019 | 10.75 | 243362.4821 | 0.08835 | NEI 2019
Pacolet Diesel Generation Facility | 57030_G_DI 1 | 57030 | G | DI 1 |  | Combustion Turbine | S_VACA | South Carolina | Spartanburg | 1.8 | 2006 | 9999 |  |  |  | 0.92213 | Default Emission Factor
Pacolet Diesel Generation Facility | 57030_G_DI 2 | 57030 | G | DI 2 |  | Combustion Turbine | S_VACA | South Carolina | Spartanburg | 1.8 | 2006 | 9999 |  |  |  | 0.92213 | Default Emission Factor
Pacolet Diesel Generation Facility | 57030_G_DI 3 | 57030 | G | DI 3 |  | Combustion Turbine | S_VACA | South Carolina | Spartanburg | 1.8 | 2006 | 9999 |  |  |  | 0.92213 | Default Emission Factor
Willmar Municipal East Substation | 57034_G_E04 | 57034 | G | E04 |  | Combustion Turbine | MIS_MNWI | Minnesota | Kandiyohi | 2 | 2000 | 9999 |  |  |  | 0.92213 | Default Emission Factor
Willmar Municipal East Substation | 57034_G_E05 | 57034 | G | E05 |  | Combustion Turbine | MIS_MNWI | Minnesota | Kandiyohi | 2 | 2000 | 9999 |  |  |  | 0.92213 | Default Emission Factor
Willmar Municipal East Substation | 57034_G_E06 | 57034 | G | E06 |  | Combustion Turbine | MIS_MNWI | Minnesota | Kandiyohi | 2 | 2000 | 9999 |  |  |  | 0.92213 | Default Emission Factor
Willmar Municipal SW Substation | 57035_G_SW01 | 57035 | G | SW01 |  | Combustion Turbine | MIS_MNWI | Minnesota | Kandiyohi | 2 | 2000 | 9999 |  |  |  | 0.92213 | Default Emission Factor
Willmar Municipal SW Substation | 57035_G_SW02 | 57035 | G | SW02 |  | Combustion Turbine | MIS_MNWI | Minnesota | Kandiyohi | 2 | 2000 | 9999 |  |  |  | 0.92213 | Default Emission Factor
Willmar Municipal SW Substation | 57035_G_SW03 | 57035 | G | SW03 |  | Combustion Turbine | MIS_MNWI | Minnesota | Kandiyohi | 2 | 2000 | 9999 |  |  |  | 0.92213 | Default Emission Factor
Ratcliffe | 57037_G_1A | 57037 | G | 1A | 90830 | Combined Cycle | S_SOU | Mississippi | Kemper | 189.4 | 2014 | 9999 | 2019 | 35.22 | 3096419 | 0.03469 | NEI 2019
Ratcliffe | 57037_G_1B | 57037 | G | 1B | 90831 | Combined Cycle | S_SOU | Mississippi | Kemper | 189.4 | 2014 | 9999 | 2017 | 40.58 | 1274369 | 0.03469 | NEI 2019
Ratcliffe | 57037_G_1C | 57037 | G | 1C | 90830 | Combined Cycle | S_SOU | Mississippi | Kemper | 296.7 | 2014 | 9999 |  |  |  | 0.03469 | NEI 2019
GenConn Middletown LLC | 57068_G_12 | 57068 | G | 12 | 90357 | Combustion Turbine | NENG_CT | Connecticut | Middlesex | 48.5 | 2011 | 9999 |  |  |  | 0.12736 | Default Emission Factor
GenConn Middletown LLC | 57068_G_13 | 57068 | G | 13 | 90358 | Combustion Turbine | NENG_CT | Connecticut | Middlesex | 48.5 | 2011 | 9999 |  |  |  | 0.12736 | Default Emission Factor
GenConn Middletown LLC | 57068_G_14 | 57068 | G | 14 | 90359 | Combustion Turbine | NENG_CT | Connecticut | Middlesex | 48.5 | 2011 | 9999 |  |  |  | 0.12736 | Default Emission Factor
GenConn Middletown LLC | 57068_G_15 | 57068 | G | 15 | 90476 | Combustion Turbine | NENG_CT | Connecticut | Middlesex | 48.5 | 2011 | 9999 |  |  |  | 0.12736 | Default Emission Factor
GenConn Devon LLC | 57070_G_15 | 57070 | G | 15 | 90352 | Combustion Turbine | NENG_CT | Connecticut | New Haven | 46.9 | 2010 | 9999 |  |  |  | 0.12736 | Default Emission Factor
GenConn Devon LLC | 57070_G_16 | 57070 | G | 16 | 90353 | Combustion Turbine | NENG_CT | Connecticut | New Haven | 46.9 | 2010 | 9999 |  |  |  | 0.12736 | Default Emission Factor
GenConn Devon LLC | 57070_G_17 | 57070 | G | 17 | 90354 | Combustion Turbine | NENG_CT | Connecticut | New Haven | 46.9 | 2010 | 9999 |  |  |  | 0.12736 | Default Emission Factor
GenConn Devon LLC | 57070_G_18 | 57070 | G | 18 | 90355 | Combustion Turbine | NENG_CT | Connecticut | New Haven | 46.9 | 2010 | 9999 |  |  |  | 0.12736 | Default Emission Factor
Denton Power LLC | 57071_G_1 | 57071 | G | 1 |  | Landfill Gas | ERC_REST | Texas | Denton | 1.6 | 2008 | 9999 |  |  |  | 0.54258 | Default Emission Factor
South Columbus Water Resource Facility | 57076_G_GEN1 | 57076 | G | GEN1 |  | Non-Fossil Waste | S_SOU | Georgia | Muscogee | 1.8 | 2010 | 9999 |  |  |  | 0.70317 | Default Emission Factor
South Columbus Water Resource Facility | 57076_G_GEN2 | 57076 | G | GEN2 |  | Non-Fossil Waste | S_SOU | Georgia | Muscogee | 1.8 | 2010 | 9999 |  |  |  | 0.70317 | Default Emission Factor
Santa Maria LFG Power Plant | 57100_G_EN01 | 57100 | G | EN01 |  | Landfill Gas | WEC_CALN | California | Santa Barbara | 1 | 2008 | 9999 |  |  |  | 0.54258 | Default Emission Factor
J&A-Santa Maria II LLC | 57101_G_1 | 57101 | G | 1 |  | Landfill Gas | WEC_CALN | California | Santa Barbara | 1.4 | 2010 | 9999 |  |  |  | 0.54258 | Default Emission Factor
Whittier LFG Power Plant #1 | 57102_G_EN01 | 57102 | G | EN01 |  | Landfill Gas | WECC_SCE | California | Los Angeles | 1 | 2006 | 9999 |  |  |  | 0.54258 | Default Emission Factor
Whittier LFG Power Plant #1 | 57102_G_EN02 | 57102 | G | EN02 |  | Landfill Gas | WECC_SCE | California | Los Angeles | 1 | 2010 | 9999 |  |  |  | 0.54258 | Default Emission Factor
UCI Facilities Management Central Plant | 57122_G_CTG1 | 57122 | G | CTG1 |  | Combined Cycle | WECC_SCE | California | Orange | 13.5 | 2007 | 9999 |  |  |  | 0.04505 | Default Emission Factor
UCI Facilities Management Central Plant | 57122_G_STG1 | 57122 | G | STG1 |  | Combined Cycle | WECC_SCE | California | Orange | 5.5 | 2007 | 9999 |  |  |  | 0.04505 | Default Emission Factor
Trail Ridge Landfill Gas Recovery | 57123_G_1 | 57123 | G | 1 |  | Landfill Gas | FRCC | Florida | Duval | 1.5 | 2008 | 9999 |  |  |  | 0.54258 | Default Emission Factor
Trail Ridge Landfill Gas Recovery | 57123_G_2 | 57123 | G | 2 |  | Landfill Gas | FRCC | Florida | Duval | 1.5 | 2008 | 9999 |  |  |  | 0.54258 | Default Emission Factor
Trail Ridge Landfill Gas Recovery | 57123_G_3 | 57123 | G | 3 |  | Landfill Gas | FRCC | Florida | Duval | 1.5 | 2008 | 9999 |  |  |  | 0.54258 | Default Emission Factor
Trail Ridge Landfill Gas Recovery | 57123_G_4 | 57123 | G | 4 |  | Landfill Gas | FRCC | Florida | Duval | 1.5 | 2008 | 9999 |  |  |  | 0.54258 | Default Emission Factor
Trail Ridge Landfill Gas Recovery | 57123_G_5 | 57123 | G | 5 |  | Landfill Gas | FRCC | Florida | Duval | 1.5 | 2008 | 9999 |  |  |  | 0.54258 | Default Emission Factor
Trail Ridge Landfill Gas Recovery | 57123_G_6 | 57123 | G | 6 |  | Landfill Gas | FRCC | Florida | Duval | 1.5 | 2008 | 9999 |  |  |  | 0.54258 | Default Emission Factor
G2 Energy Marion LLC | 57128_G_357 | 57128 | G | 357 |  | Landfill Gas | FRCC | Florida | Marion | 1.5 | 2009 | 9999 |  |  |  | 0.54258 | Default Emission Factor
G2 Energy Marion LLC | 57128_G_358 | 57128 | G | 358 |  | Landfill Gas | FRCC | Florida | Marion | 1.5 | 2009 | 9999 |  |  |  | 0.54258 | Default Emission Factor
G2 Energy Marion LLC | 57128_G_360 | 57128 | G | 360 |  | Landfill Gas | FRCC | Florida | Marion | 0.8 | 2010 | 9999 |  |  |  | 0.54258 | Default Emission Factor
G2 Energy Ostrom Road LLC | 57133_G_359 | 57133 | G | 359 |  | Landfill Gas | WEC_CALN | California | Yuba | 1.8 | 2009 | 9999 |  |  |  | 0.54258 | Default Emission Factor
G2 Energy Ostrom Road LLC | 57133_G_361 | 57133 | G | 361 |  | Landfill Gas | WEC_CALN | California | Yuba | 1.5 | 2013 | 9999 |  |  |  | 0.54258 | Default Emission Factor
OREG 4 Peetz | 57134_G_1 | 57134 | G | 1 |  | Non-Fossil Waste | WECC_CO | Colorado | Logan | 3 | 2009 | 9999 |  |  |  | 0.70317 | Default Emission Factor
Calabasas Gas to Energy Facility | 57163_G_GEN1 | 57163 | G | GEN1 |  | Landfill Gas | WECC_SCE | California | Los Angeles | 3.3 | 2010 | 9999 |  |  |  | 0.54258 | Default Emission Factor
Calabasas Gas to Energy Facility | 57163_G_GEN3 | 57163 | G | GEN3 |  | Landfill Gas | WECC_SCE | California | Los Angeles | 3.3 | 2010 | 9999 |  |  |  | 0.54258 | Default Emission Factor
Farmers Branch Renewable Energy Facility | 57165_G_GEN1 | 57165 | G | GEN1 |  | Landfill Gas | ERC_REST | Texas | Denton | 1.6 | 2011 | 9999 |  |  |  | 0.54258 | Default Emission Factor
Farmers Branch Renewable Energy Facility | 57165_G_GEN2 | 57165 | G | GEN2 |  | Landfill Gas | ERC_REST | Texas | Denton | 1.6 | 2011 | 9999 |  |  |  | 0.54258 | Default Emission Factor
Waste Management Lockwood LFGTE | 57166_G_GEN1 | 57166 | G | GEN1 |  | Landfill Gas | WECC_NNV | Nevada | Washoe | 1.6 | 2012 | 9999 |  |  |  | 0.54258 | Default Emission Factor
Waste Management Lockwood LFGTE | 57166_G_GEN2 | 57166 | G | GEN2 |  | Landfill Gas | WECC_NNV | Nevada | Washoe | 1.6 | 2012 | 9999 |  |  |  | 0.54258 | Default Emission Factor
Mesquite Creek LFGTE Project | 57167_G_GEN1 | 57167 | G | GEN1 |  | Landfill Gas | ERC_REST | Texas | Comal | 1.6 | 2010 | 9999 |  |  |  | 0.54258 | Default Emission Factor
Mesquite Creek LFGTE Project | 57167_G_GEN2 | 57167 | G | GEN2 |  | Landfill Gas | ERC_REST | Texas | Comal | 1.6 | 2010 | 9999 |  |  |  | 0.54258 | Default Emission Factor
Waste Management Naples LFGTE Project | 57168_G_GEN1 | 57168 | G | GEN1 |  | Landfill Gas | FRCC | Florida | Collier | 0.8 | 2011 | 9999 |  |  |  | 0.54258 | Default Emission Factor
Waste Management Naples LFGTE Project | 57168_G_GEN2 | 57168 | G | GEN2 |  | Landfill Gas | FRCC | Florida | Collier | 0.8 | 2011 | 9999 |  |  |  | 0.54258 | Default Emission Factor
Waste Management Naples LFGTE Project | 57168_G_GEN3 | 57168 | G | GEN3 |  | Landfill Gas | FRCC | Florida | Collier | 0.8 | 2011 | 9999 |  |  |  | 0.54258 | Default Emission Factor
Waste Management Naples LFGTE Project | 57168_G_GEN4 | 57168 | G | GEN4 |  | Landfill Gas | FRCC | Florida | Collier | 0.8 | 2011 | 9999 |  |  |  | 0.54258 | Default Emission Factor
Waste Management Naples LFGTE Project | 57168_G_GEN5 | 57168 | G | GEN5 |  | Landfill Gas | FRCC | Florida | Collier | 0.8 | 2011 | 9999 |  |  |  | 0.54258 | Default Emission Factor
Waste Management Piedmont LFGTE Project | 57169_G_GEN1 | 57169 | G | GEN1 |  | Landfill Gas | S_VACA | North Carolina | Forsyth | 0.8 | 2011 | 9999 | 2018 | 0.34556 | 4625.6667 | 0.14941 | North Carolina State Emissions Inventory
Waste Management Piedmont LFGTE Project | 57169_G_GEN2 | 57169 | G | GEN2 |  | Landfill Gas | S_VACA | North Carolina | Forsyth | 0.8 | 2011 | 9999 | 2018 | 0.34556 | 4625.6667 | 0.14941 | North Carolina State Emissions Inventory
Waste Management Piedmont LFGTE Project | 57169_G_GEN3 | 57169 | G | GEN3 |  | Landfill Gas | S_VACA | North Carolina | Forsyth | 0.8 | 2011 | 9999 | 2018 | 0.34556 | 4625.6667 | 0.14941 | North Carolina State Emissions Inventory
Suburban Landfill Gas Recovery | 57170_G_GEN1 | 57170 | G | GEN1 |  | Landfill Gas | PJM_West | Ohio | Perry | 0.8 | 2011 | 9999 |  |  |  | 0.54258 | Default Emission Factor
Suburban Landfill Gas Recovery | 57170_G_GEN2 | 57170 | G | GEN2 |  | Landfill Gas | PJM_West | Ohio | Perry | 0.8 | 2011 | 9999 |  |  |  | 0.54258 | Default Emission Factor
Suburban Landfill Gas Recovery | 57170_G_GEN3 | 57170 | G | GEN3 |  | Landfill Gas | PJM_West | Ohio | Perry | 0.8 | 2011 | 9999 |  |  |  | 0.54258 | Default Emission Factor
Suburban Landfill Gas Recovery | 57170_G_GEN4 | 57170 | G | GEN4 |  | Landfill Gas | PJM_West | Ohio | Perry | 0.8 | 2011 | 9999 |  |  |  | 0.54258 | Default Emission Factor
Suburban Landfill Gas Recovery | 57170_G_GEN5 | 57170 | G | GEN5 |  | Landfill Gas | PJM_West | Ohio | Perry | 0.8 | 2011 | 9999 |  |  |  | 0.54258 | Default Emission Factor
Suburban Landfill Gas Recovery | 57170_G_GEN6 | 57170 | G | GEN6 |  | Landfill Gas | PJM_West | Ohio | Perry | 0.8 | 2011 | 9999 |  |  |  | 0.54258 | Default Emission Factor
Suburban Landfill Gas Recovery | 57170_G_GEN7 | 57170 | G | GEN7 |  | Landfill Gas | PJM_West | Ohio | Perry | 0.8 | 2011 | 9999 |  |  |  | 0.54258 | Default Emission Factor
Glen Ullin Station 6 | 57172_G_1 | 57172 | G | 1 |  | Non-Fossil Waste | MIS_MAPP | North Dakota | Morton | 5.3 | 2009 | 9999 |  |  |  | 0.70317 | Default Emission Factor
Bridgewater Dairy Anaerobic Digester | 57173_G_1 | 57173 | G | 1 |  | Non-Fossil Waste | PJM_West | Ohio | Williams | 0.6 | 2008 | 9999 |  |  |  | 0.70317 | Default Emission Factor
Bridgewater Dairy Anaerobic Digester | 57173_G_2 | 57173 | G | 2 |  | Non-Fossil Waste | PJM_West | Ohio | Williams | 0.6 | 2008 | 9999 |  |  |  | 0.70317 | Default Emission Factor
HSCo CHP | 57179_G_1 | 57179 | G | 1 |  | Combustion Turbine | NENG_CT | Connecticut | Hartford | 3.5 | 2009 | 9999 |  |  |  | 0.12736 | Default Emission Factor
Cricket Valley Energy | 57185_G_U001 | 57185 | G | U001 |  | Combined Cycle | NY_Z_G-I | New York | Dutchess | 143.3 | 2020 | 9999 |  |  |  | 0.02842 | Default Emission Factor
Cricket Valley Energy | 57185_G_U002 | 57185 | G | U002 |  | Combined Cycle | NY_Z_G-I | New York | Dutchess | 143.3 | 2020 | 9999 |  |  |  | 0.02842 | Default Emission Factor
Cricket Valley Energy | 57185_G_U003 | 57185 | G | U003 |  | Combined Cycle | NY_Z_G-I | New York | Dutchess | 143.3 | 2020 | 9999 |  |  |  | 0.02842 | Default Emission Factor
Cricket Valley Energy | 57185_G_U004 | 57185 | G | U004 |  | Combined Cycle | NY_Z_G-I | New York | Dutchess | 195.4 | 2020 | 9999 |  |  |  | 0.02842 | Default Emission Factor
Cricket Valley Energy | 57185_G_U005 | 57185 | G | U005 |  | Combined Cycle | NY_Z_G-I | New York | Dutchess | 195.4 | 2020 | 9999 |  |  |  | 0.02842 | Default Emission Factor
Cricket Valley Energy | 57185_G_U006 | 57185 | G | U006 |  | Combined Cycle | NY_Z_G-I | New York | Dutchess | 195.4 | 2020 | 9999 |  |  |  | 0.02842 | Default Emission Factor
Chautauqua LFGTE Facility | 57186_G_GEN1 | 57186 | G | GEN1 |  | Landfill Gas | NY_Z_A | New York | Chautauqua | 1.6 | 2010 | 9999 |  |  |  | 0.54258 | Default Emission Factor
Chautauqua LFGTE Facility | 57186_G_GEN2 | 57186 | G | GEN2 |  | Landfill Gas | NY_Z_A | New York | Chautauqua | 1.6 | 2010 | 9999 |  |  |  | 0.54258 | Default Emission Factor
Chautauqua LFGTE Facility | 57186_G_GEN3 | 57186 | G | GEN3 |  | Landfill Gas | NY_Z_A | New York | Chautauqua | 1.6 | 2010 | 9999 |  |  |  | 0.54258 | Default Emission Factor
Chautauqua LFGTE Facility | 57186_G_GEN4 | 57186 | G | GEN4 |  | Landfill Gas | NY_Z_A | New York | Chautauqua | 1.6 | 2010 | 9999 |  |  |  | 0.54258 | Default Emission Factor
Chautauqua LFGTE Facility | 57186_G_GEN5 | 57186 | G | GEN5 |  | Landfill Gas | NY_Z_A | New York | Chautauqua | 1.6 | 2011 | 9999 |  |  |  | 0.54258 | Default Emission Factor
Chautauqua LFGTE Facility | 57186_G_GEN6 | 57186 | G | GEN6 |  | Landfill Gas | NY_Z_A | New York | Chautauqua | 1.6 | 2011 | 9999 |  |  |  | 0.54258 | Default Emission Factor
High Point, POLO | 57196_G_1 | 57196 | G | 1 |  | Combustion Turbine | S_VACA | North Carolina | Guilford | 1.8 | 2007 | 9999 |  |  |  | 0.92213 | Default Emission Factor
Thomson Reuters Data Center Bldg ES101 | 57207_G_1 | 57207 | G | 1 |  | Combustion Turbine | MIS_MNWI | Minnesota | Dakota | 0.6 | 2009 | 9999 |  |  |  | 0.92213 | Default Emission Factor
Thomson Reuters Data Center Bldg H | 57208_G_1 | 57208 | G | 1 |  | Combustion Turbine | MIS_MNWI | Minnesota | Dakota | 0.6 | 2007 | 9999 |  |  |  | 0.92213 | Default Emission Factor
Thomson Reuters Data Center Bldg H | 57208_G_2 | 57208 | G | 2 |  | Combustion Turbine | MIS_MNWI | Minnesota | Dakota | 0.6 | 2007 | 9999 |  |  |  | 0.92213 | Default Emission Factor
Thomson Reuters Data Center Bldg H | 57208_G_3 | 57208 | G | 3 |  | Combustion Turbine | MIS_MNWI | Minnesota | Dakota | 0.6 | 2007 | 9999 |  |  |  | 0.92213 | Default Emission Factor
Thomson Reuters Data Center Bldg H | 57208_G_4 | 57208 | G | 4 |  | Combustion Turbine | MIS_MNWI | Minnesota | Dakota | 0.6 | 2007 | 9999 |  |  |  | 0.92213 | Default Emission Factor
Renewable Energy Services of Ohio | 57249_G_GEN1 | 57249 | G | GEN1 |  | Landfill Gas | PJM_ATSI | Ohio | Erie | 1.6 | 2010 | 9999 |  |  |  | 0.54258 | Default Emission Factor
Renewable Energy Services of Ohio | 57249_G_GEN2 | 57249 | G | GEN2 |  | Landfill Gas | PJM_ATSI | Ohio | Erie | 0.8 | 2014 | 9999 |  |  |  | 0.54258 | Default Emission Factor
Earthmovers LFGTE | 57250_G_1 | 57250 | G | 1 |  | Landfill Gas | MIS_INKY | Indiana | Elkhart | 0.8 | 2010 | 9999 |  |  |  | 0.54258 | Default Emission Factor
Earthmovers LFGTE | 57250_G_2 | 57250 | G | 2 |  | Landfill Gas | MIS_INKY | Indiana | Elkhart | 0.8 | 2010 | 9999 |  |  |  | 0.54258 | Default Emission Factor
Earthmovers LFGTE | 57250_G_3 | 57250 | G | 3 |  | Landfill Gas | MIS_INKY | Indiana | Elkhart | 0.8 | 2010 | 9999 |  |  |  | 0.54258 | Default Emission Factor
Earthmovers LFGTE | 57250_G_4 | 57250 | G | 4 |  | Landfill Gas | MIS_INKY | Indiana | Elkhart | 0.8 | 2010 | 9999 |  |  |  | 0.54258 | Default Emission Factor
Earthmovers LFGTE | 57250_G_5 | 57250 | G | 5 |  | Landfill Gas | MIS_INKY | Indiana | Elkhart | 0.8 | 2010 | 9999 |  |  |  | 0.54258 | Default Emission Factor
Earthmovers LFGTE | 57250_G_6 | 57250 | G | 6 |  | Landfill Gas | MIS_INKY | Indiana | Elkhart | 0.8 | 2010 | 9999 |  |  |  | 0.54258 | Default Emission Factor
Marsh Landing Generating Station | 57267_G_1 | 57267 | G | 1 | 90637 | Combustion Turbine | WEC_CALN | California | Contra Costa | 191.9 | 2013 | 9999 | 2019 | 0.19099 | 15857.33 | 0.02409 | NEI 2019
Marsh Landing Generating Station | 57267_G_2 | 57267 | G | 2 | 90638 | Combustion Turbine | WEC_CALN | California | Contra Costa | 191.1 | 2013 | 9999 | 2019 | 0.088159 | 15791.2233 | 0.01117 | NEI 2019
Marsh Landing Generating Station | 57267_G_3 | 57267 | G | 3 | 90639 | Combustion Turbine | WEC_CALN | California | Contra Costa | 190.4 | 2013 | 9999 |  |  |  | 0.12736 | Default Emission Factor
Marsh Landing Generating Station | 57267_G_4 | 57267 | G | 4 | 90640 | Combustion Turbine | WEC_CALN | California | Contra Costa | 191.8 | 2013 | 9999 | 2019 | 0.10947 | 15849.0666 | 0.01381 | NEI 2019
OREG 3 Inc | 57281_G_CS13 | 57281 | G | CS13 |  | Non-Fossil Waste | MIS_IA | Minnesota | Martin | 3.3 | 2010 | 9999 |  |  |  | 0.70317 | Default Emission Factor
Carleton College | 57296_G_GEN1 | 57296 | G | GEN1 |  | Combustion Turbine | MIS_MNWI | Minnesota | Rice | 2.3 | 2009 | 9999 |  |  |  | 0.92213 | Default Emission Factor
Carleton College | 57296_G_GEN2 | 57296 | G | GEN2 |  | Combustion Turbine | MIS_MNWI | Minnesota | Rice | 2.3 | 2009 | 9999 |  |  |  | 0.92213 | Default Emission Factor
Cedar Hills | 57298_G_1 | 57298 | G | 1 |  | Landfill Gas | WECC_PNW | Washington | King | 0.3 | 2009 | 9999 |  |  |  | 0.54258 | Default Emission Factor
Cedar Hills | 57298_G_10 | 57298 | G | 10 |  | Landfill Gas | WECC_PNW | Washington | King | 0.3 | 2009 | 9999 |  |  |  | 0.54258 | Default Emission Factor
Cedar Hills | 57298_G_11 | 57298 | G | 11 |  | Landfill Gas | WECC_PNW | Washington | King | 0.3 | 2009 | 9999 |  |  |  | 0.54258 | Default Emission Factor
Cedar Hills | 57298_G_12 | 57298 | G | 12 |  | Landfill Gas | WECC_PNW | Washington | King | 0.3 | 2009 | 9999 |  |  |  | 0.54258 | Default Emission Factor
Cedar Hills | 57298_G_13 | 57298 | G | 13 |  | Landfill Gas | WECC_PNW | Washington | King | 0.3 | 2009 | 9999 |  |  |  | 0.54258 | Default Emission Factor
Cedar Hills | 57298_G_14 | 57298 | G | 14 |  | Landfill Gas | WECC_PNW | Washington | King | 0.3 | 2009 | 9999 |  |  |  | 0.54258 | Default Emission Factor
Cedar Hills | 57298_G_15 | 57298 | G | 15 |  | Landfill Gas | WECC_PNW | Washington | King | 0.3 | 2009 | 9999 |  |  |  | 0.54258 | Default Emission Factor
Cedar Hills | 57298_G_16 | 57298 | G | 16 |  | Landfill Gas | WECC_PNW | Washington | King | 0.3 | 2009 | 9999 |  |  |  | 0.54258 | Default Emission Factor
Cedar Hills | 57298_G_17 | 57298 | G | 17 |  | Landfill Gas | WECC_PNW | Washington | King | 0.3 | 2009 | 9999 |  |  |  | 0.54258 | Default Emission Factor
Cedar Hills | 57298_G_18 | 57298 | G | 18 |  | Landfill Gas | WECC_PNW | Washington | King | 0.3 | 2009 | 9999 |  |  |  | 0.54258 | Default Emission Factor
Cedar Hills | 57298_G_2 | 57298 | G | 2 |  | Landfill Gas | WECC_PNW | Washington | King | 0.3 | 2009 | 9999 |  |  |  | 0.54258 | Default Emission Factor
Cedar Hills | 57298_G_3 | 57298 | G | 3 |  | Landfill Gas | WECC_PNW | Washington | King | 0.3 | 2009 | 9999 |  |  |  | 0.54258 | Default Emission Factor
Cedar Hills | 57298_G_4 | 57298 | G | 4 |  | Landfill Gas | WECC_PNW | Washington | King | 0.3 | 2009 | 9999 |  |  |  | 0.54258 | Default Emission Factor
Cedar Hills | 57298_G_5 | 57298 | G | 5 |  | Landfill Gas | WECC_PNW | Washington | King | 0.3 | 2009 | 9999 |  |  |  | 0.54258 | Default Emission Factor
Cedar Hills | 57298_G_6 | 57298 | G | 6 |  | Landfill Gas | WECC_PNW | Washington | King | 0.3 | 2009 | 9999 |  |  |  | 0.54258 | Default Emission Factor
Cedar Hills | 57298_G_7 | 57298 | G | 7 |  | Landfill Gas | WECC_PNW | Washington | King | 0.3 | 2009 | 9999 |  |  |  | 0.54258 | Default Emission Factor
Cedar Hills | 57298_G_8 | 57298 | G | 8 |  | Landfill Gas | WECC_PNW | Washington | King | 0.3 | 2009 | 9999 |  |  |  | 0.54258 | Default Emission Factor
Cedar Hills | 57298_G_9 | 57298 | G | 9 |  | Landfill Gas | WECC_PNW | Washington | King | 0.3 | 2009 | 9999 |  |  |  | 0.54258 | Default Emission Factor
Mont Belvieu Cogeneration Unit | 57322_G_GT01 | 57322 | G | GT01 |  | Combustion Turbine | ERC_REST | Texas | Chambers | 12.3 | 2009 | 9999 |  |  |  | 0.12736 | Default Emission Factor
Cargill B6 Biofactory | 57343_G_1 | 57343 | G | 1 |  | Non-Fossil Waste | WECC_ID | Idaho | Gooding | 1.1 | 2009 | 9999 |  |  |  | 0.70317 | Default Emission Factor
Cargill B6 Biofactory | 57343_G_2 | 57343 | G | 2 |  | Non-Fossil Waste | WECC_ID | Idaho | Gooding | 1.1 | 2009 | 9999 |  |  |  | 0.70317 | Default Emission Factor
Kettle Butte Digester, LLC | 57345_G_1 | 57345 | G | 1 |  | Non-Fossil Waste | WECC_ID | Idaho | JEFFERSON | 0.9 | 2011 | 9999 |  |  |  | 0.70317 | Default Emission Factor
Kettle Butte Digester, LLC | 57345_G_2 | 57345 | G | 2 |  | Non-Fossil Waste | WECC_ID | Idaho | JEFFERSON | 0.9 | 2011 | 9999 |  |  |  | 0.70317 | Default Emission Factor
CityCenter Central Plant Cogen Units | 57348_G_UNITA | 57348 | G | UNITA |  | Combustion Turbine | WECC_SNV | Nevada | Clark | 4 | 2009 | 9999 |  |  |  | 0.12736 | Default Emission Factor
CityCenter Central Plant Cogen Units | 57348_G_UNITB | 57348 | G | UNITB |  | Combustion Turbine | WECC_SNV | Nevada | Clark | 4 | 2009 | 9999 |  |  |  | 0.12736 | Default Emission Factor
Garrison Energy Center LLC | 57349_G_CTG1 | 57349 | G | CTG1 | 90682 | Combined Cycle | PJM_EMAC | Delaware | Kent | 193 | 2015 | 9999 | 2019 | 29.8293 | 1723655 | 0.03461 | NEI 2019
Garrison Energy Center LLC | 57349_G_STG2 | 57349 | G | STG2 | 90682 | Combined Cycle | PJM_EMAC | Delaware | Kent | 123 | 2015 | 9999 |  |  |  | 0.03461 | NEI 2019
Henrico | 57356_G_1 | 57356 | G | 1 |  | Landfill Gas | PJM_Dom | Virginia | Henrico | 0.3 | 2010 | 9999 | 2018 | 0.66254 | 1346.9167 | 0.98379 | Virginia State Emissions
Henrico | 57356_G_10 | 57356 | G | 10 |  | Landfill Gas | PJM_Dom | Virginia | Henrico | 0.3 | 2010 | 9999 | 2018 | 0.66254 | 1346.9167 | 0.98379 | Virginia State Emissions
Henrico | 57356_G_11 | 57356 | G | 11 |  | Landfill Gas | PJM_Dom | Virginia | Henrico | 0.3 | 2010 | 9999 | 2018 | 0.66254 | 1346.9167 | 0.98379 | Virginia State Emissions
Henrico | 57356_G_12 | 57356 | G | 12 |  | Landfill Gas | PJM_Dom | Virginia | Henrico | 0.3 | 2010 | 9999 | 2018 | 0.66254 | 1346.9167 | 0.98379 | Virginia State Emissions
Henrico | 57356_G_2 | 57356 | G | 2 |  | Landfill Gas | PJM_Dom | Virginia | Henrico | 0.3 | 2010 | 9999 | 2018 | 0.66254 | 1346.9167 | 0.98379 | Virginia State Emissions
Henrico | 57356_G_3 | 57356 | G | 3 |  | Landfill Gas | PJM_Dom | Virginia | Henrico | 0.3 | 2010 | 9999 | 2018 | 0.66254 | 1346.9167 | 0.98379 | Virginia State Emissions
Henrico | 57356_G_4 | 57356 | G | 4 |  | Landfill Gas | PJM_Dom | Virginia | Henrico | 0.3 | 2010 | 9999 | 2018 | 0.66254 | 1346.9167 | 0.98379 | Virginia State Emissions
Henrico | 57356_G_5 | 57356 | G | 5 |  | Landfill Gas | PJM_Dom | Virginia | Henrico | 0.3 | 2010 | 9999 | 2018 | 0.66254 | 1346.9167 | 0.98379 | Virginia State Emissions
Henrico | 57356_G_6 | 57356 | G | 6 |  | Landfill Gas | PJM_Dom | Virginia | Henrico | 0.3 | 2010 | 9999 | 2018 | 0.66254 | 1346.9167 | 0.98379 | Virginia State Emissions
Henrico | 57356_G_7 | 57356 | G | 7 |  | Landfill Gas | PJM_Dom | Virginia | Henrico | 0.3 | 2010 | 9999 | 2018 | 0.66254 | 1346.9167 | 0.98379 | Virginia State Emissions
Henrico | 57356_G_8 | 57356 | G | 8 |  | Landfill Gas | PJM_Dom | Virginia | Henrico | 0.3 | 2010 | 9999 | 2018 | 0.66254 | 1346.9167 | 0.98379 | Virginia State Emissions
Henrico | 57356_G_9 | 57356 | G | 9 |  | Landfill Gas | PJM_Dom | Virginia | Henrico | 0.3 | 2010 | 9999 | 2018 | 0.66254 | 1346.9167 | 0.98379 | Virginia State Emissions
MP Durham LLC | 57365_G_1A | 57365 | G | 1A |  | Landfill Gas | S_VACA | North Carolina | Durham | 1.1 | 2010 | 9999 | 2018 | 0.875 | 7945.5 | 0.22025 | North Carolina State Emissions Inventory
MP Durham LLC | 57365_G_1B | 57365 | G | 1B |  | Landfill Gas | S_VACA | North Carolina | Durham | 1.1 | 2010 | 9999 | 2018 | 0.875 | 7945.5 | 0.22025 | North Carolina State Emissions Inventory
MP Wayne LLC | 57366_G_1A | 57366 | G | 1A |  | Landfill Gas | S_VACA | North Carolina | Wayne | 1.1 | 2010 | 9999 | 2018 | 0.6 | 5609.5 | 0.21392 | North Carolina State Emissions Inventory
MP Wayne LLC | 57366_G_1B | 57366 | G | 1B |  | Landfill Gas | S_VACA | North Carolina | Wayne | 1.1 | 2010 | 9999 | 2018 | 0.6 | 5609.5 | 0.21392 | North Carolina State Emissions Inventory
Big Sky Dairy Digester | 57393_G_GEN1 | 57393 | G | GEN1 |  | Non-Fossil Waste | WECC_ID | Idaho | Gooding | 0.7 | 2009 | 9999 |  |  |  | 0.70317 | Default Emission Factor
Big Sky Dairy Digester | 57393_G_GEN2 | 57393 | G | GEN2 |  | Non-Fossil Waste | WECC_ID | Idaho | Gooding | 0.7 | 2009 | 9999 |  |  |  | 0.70317 | Default Emission Factor
Northwest Regional | 57403_G_GEN1 | 57403 | G | GEN1 |  | Landfill Gas | WECC_AZ | Arizona | Maricopa | 1.6 | 2012 | 9999 |  |  |  | 0.54258 | Default Emission Factor
Northwest Regional | 57403_G_GEN2 | 57403 | G | GEN2 |  | Landfill Gas | WECC_AZ | Arizona | Maricopa | 1.6 | 2012 | 9999 |  |  |  | 0.54258 | Default Emission Factor
Oneida Herkimer | 57404_G_GEN1 | 57404 | G | GEN1 |  | Landfill Gas | NY_Z_C&E | New York | Oneida | 1.6 | 2012 | 9999 |  |  |  | 0.54258 | Default Emission Factor
Oneida Herkimer | 57404_G_GEN2 | 57404 | G | GEN2 |  | Landfill Gas | NY_Z_C&E | New York | Oneida | 1.6 | 2013 | 9999 |  |  |  | 0.54258 | Default Emission Factor
Eagle Valley (MI) | 57405_G_GEN1 | 57405 | G | GEN1 |  | Landfill Gas | MIS_LMI | Michigan | Oakland | 1.6 | 2011 | 9999 | 2019 | 16.995 | 24969 | 1.3613 | NEI 2019
Eagle Valley (MI) | 57405_G_GEN2 | 57405 | G | GEN2 |  | Landfill Gas | MIS_LMI | Michigan | Oakland | 1.6 | 2011 | 9999 |  |  |  | 1.3613 | NEI 2019
Prairie View IL | 57406_G_GEN1 | 57406 | G | GEN1 |  | Landfill Gas | PJM_COMD | Illinois | Will | 1.6 | 2011 | 9999 |  |  |  | 0.54258 | Default Emission Factor
Prairie View IL | 57406_G_GEN2 | 57406 | G | GEN2 |  | Landfill Gas | PJM_COMD | Illinois | Will | 1.6 | 2011 | 9999 |  |  |  | 0.54258 | Default Emission Factor
Prairie View IL | 57406_G_GEN3 | 57406 | G | GEN3 |  | Landfill Gas | PJM_COMD | Illinois | Will | 1.6 | 2011 | 9999 |  |  |  | 0.54258 | Default Emission Factor
Prairie Bluff | 57408_G_GEN1 | 57408 | G | GEN1 |  | Landfill Gas | S_C_TVA | Mississippi | Chickasaw | 1.6 | 2012 | 9999 |  |  |  | 0.54258 | Default Emission Factor
West Camden | 57409_G_GEN1 | 57409 | G | GEN1 |  | Landfill Gas | S_C_TVA | Tennessee | Benton | 1.6 | 2012 | 9999 |  |  |  | 0.54258 | Default Emission Factor
West Camden | 57409_G_GEN2 | 57409 | G | GEN2 |  | Landfill Gas | S_C_TVA | Tennessee | Benton | 1.6 | 2012 | 9999 |  |  |  | 0.54258 | Default Emission Factor
West Camden | 57409_G_GEN3 | 57409 | G | GEN3 |  | Landfill Gas | S_C_TVA | Tennessee | Benton | 1.6 | 2012 | 9999 |  |  |  | 0.54258 | Default Emission Factor
Geneva | 57410_G_GEN1 | 57410 | G | GEN1 |  | Landfill Gas | PJM_ATSI | Ohio | Ashtabula | 0.8 | 2013 | 9999 |  |  |  | 0.54258 | Default Emission Factor
Geneva | 57410_G_GEN2 | 57410 | G | GEN2 |  | Landfill Gas | PJM_ATSI | Ohio | Ashtabula | 0.8 | 2013 | 9999 |  |  |  | 0.54258 | Default Emission Factor
Geneva | 57410_G_GEN3 | 57410 | G | GEN3 |  | Landfill Gas | PJM_ATSI | Ohio | Ashtabula | 0.8 | 2013 | 9999 |  |  |  | 0.54258 | Default Emission Factor
Geneva | 57410_G_GEN4 | 57410 | G | GEN4 |  | Landfill Gas | PJM_ATSI | Ohio | Ashtabula | 0.8 | 2013 | 9999 |  |  |  | 0.54258 | Default Emission Factor
Geneva | 57410_G_GEN5 | 57410 | G | GEN5 |  | Landfill Gas | PJM_ATSI | Ohio | Ashtabula | 0.8 | 2013 | 9999 |  |  |  | 0.54258 | Default Emission Factor
Mahoning | 57411_G_GEN1 | 57411 | G | GEN1 |  | Landfill Gas | PJM_ATSI | Ohio | Mahoning | 0.8 | 2013 | 9999 |  |  |  | 0.54258 | Default Emission Factor
Mahoning | 57411_G_GEN2 | 57411 | G | GEN2 |  | Landfill Gas | PJM_ATSI | Ohio | Mahoning | 0.8 | 2013 | 9999 |  |  |  | 0.54258 | Default Emission Factor
Mahoning | 57411_G_GEN3 | 57411 | G | GEN3 |  | Landfill Gas | PJM_ATSI | Ohio | Mahoning | 0.8 | 2013 | 9999 |  |  |  | 0.54258 | Default Emission Factor
Mahoning | 57411_G_GEN4 | 57411 | G | GEN4 |  | Landfill Gas | PJM_ATSI | Ohio | Mahoning | 0.8 | 2013 | 9999 |  |  |  | 0.54258 | Default Emission Factor
Mahoning | 57411_G_GEN5 | 57411 | G | GEN5 |  | Landfill Gas | PJM_ATSI | Ohio | Mahoning | 0.8 | 2013 | 9999 |  |  |  | 0.54258 | Default Emission Factor
Davidson Gas Producers LLC | 57436_G_1 | 57436 | G | 1 |  | Landfill Gas | S_VACA | North Carolina | Davidson | 1.6 | 2010 | 9999 |  |  |  | 0.54258 | Default Emission Factor
Pine Tree Acres WM LFGTE | 57443_G_GEN1 | 57443 | G | GEN1 |  | Landfill Gas | MIS_LMI | Michigan | Macomb | 1.6 | 2012 | 9999 | 2019 | 14.0336 | 69778 | 0.40224 | NEI 2019
Pine Tree Acres WM LFGTE | 57443_G_GEN2 | 57443 | G | GEN2 |  | Landfill Gas | MIS_LMI | Michigan | Macomb | 1.6 | 2012 | 9999 |  |  |  | 0.40224 | NEI 2019
Pine Tree Acres WM LFGTE | 57443_G_GEN3 | 57443 | G | GEN3 |  | Landfill Gas | MIS_LMI | Michigan | Macomb | 1.6 | 2012 | 9999 |  |  |  | 0.40224 | NEI 2019
Pine Tree Acres WM LFGTE | 57443_G_GEN4 | 57443 | G | GEN4 |  | Landfill Gas | MIS_LMI | Michigan | Macomb | 1.6 | 2012 | 9999 |  |  |  | 0.40224 | NEI 2019
Pine Tree Acres WM LFGTE | 57443_G_GEN5 | 57443 | G | GEN5 |  | Landfill Gas | MIS_LMI | Michigan | Macomb | 1.6 | 2012 | 9999 |  |  |  | 0.40224 | NEI 2019
Pine Tree Acres WM LFGTE | 57443_G_GEN6 | 57443 | G | GEN6 |  | Landfill Gas | MIS_LMI | Michigan | Macomb | 1.6 | 2012 | 9999 |  |  |  | 0.40224 | NEI 2019
Pine Tree Acres WM LFGTE | 57443_G_GEN7 | 57443 | G | GEN7 |  | Landfill Gas | MIS_LMI | Michigan | Macomb | 1.6 | 2012 | 9999 |  |  |  | 0.40224 | NEI 2019
Pine Tree Acres WM LFGTE | 57443_G_GEN8 | 57443 | G | GEN8 |  | Landfill Gas | MIS_LMI | Michigan | Macomb | 1.6 | 2012 | 9999 |  |  |  | 0.40224 | NEI 2019
Blue Ridge Landfill | 57466_G_GEN1 | 57466 | G | GEN1 |  | Landfill Gas | PJM_AP | Pennsylvania | Franklin | 1.6 | 2013 | 9999 |  |  |  | 0.54258 | Default Emission Factor
Blue Ridge Landfill | 57466_G_GEN2 | 57466 | G | GEN2 |  | Landfill Gas | PJM_AP | Pennsylvania | Franklin | 1.6 | 2013 | 9999 |  |  |  | 0.54258 | Default Emission Factor
Blue Ridge Landfill | 57466_G_GEN3 | 57466 | G | GEN3 |  | Landfill Gas | PJM_AP | Pennsylvania | Franklin | 1.6 | 2013 | 9999 |  |  |  | 0.54258 | Default Emission Factor
Blue Ridge Landfill | 57466_G_GEN4 | 57466 | G | GEN4 |  | Landfill Gas | PJM_AP | Pennsylvania | Franklin | 1.6 | 2013 | 9999 |  |  |  | 0.54258 | Default Emission Factor
TBE-Montgomery LLC | 57472_G_CTG | 57472 | G | CTG |  | Non-Fossil Waste | NY_Z_G-I | New York | Orange | 11.6 | 2021 | 9999 |  |  |  | 0.32253 | Default Emission Factor
TBE-Montgomery LLC | 57472_G_STG | 57472 | G | STG |  | Non-Fossil Waste | NY_Z_G-I | New York | Orange | 7.4 | 2021 | 9999 |  |  |  | 0.32253 | Default Emission Factor
Sentinel Energy Center, LLC | 57482_G_CTG1 | 57482 | G | CTG1 | 90714 | Combustion Turbine | WECC_SCE | California | Riverside | 100 | 2013 | 9999 | 2017 | 0.27776 | 61154.5 | 0.00908 | NEI 2019
Sentinel Energy Center, LLC | 57482_G_CTG2 | 57482 | G | CTG2 | 90715 | Combustion Turbine | WECC_SCE | California | Riverside | 100 | 2013 | 9999 | 2017 | 0.27776 | 61154.5 | 0.00908 | NEI 2019
Sentinel Energy Center, LLC | 57482_G_CTG3 | 57482 | G | CTG3 | 90716 | Combustion Turbine | WECC_SCE | California | Riverside | 100 | 2013 | 9999 | 2019 | 0.91264 | 72087.875 | 0.02532 | NEI 2019
Sentinel Energy Center, LLC | 57482_G_CTG4 | 57482 | G | CTG4 | 90717 | Combustion Turbine | WECC_SCE | California | Riverside | 100 | 2013 | 9999 | 2019 | 1.2995 | 72087.875 | 0.03605 | NEI 2019
Sentinel Energy Center, LLC | 57482_G_CTG5 | 57482 | G | CTG5 | 90718 | Combustion Turbine | WECC_SCE | California | Riverside | 100 | 2013 | 9999 | 2017 | 0.2976 | 61154.5 | 0.00973 | NEI 2019
Sentinel Energy Center, LLC | 57482_G_CTG6 | 57482 | G | CTG6 | 90719 | Combustion Turbine | WECC_SCE | California | Riverside | 100 | 2013 | 9999 | 2019 | 0.55552 | 72087.875 | 0.01541 | NEI 2019
Sentinel Energy Center, LLC | 57482_G_CTG7 | 57482 | G | CTG7 | 90720 | Combustion Turbine | WECC_SCE | California | Riverside | 100 | 2013 | 9999 | 2017 | 0.27776 | 61154.5 | 0.00908 | NEI 2019
Sentinel Energy Center, LLC | 57482_G_CTG8 | 57482 | G | CTG8 | 90721 | Combustion Turbine | WECC_SCE | California | Riverside | 100 | 2013 | 9999 | 2019 | 0.65472 | 72087.875 | 0.01816 | NEI 2019
Mariposa Energy Project | 57483_G_CTG1 | 57483 | G | CTG1 | 90692 | Combustion Turbine | WEC_CALN | California | Alameda | 49.9 | 2012 | 9999 | 2017 | 2.463 | 34074.25 | 0.14457 | NEI 2019
Mariposa Energy Project | 57483_G_CTG2 | 57483 | G | CTG2 | 90693 | Combustion Turbine | WEC_CALN | California | Alameda | 49.9 | 2012 | 9999 | 2019 | 2.4946 | 22709 | 0.2197 | NEI 2019
Mariposa Energy Project | 57483_G_CTG3 | 57483 | G | CTG3 | 90694 | Combustion Turbine | WEC_CALN | California | Alameda | 49.9 | 2012 | 9999 | 2017 | 2.3981 | 34074.25 | 0.14076 | NEI 2019
Mariposa Energy Project | 57483_G_CTG4 | 57483 | G | CTG4 | 90695 | Combustion Turbine | WEC_CALN | California | Alameda | 49.9 | 2012 | 9999 | 2019 | 2.4907 | 22709 | 0.21936 | NEI 2019
Oak Grove Power Producers | 57489_G_G1 | 57489 | G | G1 |  | Landfill Gas | SPP_N | Kansas | Crawford | 1.5 | 2010 | 9999 | 2019 | 2.0416 | 6533.3824 | 0.62498 | NEI 2019
Oak Grove Power Producers | 57489_G_G2 | 57489 | G | G2 |  | Landfill Gas | SPP_N | Kansas | Crawford | 1.9 | 2013 | 9999 |  |  |  | 0.54258 | Default Emission Factor
Perdido | 57502_G_1 | 57502 | G | 1 |  | Landfill Gas | S_SOU | Florida | Escambia | 1.5 | 2010 | 9999 |  |  |  | 0.54258 | Default Emission Factor
Perdido | 57502_G_2 | 57502 | G | 2 |  | Landfill Gas | S_SOU | Florida | Escambia | 1.5 | 2010 | 9999 |  |  |  | 0.54258 | Default Emission Factor
TECO CHP-1 | 57504_G_CHP1 | 57504 | G | CHP1 |  | Combustion Turbine | ERC_REST | Texas | Harris | 48 | 2010 | 9999 | 2019 | 2.3626 | 70539 | 0.06699 | NEI 2019
Monroe Generating Station | 57505_G_1 | 57505 | G | 1 |  | Combustion Turbine | S_VACA | North Carolina | Union | 12 | 2010 | 9999 | 2017 | 0.04 | 811.5 | 0.09858 | NEI 2019
Monroe Generating Station | 57505_G_2 | 57505 | G | 2 |  | Combustion Turbine | S_VACA | North Carolina | Union | 12 | 2010 | 9999 | 2017 | 0.07 | 811.5 | 0.17252 | NEI 2019
Walnut Creek Energy Park | 57515_G_GT1 | 57515 | G | GT1 | 90677 | Combustion Turbine | WEC_LADW | California | Los Angeles | 97 | 2013 | 9999 | 2019 | 0.48608 | 91247.4 | 0.01065 | NEI 2019
Walnut Creek Energy Park | 57515_G_GT2 | 57515 | G | GT2 | 90678 | Combustion Turbine | WEC_LADW | California | Los Angeles | 97 | 2013 | 9999 |  |  |  | 0.12736 | Default Emission Factor
Walnut Creek Energy Park | 57515_G_GT3 | 57515 | G | GT3 | 90679 | Combustion Turbine | WEC_LADW | California | Los Angeles | 97 | 2013 | 9999 | 2017 | 0.30752 | 69432 | 0.00886 | NEI 2019
Walnut Creek Energy Park | 57515_G_GT4 | 57515 | G | GT4 | 90680 | Combustion Turbine | WEC_LADW | California | Los Angeles | 97 | 2013 | 9999 | 2017 | 0.22816 | 69432 | 0.00657 | NEI 2019
Walnut Creek Energy Park | 57515_G_GT5 | 57515 | G | GT5 | 90681 | Combustion Turbine | WEC_LADW | California | Los Angeles | 97 | 2013 | 9999 | 2017 | 0.1984 | 69432 | 0.00572 | NEI 2019
Pio Pico Energy Center | 57555_G_CTG1 | 57555 | G | CTG1 | 90696 | Combustion Turbine | WEC_SDGE | California | San Diego | 106 | 2016 | 9999 |  |  |  | 0.12736 | Default Emission Factor
Pio Pico Energy Center | 57555_G_CTG2 | 57555 | G | CTG2 | 90697 | Combustion Turbine | WEC_SDGE | California | San Diego | 106 | 2016 | 9999 |  |  |  | 0.12736 | Default Emission Factor
Pio Pico Energy Center | 57555_G_CTG3 | 57555 | G | CTG3 | 90698 | Combustion Turbine | WEC_SDGE | California | San Diego | 106 | 2016 | 9999 |  |  |  | 0.12736 | Default Emission Factor
Sunnyvale City of WPCP | 57557_G_S-14 | 57557 | G | S-14 |  | Landfill Gas | WEC_CALN | California | Santa Clara | 0.8 | 1997 | 9999 |  |  |  | 0.54258 | Default Emission Factor
Sunnyvale City of WPCP | 57557_G_S-15 | 57557 | G | S-15 |  | Landfill Gas | WEC_CALN | California | Santa Clara | 0.8 | 1997 | 9999 |  |  |  | 0.54258 | Default Emission Factor
Algonquin Power Sanger LLC | 57564_G_CTG | 57564 | G | CTG | 91241 | Combined Cycle | WEC_CALN | California | Fresno | 49 | 2007 | 9999 | 2017 | 4.9984 | 71800 | 0.1128 | NEI 2019
Algonquin Power Sanger LLC | 57564_G_STG2 | 57564 | G | STG2 |  | Combined Cycle | WEC_CALN | California | Fresno | 12.5 | 2012 | 9999 |  |  |  | 0.1128 | NEI 2019
CCCSD Wastewater Treatment Plnt | 57573_G_S188 | 57573 | G | S188 |  | Combustion Turbine | WEC_CALN | California | Contra Costa | 3 | 1995 | 9999 |  |  |  | 0.12736 | Default Emission Factor
Broadridge Cogen | 57580_G_CG1 | 57580 | G | CG1 |  | Combustion Turbine | WEC_CALN | California | El Dorado | 2.1 | 2008 | 9999 |  |  |  | 0.92213 | Default Emission Factor
Broadridge Cogen | 57580_G_CG2 | 57580 | G | CG2 |  | Combustion Turbine | WEC_CALN | California | El Dorado | 2.1 | 2008 | 9999 |  |  |  | 0.92213 | Default Emission Factor
Allenwood | 57581_G_1 | 57581 | G | 1 |  | Landfill Gas | PJM_WMAC | Pennsylvania | Lycoming | 1.6 | 2012 | 9999 |  |  |  | 0.54258 | Default Emission Factor
Allenwood | 57581_G_2 | 57581 | G | 2 |  | Landfill Gas | PJM_WMAC | Pennsylvania | Lycoming | 1.6 | 2012 | 9999 |  |  |  | 0.54258 | Default Emission Factor
Lycoming County | 57582_G_1 | 57582 | G | 1 |  | Landfill Gas | PJM_WMAC | Pennsylvania | Lycoming | 1.5 | 2012 | 9999 |  |  |  | 0.54258 | Default Emission Factor
Lycoming County | 57582_G_2 | 57582 | G | 2 |  | Landfill Gas | PJM_WMAC | Pennsylvania | Lycoming | 1.5 | 2012 | 9999 |  |  |  | 0.54258 | Default Emission Factor
University of California San Diego Hybrid | 57584_G_NT2 | 57584 | G | NT2 |  | Combined Cycle | WEC_SDGE | California | San Diego | 13.5 | 2001 | 9999 |  |  |  | 0.04505 | Default Emission Factor
University of California San Diego Hybrid | 57584_G_ST1 | 57584 | G | ST1 |  | Combined Cycle | WEC_SDGE | California | San Diego | 13.5 | 2001 | 9999 |  |  |  | 0.04505 | Default Emission Factor
University of California San Diego Hybrid | 57584_G_STG | 57584 | G | STG |  | Combined Cycle | WEC_SDGE | California | San Diego | 3 | 2001 | 9999 |  |  |  | 0.04505 | Default Emission Factor
Oxnard Paper Mill | 57585_G_1 | 57585 | G | 1 |  | Combustion Turbine | WECC_SCE | California | Ventura | 29 | 1986 | 9999 |  |  |  | 0.12736 | Default Emission Factor
Cana Gas Processing Plant | 57597_G_3005 | 57597 | G | 3005 |  | Combustion Turbine | SPP_WEST | Oklahoma | Canadian | 2.5 | 2010 | 9999 |  |  |  | 0.92213 | Default Emission Factor
Cana Gas Processing Plant | 57597_G_3006 | 57597 | G | 3006 |  | Combustion Turbine | SPP_WEST | Oklahoma | Canadian | 2.5 | 2010 | 9999 |  |  |  | 0.92213 | Default Emission Factor
Cana Gas Processing Plant | 57597_G_6214 | 57597 | G | 6214 |  | Combustion Turbine | SPP_WEST | Oklahoma | Canadian | 2.5 | 2012 | 9999 |  |  |  | 0.92213 | Default Emission Factor
Bridge Street 1 & 2 | 57598_G_BS1 | 57598 | G | BS1 |  | Combustion Turbine | NENG_CT | Connecticut | New London | 2.5 | 2010 | 9999 |  |  |  | 0.92213 | Default Emission Factor
Bridge Street 1 & 2 | 57598_G_BS2 | 57598 | G | BS2 |  | Combustion Turbine | NENG_CT | Connecticut | New London | 2.5 | 2010 | 9999 |  |  |  | 0.92213 | Default Emission Factor
Fort Hill 1, 2, 3 & 4 | 57599_G_FH1 | 57599 | G | FH1 |  | Combustion Turbine | NENG_CT | Connecticut | New London | 2.5 | 2010 | 9999 |  |  |  | 0.92213 | Default Emission Factor
Fort Hill 1, 2, 3 & 4 | 57599_G_FH2 | 57599 | G | FH2 |  | Combustion Turbine | NENG_CT | Connecticut | New London | 2.5 | 2010 | 9999 |  |  |  | 0.92213 | Default Emission Factor
Fort Hill 1, 2, 3 & 4 | 57599_G_FH3 | 57599 | G | FH3 |  | Combustion Turbine | NENG_CT | Connecticut | New London | 2.5 | 2010 | 9999 |  |  |  | 0.92213 | Default Emission Factor
Fort Hill 1, 2, 3 & 4 | 57599_G_FH4 | 57599 | G | FH4 |  | Combustion Turbine | NENG_CT | Connecticut | New London | 2.5 | 2010 | 9999 |  |  |  | 0.92213 | Default Emission Factor
Fishers Island 1 | 57600_G_FI1 | 57600 | G | FI1 |  | Combustion Turbine | NY_Z_K | New York | Suffolk | 2.5 | 2010 | 9999 |  |  |  | 0.92213 | Default Emission Factor
Gary Court 1 & 2 | 57601_G_GC1 | 57601 | G | GC1 |  | Combustion Turbine | NENG_CT | Connecticut | New London | 2.5 | 2010 | 9999 |  |  |  | 0.92213 | Default Emission Factor
Gary Court 1 & 2 | 57601_G_GC2 | 57601 | G | GC2 |  | Combustion Turbine | NENG_CT | Connecticut | New London | 2.5 | 2010 | 9999 |  |  |  | 0.92213 | Default Emission Factor
Jewett City 1 | 57602_G_JC1 | 57602 | G | JC1 |  | Combustion Turbine | NENG_CT | Connecticut | New London | 2.5 | 2010 | 9999 |  |  |  | 0.92213 | Default Emission Factor
LNG 1 & 2 | 57603_G_LNG1 | 57603 | G | LNG1 |  | Combustion Turbine | NENG_CT | Connecticut | New London | 2.5 | 2010 | 9999 |  |  |  | 0.92213 | Default Emission Factor
LNG 1 & 2 | 57603_G_LNG2 | 57603 | G | LNG2 |  | Combustion Turbine | NENG_CT | Connecticut | New London | 2.5 | 2010 | 9999 |  |  |  | 0.92213 | Default Emission Factor
Lebanon Pines 1 & 2 | 57604_G_LP1 | 57604 | G | LP1 |  | Combustion Turbine | NENG_CT | Connecticut | New London | 2.5 | 2010 | 9999 |  |  |  | 0.92213 | Default Emission Factor
Lebanon Pines 1 & 2 | 57604_G_LP2 | 57604 | G | LP2 |  | Combustion Turbine | NENG_CT | Connecticut | New London | 2.5 | 2010 | 9999 |  |  |  | 0.92213 | Default Emission Factor
Water Treatment 1 & 2 | 57605_G_WT1 | 57605 | G | WT1 |  | Combustion Turbine | NENG_CT | Connecticut | New London | 2.5 | 2010 | 9999 |  |  |  | 0.92213 | Default Emission Factor
Water Treatment 1 & 2 | 57605_G_WT2 | 57605 | G | WT2 |  | Combustion Turbine | NENG_CT | Connecticut | New London | 2.5 | 2010 | 9999 |  |  |  | 0.92213 | Default Emission Factor
Eastside WWTP | 57606_G_1 | 57606 | G | 1 |  | Combustion Turbine | S_VACA | North Carolina | Guilford | 1.8 | 2004 | 9999 | 2018 | 0.013333 | 76 | 0.35088 | North Carolina State Emissions Inventory
Eastside WWTP | 57606_G_2 | 57606 | G | 2 |  | Combustion Turbine | S_VACA | North Carolina | Guilford | 1.8 | 2004 | 9999 | 2018 | 0.013333 | 76 | 0.35088 | North Carolina State Emissions Inventory
Eastside WWTP | 57606_G_3 | 57606 | G | 3 |  | Combustion Turbine | S_VACA | North Carolina | Guilford | 1.8 | 2004 | 9999 | 2018 | 0.013333 | 76 | 0.35088 | North Carolina State Emissions Inventory
Ward WTP | 57607_G_1 | 57607 | G | 1 |  | Combustion Turbine | S_VACA | North Carolina | Guilford | 1 | 1999 | 9999 |  |  |  | 0.92213 | Default Emission Factor
Ward WTP | 57607_G_2 | 57607 | G | 2 |  | Combustion Turbine | S_VACA | North Carolina | Guilford | 1 | 1999 | 9999 |  |  |  | 0.92213 | Default Emission Factor
Westside WWTP | 57608_G_1 | 57608 | G | 1 |  | Combustion Turbine | S_VACA | North Carolina | Davidson | 1.8 | 2005 | 9999 |  |  |  | 0.92213 | Default Emission Factor
Norwich WWTP | 57624_G_1 | 57624 | G | 1 |  | Combustion Turbine | NENG_CT | Connecticut | New London | 2 | 2006 | 9999 |  |  |  | 0.92213 | Default Emission Factor
Gaston Memorial Hospital | 57629_G_GMH1 | 57629 | G | GMH1 |  | Combustion Turbine | S_VACA | North Carolina | Gaston | 1.8 | 2006 | 9999 |  |  |  | 0.92213 | Default Emission Factor
Long Creek Waste Water Plant | 57630_G_ES1 | 57630 | G | ES1 |  | Combustion Turbine | S_VACA | North Carolina | Gaston | 1.7 | 1995 | 9999 |  |  |  | 0.92213 | Default Emission Factor
Long Creek Waste Water Plant | 57630_G_ES2 | 57630 | G | ES2 |  | Combustion Turbine | S_VACA | North Carolina | Gaston | 1.7 | 1995 | 9999 |  |  |  | 0.92213 | Default Emission Factor
Long Creek Waste Water Plant | 57630_G_ES3 | 57630 | G | ES3 |  | Combustion Turbine | S_VACA | North Carolina | Gaston | 1.7 | 1995 | 9999 |  |  |  | 0.92213 | Default Emission Factor
Oregon State University Energy Center | 57653_G_CTG | 57653 | G | CTG |  | Combined Cycle | WECC_PNW | Oregon | Benton | 5.2 | 2010 | 9999 |  |  |  | 0.04505 | Default Emission Factor
Oregon State University Energy Center | 57653_G_STG | 57653 | G | STG |  | Combined Cycle | WECC_PNW | Oregon | Benton | 0.5 | 2010 | 9999 |  |  |  | 0.04505 | Default Emission Factor
Astoria Energy II | 57664_G_CT3 | 57664 | G | CT3 | 4583 | Combined Cycle | NY_Z_J | New York | Queens | 156 | 2011 | 9999 |  |  |  | 0.10766 | NEI 2019
Astoria Energy II | 57664_G_CT4 | 57664 | G | CT4 | 4584 | Combined Cycle | NY_Z_J | New York | Queens | 156 | 2011 | 9999 | 2019 | 149.9709 | 5989392 | 0.10766 | NEI 2019
Astoria Energy II | 57664_G_ST2 | 57664 | G | ST2 | 4583 | Combined Cycle | NY_Z_J | New York | Queens | 228 | 2011 | 9999 |  |  |  | 0.10766 | NEI 2019
Foxwoods CoGen | 57666_G_CT1 | 57666 | G | CT1 |  | Combined Cycle | NENG_CT | Connecticut | New London | 6 | 2010 | 9999 |  |  |  | 0.04505 | Default Emission Factor
Foxwoods CoGen | 57666_G_CT2 | 57666 | G | CT2 |  | Combined Cycle | NENG_CT | Connecticut | New London | 6 | 2010 | 9999 |  |  |  | 0.04505 | Default Emission Factor
Foxwoods CoGen | 57666_G_STG1 | 57666 | G | STG1 |  | Combined Cycle | NENG_CT | Connecticut | New London | 2.5 | 2016 | 9999 |  |  |  | 0.04505 | Default Emission Factor
Oakdale Renewable Energy Plant | 57672_G_GE1 | 57672 | G | GE1 |  | Combustion Turbine | MIS_IA | Iowa | Johnson | 1.4 | 2010 | 9999 |  |  |  | 0.92213 | Default Emission Factor
Oakdale Renewable Energy Plant | 57672_G_GE2 | 57672 | G | GE2 |  | Combustion Turbine | MIS_IA | Iowa | Johnson | 1.4 | 2010 | 9999 |  |  |  | 0.92213 | Default Emission Factor
Norden 1-3 | 57689_G_NORD1 | 57689 | G | NORD1 |  | Combustion Turbine | NENG_CT | Connecticut | Fairfield | 2 | 2004 | 9999 |  |  |  | 0.92213 | Default Emission Factor
Norden 1-3 | 57689_G_NORD2 | 57689 | G | NORD2 |  | Combustion Turbine | NENG_CT | Connecticut | Fairfield | 2 | 2004 | 9999 |  |  |  | 0.92213 | Default Emission Factor
Norden 1-3 | 57689_G_NORD3 | 57689 | G | NORD3 |  | Combustion Turbine | NENG_CT | Connecticut | Fairfield | 2 | 2004 | 9999 |  |  |  | 0.92213 | Default Emission Factor
Power Generation Station (PGS) 2 | 57696_G_1 | 57696 | G | 1 |  | Non-Fossil Waste | WEC_CALN | California | Alameda | 3.8 | 2011 | 9999 |  |  |  | 0.70317 | Default Emission Factor
Signal Hill West Unit | 57702_G_1 | 57702 | G | 1 |  | Fossil Waste | WECC_SCE | California | Los Angeles | 5.7 | 2004 | 9999 |  |  |  | 0.66403 | Default Emission Factor
Cheyenne Prairie Generating Station | 57703_G_01A | 57703 | G | 01A | 90707 | Combined Cycle | WECC_WY | Wyoming | Laramie | 37 | 2014 | 9999 | 2019 | 3.3399 | 177278 | 0.0434 | NEI 2019
Cheyenne Prairie Generating Station | 57703_G_01B | 57703 | G | 01B | 90708 | Combined Cycle | WECC_WY | Wyoming | Laramie | 37 | 2014 | 9999 | 2019 | 3.3782 | 132347 | 0.0434 | NEI 2019
Cheyenne Prairie Generating Station | 57703_G_01C | 57703 | G | 01C | 90707 | Combined Cycle | WECC_WY | Wyoming | Laramie | 20 | 2014 | 9999 |  |  |  | 0.0434 | NEI 2019
Cheyenne Prairie Generating Station | 57703_G_02A | 57703 | G | 02A | 90709 | Combustion Turbine | WECC_WY | Wyoming | Laramie | 37 | 2014 | 9999 | 2019 | 0.24215 | 3515 | 0.13778 | NEI 2019
Blue Water Renewables Inc | 57706_G_1 | 57706 | G | 1 |  | Landfill Gas | MIS_LMI | Michigan | St Clair | 1.6 | 2011 | 9999 |  |  |  | 0.54258 | Default Emission Factor
Blue Water Renewables Inc | 57706_G_2 | 57706 | G | 2 |  | Landfill Gas | MIS_LMI | Michigan | St Clair | 1.6 | 2011 | 9999 |  |  |  | 0.54258 | Default Emission Factor
City of Palo Alto | 57714_G_GEN1 | 57714 | G | GEN1 |  | Combustion Turbine | WEC_CALN | California | Santa Clara | 1.1 | 2002 | 9999 |  |  |  | 0.92213 | Default Emission Factor
City of Palo Alto | 57714_G_GEN2 | 57714 | G | GEN2 |  | Combustion Turbine | WEC_CALN | California | Santa Clara | 1.1 | 2002 | 9999 |  |  |  | 0.92213 | Default Emission Factor
City of Palo Alto | 57714_G_GEN3 | 57714 | G | GEN3 |  | Combustion Turbine | WEC_CALN | California | Santa Clara | 1.1 | 2002 | 9999 |  |  |  | 0.92213 | Default Emission Factor
City of Palo Alto | 57714_G_GEN4 | 57714 | G | GEN4 |  | Combustion Turbine | WEC_CALN | California | Santa Clara | 1.1 | 2002 | 9999 |  |  |  | 0.92213 | Default Emission Factor
Watkins Manufacturing Co. | 57715_G_GEN1 | 57715 | G | GEN1 |  | Combustion Turbine | WEC_SDGE | California | San Diego | 1 | 2001 | 9999 |  |  |  | 0.92213 | Default Emission Factor
Watkins Manufacturing Co. | 57715_G_GEN2 | 57715 | G | GEN2 |  | Combustion Turbine | WEC_SDGE | California | San Diego | 1 | 2001 | 9999 |  |  |  | 0.92213 | Default Emission Factor
Frederick County LFGTE Facility | 57754_G_1 | 57754 | G | 1 |  | Landfill Gas | PJM_AP | Virginia | Frederick | 1 | 2010 | 9999 | 2019 | 2.7877 | 9196 | 0.6063 | NEI 2019
Frederick County LFGTE Facility | 57754_G_2 | 57754 | G | 2 |  | Landfill Gas | PJM_AP | Virginia | Frederick | 1 | 2010 | 9999 |  |  |  | 0.6063 | NEI 2019
Ameresco Butte County | 57771_G_1 | 57771 | G | 1 |  | Landfill Gas | WEC_CALN | California | Butte | 2 | 2013 | 9999 |  |  |  | 0.54258 | Default Emission Factor
US GSA Heating and Transmission | 57788_G_TG1 | 57788 | G | TG1 |  | Combustion Turbine | PJM_SMAC | District of Columbia | District of Columbia | 4.5 | 2004 | 9999 |  |  |  | 0.12736 | Default Emission Factor
US GSA Heating and Transmission | 57788_G_TG2 | 57788 | G | TG2 |  | Combustion Turbine | PJM_SMAC | District of Columbia | District of Columbia | 4.5 | 2004 | 9999 |  |  |  | 0.12736 | Default Emission Factor
Peak Power 1 Cogen | 57789_G_GEN1 | 57789 | G | GEN1 |  | Combustion Turbine | NY_Z_J | New York | New York | 2 | 2010 | 9999 |  |  |  | 0.92213 | Default Emission Factor
Peak Power 1 Cogen | 57789_G_GEN2 | 57789 | G | GEN2 |  | Combustion Turbine | NY_Z_J | New York | New York | 2 | 2010 | 9999 |  |  |  | 0.92213 | Default Emission Factor
Peak Power 1 Cogen | 57789_G_GEN3 | 57789 | G | GEN3 |  | Combustion Turbine | NY_Z_J | New York | New York | 2 | 2010 | 9999 |  |  |  | 0.92213 | Default Emission Factor
St Joseph Energy Center | 57794_G_CT1 | 57794 | G | CT1 | 90857 | Combined Cycle | PJM_West | Indiana | St Joseph | 237 | 2018 | 9999 | 2019 | 64.7401 | 3777683 | 0.04598 | NEI 2019
St Joseph Energy Center | 57794_G_CT2 | 57794 | G | CT2 | 90856 | Combined Cycle | PJM_West | Indiana | St Joseph | 237 | 2018 | 9999 | 2019 | 64.4186 | 1840189 | 0.04598 | NEI 2019
St Joseph Energy Center | 57794_G_ST1 | 57794 | G | ST1 | 90857 | Combined Cycle | PJM_West | Indiana | St Joseph | 232 | 2018 | 9999 |  |  |  | 0.04598 | NEI 2019
OBP Cogen | 57798_G_1OBP | 57798 | G | 1OBP |  | Combustion Turbine | NY_Z_J | New York | New York | 4.6 | 2010 | 9999 |  |  |  | 0.12736 | Default Emission Factor
Onalaska Campus Landfill Biogas | 57824_G_416LF | 57824 | G | 416LF |  | Landfill Gas | MIS_MNWI | Wisconsin | La Crosse | 1.1 | 2012 | 9999 |  |  |  | 0.54258 | Default Emission Factor
Tulsa LFG LLC | 57828_G_GEN3M | 57828 | G | GEN3M |  | Landfill Gas | SPP_WEST | Oklahoma | Osage | 1.4 | 2011 | 9999 |  |  |  | 0.54258 | Default Emission Factor
Woodbridge Energy Center | 57839_G_CT001 | 57839 | G | CT001 | 90934 | Combined Cycle | PJM_EMAC | New Jersey | Middlesex | 206.9 | 2015 | 9999 | 2019 | 24.74 | 3143669.2 | 0.0098 | NEI 2019
Woodbridge Energy Center | 57839_G_CT002 | 57839 | G | CT002 | 90935 | Combined Cycle | PJM_EMAC | New Jersey | Middlesex | 207.2 | 2015 | 9999 |  |  |  | 0.0098 | NEI 2019
Woodbridge Energy Center | 57839_G_ST001 | 57839 | G | ST001 | 90934 | Combined Cycle | PJM_EMAC | New Jersey | Middlesex | 314.4 | 2015 | 9999 |  |  |  | 0.0098 | NEI 2019
Wabash Valley Power IGCC | 57842_G_1A | 57842 | G | 1A | 720 | Combustion Turbine | MIS_INKY | Indiana | Vigo | 138 | 1995 | 9999 | 2019 | 8.4158 | 77628 | 0.21682 | NEI 2019
Hidden Hollow Energy | 57861_G_UNT1 | 57861 | G | UNT1 |  | Landfill Gas | WECC_ID | Idaho | Ada | 1.5 | 2007 | 9999 |  |  |  | 0.54258 | Default Emission Factor
Hidden Hollow Energy | 57861_G_UNT2 | 57861 | G | UNT2 |  | Landfill Gas | WECC_ID | Idaho | Ada | 1.5 | 2007 | 9999 |  |  |  | 0.54258 | Default Emission Factor
Antelope Station | 57865_G_E01 | 57865 | G | E01 | 90949 | Combustion Turbine | SPP_SPS | Texas | Hale | 9.1 | 2011 | 9999 | 2019 | 3.1069 | 20398.7778 | 0.30462 | NEI 2019
Antelope Station | 57865_G_E02 | 57865 | G | E02 | 91029 | Combustion Turbine | SPP_SPS | Texas | Hale | 9.1 | 2011 | 9999 | 2019 | 3.1118 | 20398.7778 | 0.3051 | NEI 2019
Antelope Station | 57865_G_E03 | 57865 | G | E03 | 91030 | Combustion Turbine | SPP_SPS | Texas | Hale | 9.1 | 2011 | 9999 | 2019 | 3.1536 | 20398.7778 | 0.3092 | NEI 2019
Antelope Station | 57865_G_E04 | 57865 | G | E04 |  | Combustion Turbine | SPP_SPS | Texas | Hale | 9.1 | 2011 | 9999 | 2019 | 3.0857 | 20398.7778 | 0.30254 | NEI 2019
Antelope Station | 57865_G_E05 | 57865 | G | E05 |  | Combustion Turbine | SPP_SPS | Texas | Hale | 9.1 | 2011 | 9999 | 2019 | 3.0987 | 20398.7778 | 0.30381 | NEI 2019
Antelope Station | 57865_G_E06 | 57865 | G | E06 |  | Combustion Turbine | SPP_SPS | Texas | Hale | 9.1 | 2011 | 9999 | 2019 | 3.0248 | 20398.7778 | 0.29657 | NEI 2019
Antelope Station | 57865_G_E07 | 57865 | G | E07 |  | Combustion Turbine | SPP_SPS | Texas | Hale | 9.1 | 2011 | 9999 | 2019 | 3.1721 | 20398.7778 | 0.31101 | NEI 2019
Antelope Station | 57865_G_E08 | 57865 | G | E08 |  | Combustion Turbine | SPP_SPS | Texas | Hale | 9.1 | 2011 | 9999 | 2019 | 3.0933 | 20398.7778 | 0.30328 | NEI 2019
Antelope Station | 57865_G_E09 | 57865 | G | E09 |  | Combustion Turbine | SPP_SPS | Texas | Hale | 9.1 | 2011 | 9999 | 2019 | 3.1221 | 20398.7778 | 0.30611 | NEI 2019
Antelope Station | 57865_G_E10 | 57865 | G | E10 |  | Combustion Turbine | SPP_SPS | Texas | Hale | 9.1 | 2011 | 9999 | 2019 | 3.2392 | 20398.7778 | 0.31759 | NEI 2019
Antelope Station | 57865_G_E11 | 57865 | G | E11 |  | Combustion Turbine | SPP_SPS | Texas | Hale | 9.1 | 2011 | 9999 | 2019 | 2.9898 | 20398.7778 | 0.29314 | NEI 2019
Antelope Station | 57865_G_E12 | 57865 | G | E12 |  | Combustion Turbine | SPP_SPS | Texas | Hale | 9.1 | 2011 | 9999 | 2019 | 3.0755 | 20398.7778 | 0.30154 | NEI 2019
Antelope Station | 57865_G_E13 | 57865 | G | E13 |  | Combustion Turbine | SPP_SPS | Texas | Hale | 9.1 | 2011 | 9999 | 2019 | 2.9255 | 20398.7778 | 0.28683 | NEI 2019
Antelope Station | 57865_G_E14 | 57865 | G | E14 |  | Combustion Turbine | SPP_SPS | Texas | Hale | 9.1 | 2011 | 9999 | 2019 | 2.8893 | 20398.7778 | 0.28328 | NEI 2019
Antelope Station | 57865_G_E15 | 57865 | G | E15 |  | Combustion Turbine | SPP_SPS | Texas | Hale | 9.1 | 2011 | 9999 | 2019 | 2.8917 | 20398.7778 | 0.28352 | NEI 2019
Antelope Station | 57865_G_E16 | 57865 | G | E16 |  | Combustion Turbine | SPP_SPS | Texas | Hale | 9.1 | 2011 | 9999 | 2019 | 2.9223 | 20398.7778 | 0.28652 | NEI 2019
Antelope Station | 57865_G_E17 | 57865 | G | E17 |  | Combustion Turbine | SPP_SPS | Texas | Hale | 9.1 | 2011 | 9999 | 2019 | 2.7093 | 20398.7778 | 0.26563 | NEI 2019
Antelope Station | 57865_G_E18 | 57865 | G | E18 |  | Combustion Turbine | SPP_SPS | Texas | Hale | 9.1 | 2011 | 9999 | 2019 | 2.9293 | 20398.7778 | 0.2872 | NEI 2019
LCEC Generation LLVC | 57872_G_UNIT1 | 57872 | G | UNIT1 |  | Combustion Turbine | SPP_SPS | New Mexico | Lea | 8.7 | 2012 | 9999 | 2019 | 1.011 | 9619 | 0.21021 | NEI 2019
LCEC Generation LLVC | 57872_G_UNIT2 | 57872 | G | UNIT2 |  | Combustion Turbine | SPP_SPS | New Mexico | Lea | 8.7 | 2012 | 9999 | 2019 | 1.331 | 9619 | 0.27674 | NEI 2019
LCEC Generation LLVC | 57872_G_UNIT3 | 57872 | G | UNIT3 |  | Combustion Turbine | SPP_SPS | New Mexico | Lea | 8.7 | 2012 | 9999 | 2019 | 1.301 | 9619 | 0.27051 | NEI 2019
LCEC Generation LLVC | 57872_G_UNIT4 | 57872 | G | UNIT4 |  | Combustion Turbine | SPP_SPS | New Mexico | Lea | 8.7 | 2012 | 9999 | 2019 | 1.33 | 9619 | 0.27654 | NEI 2019
LCEC Generation LLVC | 57872_G_UNIT5 | 57872 | G | UNIT5 |  | Combustion Turbine | SPP_SPS | New Mexico | Lea | 8.7 | 2012 | 9999 | 2019 | 1.303 | 9619 | 0.27092 | NEI 2019
Santa Cruz Energy | 57876_G_UNT1 | 57876 | G | UNT1 |  | Landfill Gas | WEC_CALN | California | Santa Cruz | 1.5 | 2009 | 9999 |  |  |  | 0.54258 | Default Emission Factor
Pioneer Generating Station | 57881_G_01 | 57881 | G | 01 | 90805 | Combustion Turbine | SPP_WAUE | North Dakota | Williams | 40 | 2013 | 9999 | 2019 | 8.62 | 91178 | 0.18908 | NEI 2019
Pioneer Generating Station | 57881_G_02 | 57881 | G | 02 | 90834 | Combustion Turbine | SPP_WAUE | North Dakota | Williams | 40 | 2014 | 9999 | 2019 | 4.3 | 91178 | 0.09432 | NEI 2019
Pioneer Generating Station | 57881_G_03 | 57881 | G | 03 | 90835 | Combustion Turbine | SPP_WAUE | North Dakota | Williams | 40 | 2014 | 9999 | 2019 | 3.0063 | 91178 | 0.06594 | NEI 2019
Pioneer Generating Station | 57881_G_11 | 57881 | G | 11 |  | Combustion Turbine | SPP_WAUE | North Dakota | Williams | 9.3 | 2017 | 9999 | 2019 | 3.1954 | 19449.1667 | 0.32859 | NEI 2019
Pioneer Generating Station | 57881_G_12 | 57881 | G | 12 |  | Combustion Turbine | SPP_WAUE | North Dakota | Williams | 9.3 | 2017 | 9999 | 2019 | 3.2265 | 19449.1667 | 0.33179 | NEI 2019
Pioneer Generating Station | 57881_G_13 | 57881 | G | 13 |  | Combustion Turbine | SPP_WAUE | North Dakota | Williams | 9.3 | 2017 | 9999 | 2019 | 2.7727 | 19449.1667 | 0.28512 | NEI 2019
Pioneer Generating Station | 57881_G_14 | 57881 | G | 14 |  | Combustion Turbine | SPP_WAUE | North Dakota | Williams | 9.3 | 2017 | 9999 |  |  |  | 0.92213 | Default Emission Factor
Pioneer Generating Station | 57881_G_15 | 57881 | G | 15 |  | Combustion Turbine | SPP_WAUE | North Dakota | Williams | 9.3 | 2017 | 9999 |  |  |  | 0.92213 | Default Emission Factor
Pioneer Generating Station | 57881_G_16 | 57881 | G | 16 |  | Combustion Turbine | SPP_WAUE | North Dakota | Williams | 9.3 | 2017 | 9999 |  |  |  | 0.92213 | Default Emission Factor
Pioneer Generating Station | 57881_G_17 | 57881 | G | 17 |  | Combustion Turbine | SPP_WAUE | North Dakota | Williams | 9.3 | 2017 | 9999 | 2019 | 2.3639 | 19449.1667 | 0.24308 | NEI 2019
Pioneer Generating Station | 57881_G_18 | 57881 | G | 18 |  | Combustion Turbine | SPP_WAUE | North Dakota | Williams | 9.3 | 2017 | 9999 | 2019 | 2.4533 | 19449.1667 | 0.25228 | NEI 2019
Pioneer Generating Station | 57881_G_19 | 57881 | G | 19 |  | Combustion Turbine | SPP_WAUE | North Dakota | Williams | 9.3 | 2017 | 9999 | 2019 | 2.4586 | 19449.1667 | 0.25283 | NEI 2019
Pioneer Generating Station | 57881_G_20 | 57881 | G | 20 |  | Combustion Turbine | SPP_WAUE | North Dakota | Williams | 9.3 | 2017 | 9999 | 2019 | 2.6587 | 19449.1667 | 0.2734 | NEI 2019
Pioneer Generating Station | 57881_G_21 | 57881 | G | 21 |  | Combustion Turbine | SPP_WAUE | North Dakota | Williams | 9.3 | 2017 | 9999 | 2019 | 2.4765 | 19449.1667 | 0.25467 | NEI 2019
Pioneer Generating Station | 57881_G_22 | 57881 | G | 22 |  | Combustion Turbine | SPP_WAUE | North Dakota | Williams | 9.3 | 2017 | 9999 | 2019 | 2.6137 | 19449.1667 | 0.26877 | NEI 2019
Lake Charles Polymers | 57884_G_G-900 | 57884 | G | G-900 |  | Combustion Turbine | MIS_WOTA | Louisiana | Calcasieu | 12.5 | 2011 | 9999 |  |  |  | 0.12736 | Default Emission Factor
Lake Charles Polymers | 57884_G_G-901 | 57884 | G | G-901 |  | Combustion Turbine | MIS_WOTA | Louisiana | Calcasieu | 8 | 2011 | 9999 |  |  |  | 0.92213 | Default Emission Factor
Lake Charles Polymers | 57884_G_G-902 | 57884 | G | G-902 |  | Combustion Turbine | MIS_WOTA | Louisiana | Calcasieu | 8 | 2011 | 9999 |  |  |  | 0.92213 | Default Emission Factor
Wellford Renewable Energy Plant | 57885_G_LFG1 | 57885 | G | LFG1 |  | Landfill Gas | S_VACA | South Carolina | Spartanburg | 1.6 | 2011 | 9999 |  |  |  | 0.54258 | Default Emission Factor
City West Diesel Plant | 57886_G_DI1 | 57886 | G | DI1 |  | Combustion Turbine | S_VACA | South Carolina | Union | 1.8 | 2011 | 9999 |  |  |  | 0.92213 | Default Emission Factor
City West Diesel Plant | 57886_G_DI2 | 57886 | G | DI2 |  | Combustion Turbine | S_VACA | South Carolina | Union | 1.8 | 2011 | 9999 |  |  |  | 0.92213 | Default Emission Factor
City West Diesel Plant | 57886_G_DI3 | 57886 | G | DI3 |  | Combustion Turbine | S_VACA | South Carolina | Union | 1.8 | 2011 | 9999 |  |  |  | 0.92213 | Default Emission Factor
City West Diesel Plant | 57886_G_DI4 | 57886 | G | DI4 |  | Combustion Turbine | S_VACA | South Carolina | Union | 1.8 | 2011 | 9999 |  |  |  | 0.92213 | Default Emission Factor
Martinsville LFG Generator | 57893_G_LFG1 | 57893 | G | LFG1 |  | Landfill Gas | PJM_West | Virginia | Henry | 1 | 2012 | 9999 | 2018 | 0.6997 | 4382 | 0.31935 | Virginia State Emissions
Concord Energy | 57896_G_UNT1 | 57896 | G | UNT1 |  | Landfill Gas | S_VACA | North Carolina | Cabarrus | 3.9 | 2012 | 9999 | 2019 | 5.7 | 58215 | 0.19583 | NEI 2019
Concord Energy | 57896_G_UNT2 | 57896 | G | UNT2 |  | Landfill Gas | S_VACA | North Carolina | Cabarrus | 3.9 | 2012 | 9999 |  |  |  | 0.19583 | NEI 2019
Richmond Energy | 57897_G_UNT1 | 57897 | G | UNT1 |  | Landfill Gas | PJM_Dom | Virginia | Henrico | 1.6 | 2012 | 9999 | 2019 | 3.447 | 32868 | 0.20975 | NEI 2019
Richmond Energy | 57897_G_UNT2 | 57897 | G | UNT2 |  | Landfill Gas | PJM_Dom | Virginia | Henrico | 1.6 | 2012 | 9999 |  |  |  | 0.20975 | NEI 2019
Richmond Energy | 57897_G_UNT3 | 57897 | G | UNT3 |  | Landfill Gas | PJM_Dom | Virginia | Henrico | 1.6 | 2012 | 9999 |  |  |  | 0.20975 | NEI 2019
Richmond Energy | 57897_G_UNT4 | 57897 | G | UNT4 |  | Landfill Gas | PJM_Dom | Virginia | Henrico | 1.6 | 2012 | 9999 |  |  |  | 0.20975 | NEI 2019
Hurricane City Power | 57899_G_1 | 57899 | G | 1 |  | Combustion Turbine | WECC_UT | Utah | Washington | 1.6 | 2001 | 9999 |  |  |  | 0.92213 | Default Emission Factor
Hurricane City Power | 57899_G_2 | 57899 | G | 2 |  | Combustion Turbine | WECC_UT | Utah | Washington | 1.6 | 1999 | 9999 |  |  |  | 0.92213 | Default Emission Factor
Hurricane City Power | 57899_G_3 | 57899 | G | 3 |  | Combustion Turbine | WECC_UT | Utah | Washington | 1.6 | 1999 | 9999 |  |  |  | 0.92213 | Default Emission Factor
Hurricane City Power | 57899_G_4 | 57899 | G | 4 |  | Combustion Turbine | WECC_UT | Utah | Washington | 1.9 | 2004 | 9999 |  |  |  | 0.92213 | Default Emission Factor
Hurricane City Power | 57899_G_5 | 57899 | G | 5 |  | Combustion Turbine | WECC_UT | Utah | Washington | 1.9 | 2004 | 9999 |  |  |  | 0.92213 | Default Emission Factor
Hurricane City Power | 57899_G_6 | 57899 | G | 6 |  | Combustion Turbine | WECC_UT | Utah | Washington | 1.9 | 2006 | 9999 |  |  |  | 0.92213 | Default Emission Factor
Hurricane City Power | 57899_G_7 | 57899 | G | 7 |  | Combustion Turbine | WECC_UT | Utah | Washington | 1.9 | 2007 | 9999 |  |  |  | 0.92213 | Default Emission Factor
Hurricane City Power | 57899_G_8 | 57899 | G | 8 |  | Combustion Turbine | WECC_UT | Utah | Washington | 1.9 | 2007 | 9999 |  |  |  | 0.92213 | Default Emission Factor
El Segundo Energy Center LLC | 57901_G_5 | 57901 | G | 5 | 90376 | Combined Cycle | WEC_LADW | California | Los Angeles | 195 | 2013 | 9999 | 2017 | 2.0038 | 650253 | 0.00616 | NEI 2019
El Segundo Energy Center LLC | 57901_G_6 | 57901 | G | 6 | 90376 | Combined Cycle | WEC_LADW | California | Los Angeles | 60 | 2013 | 9999 |  |  |  | 0.00616 | NEI 2019
El Segundo Energy Center LLC | 57901_G_7 | 57901 | G | 7 | 90377 | Combined Cycle | WEC_LADW | California | Los Angeles | 195 | 2013 | 9999 | 2017 | 2.1427 | 641912 | 0.00668 | NEI 2019
El Segundo Energy Center LLC | 57901_G_8 | 57901 | G | 8 | 90377 | Combined Cycle | WEC_LADW | California | Los Angeles | 60 | 2013 | 9999 |  |  |  | 0.00668 | NEI 2019
Fighting Creek LFGTE Plant | 57902_G_G-123 | 57902 | G | G-123 |  | Landfill Gas | WECC_PNW | Idaho | Kootenai | 1.6 | 2012 | 9999 |  |  |  | 0.54258 | Default Emission Factor
Fighting Creek LFGTE Plant | 57902_G_G-162 | 57902 | G | G-162 |  | Landfill Gas | WECC_PNW | Idaho | Kootenai | 1.6 | 2012 | 9999 |  |  |  | 0.54258 | Default Emission Factor
SMMPA Methane Energy Facility | 57903_G_UNIT1 | 57903 | G | UNIT1 |  | Landfill Gas | MIS_MNWI | Minnesota | Kanabec | 1.5 | 2012 | 9999 |  |  |  | 0.54258 | Default Emission Factor
Central Utility Plant Cincinnati | 57908_G_CTG1 | 57908 | G | CTG1 |  | Combined Cycle | PJM_West | Ohio | Hamilton | 12.5 | 2004 | 9999 |  |  |  | 0.04505 | Default Emission Factor
Central Utility Plant Cincinnati | 57908_G_CTG2 | 57908 | G | CTG2 |  | Combined Cycle | PJM_West | Ohio | Hamilton | 12.5 | 2004 | 9999 |  |  |  | 0.04505 | Default Emission Factor
Central Utility Plant Cincinnati | 57908_G_P005 | 57908 | G | P005 |  | Combustion Turbine | PJM_West | Ohio | Hamilton | 1.9 | 2004 | 9999 |  |  |  | 0.92213 | Default Emission Factor
Central Utility Plant Cincinnati | 57908_G_STG | 57908 | G | STG |  | Combined Cycle | PJM_West | Ohio | Hamilton | 21.5 | 2004 | 9999 |  |  |  | 0.04505 | Default Emission Factor
Centennial Generating Station | 57910_G_1 | 57910 | G | 1 |  | Combustion Turbine | SPP_WAUE | Minnesota | Clay | 2 | 2011 | 9999 |  |  |  | 0.92213 | Default Emission Factor
Centennial Generating Station | 57910_G_2 | 57910 | G | 2 |  | Combustion Turbine | SPP_WAUE | Minnesota | Clay | 2 | 2011 | 9999 |  |  |  | 0.92213 | Default Emission Factor
Centennial Generating Station | 57910_G_3 | 57910 | G | 3 |  | Combustion Turbine | SPP_WAUE | Minnesota | Clay | 2 | 2011 | 9999 |  |  |  | 0.92213 | Default Emission Factor
Centennial Generating Station | 57910_G_4 | 57910 | G | 4 |  | Combustion Turbine | SPP_WAUE | Minnesota | Clay | 2 | 2011 | 9999 |  |  |  | 0.92213 | Default Emission Factor
Centennial Generating Station | 57910_G_5 | 57910 | G | 5 |  | Combustion Turbine | SPP_WAUE | Minnesota | Clay | 2 | 2011 | 9999 |  |  |  | 0.92213 | Default Emission Factor
Roseburg LFG | 57911_G_1 | 57911 | G | 1 |  | Landfill Gas | WECC_PNW | Oregon | Douglas | 1.6 | 2011 | 9999 |  |  |  | 0.54258 | Default Emission Factor
East Campus Utility Plant | 57929_G_P007 | 57929 | G | P007 |  | Combustion Turbine | PJM_West | Ohio | Hamilton | 1.7 | 2006 | 9999 |  |  |  | 0.92213 | Default Emission Factor
East Campus Utility Plant | 57929_G_P008 | 57929 | G | P008 |  | Combustion Turbine | PJM_West | Ohio | Hamilton | 1.5 | 2006 | 9999 |  |  |  | 0.92213 | Default Emission Factor
East Campus Utility Plant | 57929_G_STG | 57929 | G | STG |  | O/G Steam | PJM_West | Ohio | Hamilton | 1.2 | 2010 | 9999 |  |  |  | 0.14445 | Default Emission Factor
ADA Carbon Solutions Red River | 57938_G_GEN1 | 57938 | G | GEN1 |  | Non-Fossil Waste | MIS_LA | Louisiana | Red River | 20.5 | 2011 | 9999 |  |  |  | 0.70317 | Default Emission Factor
Lonesome Creek Station | 57943_G_01 | 57943 | G | 01 | 90836 | Combustion Turbine | SPP_WAUE | North Dakota | McKenzie | 40 | 2013 | 9999 | 2019 | 5.33 | 172382.8 | 0.06184 | NEI 2019
Lonesome Creek Station | 57943_G_02 | 57943 | G | 02 | 90837 | Combustion Turbine | SPP_WAUE | North Dakota | McKenzie | 40 | 2015 | 9999 | 2019 | 2.8854 | 172382.8 | 0.03348 | NEI 2019
Lonesome Creek Station | 57943_G_03 | 57943 | G | 03 | 90838 | Combustion Turbine | SPP_WAUE | North Dakota | McKenzie | 40 | 2015 | 9999 | 2019 | 3.2627 | 172382.8 | 0.03785 | NEI 2019
Lonesome Creek Station | 57943_G_04 | 57943 | G | 04 | 91086 | Combustion Turbine | SPP_WAUE | North Dakota | McKenzie | 40 | 2017 | 9999 | 2019 | 6.22 | 172382.8 | 0.07217 | NEI 2019
Lonesome Creek Station | 57943_G_05 | 57943 | G | 05 | 91087 | Combustion Turbine | SPP_WAUE | North Dakota | McKenzie | 40 | 2017 | 9999 | 2019 | 3.3 | 172382.8 | 0.03829 | NEI 2019
Berkeley County Landfill | 57945_G_B1 | 57945 | G | B1 |  | Landfill Gas | S_VACA | South Carolina | Berkeley | 1.5 | 2011 | 9999 |  |  |  | 0.54258 | Default Emission Factor
Berkeley County Landfill | 57945_G_B2 | 57945 | G | B2 |  | Landfill Gas | S_VACA | South Carolina | Berkeley | 1.5 | 2011 | 9999 |  |  |  | 0.54258 | Default Emission Factor
Fredericktown Energy Center | 57946_G_UNIT1 | 57946 | G | UNIT1 |  | Combustion Turbine | MIS_MO | Missouri | Madison | 12 | 2015 | 9999 |  |  |  | 0.12736 | Default Emission Factor
Fredericktown Energy Center | 57946_G_UNIT2 | 57946 | G | UNIT2 |  | Combustion Turbine | MIS_MO | Missouri | Madison | 12 | 2015 | 9999 |  |  |  | 0.12736 | Default Emission Factor
Woodall Gas Plant | 57952_G_GEN1 | 57952 | G | GEN1 |  | Combustion Turbine | SPP_SPS | Texas | Hemphill | 1 | 2012 | 9999 |  |  |  | 0.92213 | Default Emission Factor
Woodall Gas Plant | 57952_G_GEN2 | 57952 | G | GEN2 |  | Combustion Turbine | SPP_SPS | Texas | Hemphill | 1 | 2012 | 9999 |  |  |  | 0.92213 | Default Emission Factor
Woodall Gas Plant | 57952_G_GEN3 | 57952 | G | GEN3 |  | Combustion Turbine | SPP_SPS | Texas | Hemphill | 1 | 2012 | 9999 |  |  |  | 0.92213 | Default Emission Factor
Roquette America | 57953_G_GT | 57953 | G | GT |  | Combined Cycle | MIS_MO | Iowa | Lee | 38 | 2004 | 9999 | 2019 | 0.54424 | 123969 | 0.00878 | NEI 2019
Darrington | 57969_G_GEN1 | 57969 | G | GEN1 |  | Biomass | WECC_PNW | Washington | Snohomish | 4.5 | 2007 | 9999 | 2019 | 6.8615 | 16782 | 0.81772 | NEI 2019
SF Southeast Cogen Plant | 57971_G_COGEN | 57971 | G | COGEN |  | Non-Fossil Waste | WEC_CALN | California | San Francisco | 1.9 | 2002 | 9999 |  |  |  | 0.70317 | Default Emission Factor
High Sierra Cogeneration Plant | 57977_G_ENG1 | 57977 | G | ENG1 |  | Combustion Turbine | WEC_CALN | California | Lassen | 2.5 | 2010 | 9999 |  |  |  | 0.92213 | Default Emission Factor
High Sierra Cogeneration Plant | 57977_G_ENG2 | 57977 | G | ENG2 |  | Combustion Turbine | WEC_CALN | California | Lassen | 2.5 | 2010 | 9999 |  |  |  | 0.92213 | Default Emission Factor
Lodi Energy Center | 57978_G_CT1 | 57978 | G | CT1 | 90795 | Combined Cycle | WEC_CALN | California | San Joaquin | 162 | 2012 | 9999 | 2017 | 11.0277 | 470875 | 0.03036 | NEI 2019
Lodi Energy Center | 57978_G_ST1 | 57978 | G | ST1 | 90795 | Combined Cycle | WEC_CALN | California | San Joaquin | 95 | 2012 | 9999 |  |  |  | 0.03036 | NEI 2019
Lincoln Landfill | 57988_G_GEN 5 | 57988 | G | GEN 5 |  | Landfill Gas | WEC_CALN | California | Placer | 0.8 | 2012 | 9999 |  |  |  | 0.54258 | Default Emission Factor
Lincoln Landfill | 57988_G_GEN 6 | 57988 | G | GEN 6 |  | Landfill Gas | WEC_CALN | California | Placer | 0.8 | 2012 | 9999 |  |  |  | 0.54258 | Default Emission Factor
Lincoln Landfill | 57988_G_GEN1 | 57988 | G | GEN1 |  | Landfill Gas | WEC_CALN | California | Placer | 0.8 | 2004 | 9999 |  |  |  | 0.54258 | Default Emission Factor
Lincoln Landfill | 57988_G_GEN2 | 57988 | G | GEN2 |  | Landfill Gas | WEC_CALN | California | Placer | 0.8 | 2004 | 9999 |  |  |  | 0.54258 | Default Emission Factor
Lincoln Landfill | 57988_G_GEN3 | 57988 | G | GEN3 |  | Landfill Gas | WEC_CALN | California | Placer | 0.8 | 2004 | 9999 |  |  |  | 0.54258 | Default Emission Factor
Lincoln Landfill | 57988_G_GEN4 | 57988 | G | GEN4 |  | Landfill Gas | WEC_CALN | California | Placer | 0.8 | 2012 | 9999 |  |  |  | 0.54258 | Default Emission Factor
Panda Temple Power Station | 58001_G_CTG-1 | 58001 | G | CTG-1 | 90804 | Combined Cycle | ERC_REST | Texas | Bell | 211 | 2014 | 9999 | 2019 | 7.6477 | 1374604 | 0.01928 | NEI 2019
Panda Temple Power Station | 58001_G_CTG-2 | 58001 | G | CTG-2 | 90806 | Combined Cycle | ERC_REST | Texas | Bell | 211 | 2014 | 9999 | 2019 | 12.1122 | 675365 | 0.01928 | NEI 2019
Panda Temple Power Station | 58001_G_CTG-3 | 58001 | G | CTG-3 | 90807 | Combined Cycle | ERC_REST | Texas | Bell | 211 | 2015 | 9999 | 2019 | 8.7249 | 715372 | 0.01315 | NEI 2019
Panda Temple Power Station | 58001_G_CTG-4 | 58001 | G | CTG-4 | 90808 | Combined Cycle | ERC_REST | Texas | Bell | 211 | 2015 | 9999 | 2019 | 8.298 | 721999 | 0.01315 | NEI 2019
Panda Temple Power Station | 58001_G_STG-1 | 58001 | G | STG-1 | 90804 | Combined Cycle | ERC_REST | Texas | Bell | 312 | 2014 | 9999 |  |  |  | 0.01928 | NEI 2019
Panda Temple Power Station | 58001_G_STG-2 | 58001 | G | STG-2 | 90807 | Combined Cycle | ERC_REST | Texas | Bell | 312 | 2015 | 9999 |  |  |  | 0.01315 | NEI 2019
Panda Sherman Power Station | 58005_G_CTG-1 | 58005 | G | CTG-1 | 90809 | Combined Cycle | ERC_REST | Texas | Grayson | 204 | 2014 | 9999 | 2019 | 6.7823 | 2307051 | 0.01066 | NEI 2019
Panda Sherman Power Station | 58005_G_CTG-2 | 58005 | G | CTG-2 | 90810 | Combined Cycle | ERC_REST | Texas | Grayson | 204 | 2014 | 9999 | 2019 | 10.2978 | 897540 | 0.01066 | NEI 2019
Panda Sherman Power Station | 58005_G_STG-1 | 58005 | G | STG-1 | 90809 | Combined Cycle | ERC_REST | Texas | Grayson | 309 | 2014 | 9999 |  |  |  | 0.01066 | NEI 2019
Brea Expansion Plant | 58007_G_G1 | 58007 | G | G1 |  | Landfill Gas | WECC_SCE | California | Orange | 6.8 | 2012 | 9999 |  |  |  | 0.54258 | Default Emission Factor
Brea Expansion Plant | 58007_G_G2 | 58007 | G | G2 |  | Landfill Gas | WECC_SCE | California | Orange | 6.8 | 2012 | 9999 |  |  |  | 0.54258 | Default Emission Factor
Brea Expansion Plant | 58007_G_G3 | 58007 | G | G3 |  | Landfill Gas | WECC_SCE | California | Orange | 6.8 | 2012 | 9999 |  |  |  | 0.54258 | Default Emission Factor
Brea Expansion Plant | 58007_G_G4 | 58007 | G | G4 |  | Landfill Gas | WECC_SCE | California | Orange | 6.8 | 2012 | 9999 |  |  |  | 0.54258 | Default Emission Factor
Brea Expansion Plant | 58007_G_G5 | 58007 | G | G5 |  | Landfill Gas | WECC_SCE | California | Orange | 10 | 2012 | 9999 |  |  |  | 0.54258 | Default Emission Factor
St Joseph Landfill Generating Station | 58024_G_UNIT1 | 58024 | G | UNIT1 |  | Landfill Gas | SPP_N | Missouri | Buchanan | 1.6 | 2011 | 9999 |  |  |  | 0.54258 | Default Emission Factor
PPG Monroeville Chemicals Center | 58047_G_2 | 58047 | G | 2 |  | Combustion Turbine | PJM_AP | Pennsylvania | Allegheny | 0.3 | 2000 | 9999 |  |  |  | 0.92213 | Default Emission Factor
PPG Monroeville Chemicals Center | 58047_G_3 | 58047 | G | 3 |  | Combustion Turbine | PJM_AP | Pennsylvania | Allegheny | 0.8 | 1998 | 9999 |  |  |  | 0.92213 | Default Emission Factor
MillerCoors Shenandoah Brewery | 58057_G_WWTP | 58057 | G | WWTP |  | Non-Fossil Waste | PJM_Dom | Virginia | Rockingham | 1.4 | 2012 | 9999 |  |  |  | 0.70317 | Default Emission Factor
Decatur-Morgan Co LFG Recovery Project | 58061_G_0290 | 58061 | G | 0290 |  | Landfill Gas | S_C_TVA | Alabama | Morgan | 0.8 | 2011 | 9999 |  |  |  | 0.54258 | Default Emission Factor
Decatur-Morgan Co LFG Recovery Project | 58061_G_1496 | 58061 | G | 1496 |  | Landfill Gas | S_C_TVA | Alabama | Morgan | 0.8 | 2010 | 9999 |  |  |  | 0.54258 | Default Emission Factor
Newark Energy Center | 58079_G_GT-1 | 58079 | G | GT-1 | 90911 | Combined Cycle | PJM_EMAC | New Jersey | Essex | 212.5 | 2015 | 9999 | 2019 | 23.08 | 3216739 | 0.00922 | NEI 2019
Newark Energy Center | 58079_G_GT-2 | 58079 | G | GT-2 | 90912 | Combined Cycle | PJM_EMAC | New Jersey | Essex | 209.5 | 2015 | 9999 |  |  |  | 0.00922 | NEI 2019
Newark Energy Center | 58079_G_STG-1 | 58079 | G | STG-1 | 90911 | Combined Cycle | PJM_EMAC | New Jersey | Essex | 283.8 | 2015 | 9999 |  |  |  | 0.00922 | NEI 2019
Kimberly Clark-Unit 1,2,3 | 58084_G_GT100 | 58084 | G | GT100 |  | Combined Cycle | NENG_CT | Connecticut | Litchfield | 14.5 | 2008 | 9999 | 2019 | 2.2846 | 127701 | 0.03578 | NEI 2019
Kimberly Clark-Unit 1,2,3 | 58084_G_GT200 | 58084 | G | GT200 |  | Combustion Turbine | NENG_CT | Connecticut | Litchfield | 14.5 | 2008 | 9999 | 2019 | 2.7691 | 108341 | 0.05112 | NEI 2019
Kimberly Clark-Unit 1,2,3 | 58084_G_GT300 | 58084 | G | GT300 |  | Combined Cycle | NENG_CT | Connecticut | Litchfield | 4.1 | 2008 | 9999 |  |  |  | 0.03578 | NEI 2019
North Main Street | 581_G_5 | 581 | G | 5 | 5083 | Combustion Turbine | NENG_CT | Connecticut | New London | 15.3 | 1972 | 9999 | 2017 | 0.033428 | 331 | 0.20198 | NEI 2019
Delano Energy Center | 58122_G_GEN1 | 58122 | G | GEN1 | 91268 | Combustion Turbine | WECC_SCE | California | Tulare | 35 | 2013 | 9999 | 2019 | 0.15524 | 6710 | 0.04627 | NEI 2019
Quay County | 58125_G_1 | 58125 | G | 1 |  | Combustion Turbine | WECC_NM | New Mexico | Quay | 17 | 2013 | 9999 | 2019 | 0.024 | 231 | 0.20779 | NEI 2019
Kaiser Downey | 58128_G_KRSO1 | 58128 | G | KRSO1 |  | Landfill Gas | WEC_LADW | California | Los Angeles | 0.2 | 2012 | 9999 |  |  |  | 0.54258 | Default Emission Factor
Kaiser Downey | 58128_G_KRSO2 | 58128 | G | KRSO2 |  | Landfill Gas | WEC_LADW | California | Los Angeles | 0.2 | 2012 | 9999 |  |  |  | 0.54258 | Default Emission Factor
Kaiser Downey | 58128_G_KRSO3 | 58128 | G | KRSO3 |  | Landfill Gas | WEC_LADW | California | Los Angeles | 0.2 | 2012 | 9999 |  |  |  | 0.54258 | Default Emission Factor
Kaiser Downey | 58128_G_KRSO4 | 58128 | G | KRSO4 |  | Landfill Gas | WEC_LADW | California | Los Angeles | 0.2 | 2012 | 9999 |  |  |  | 0.54258 | Default Emission Factor
Kaiser Downey | 58128_G_KRSO5 | 58128 | G | KRSO5 |  | Landfill Gas | WEC_LADW | California | Los Angeles | 0.2 | 2012 | 9999 |  |  |  | 0.54258 | Default Emission Factor
Prairies Edge Generating Facility | 58129_G_GEN1 | 58129 | G | GEN1 |  | Combustion Turbine | MIS_INKY | Indiana | Jasper | 0.8 | 2011 | 9999 |  |  |  | 0.92213 | Default Emission Factor
Blue Mountain Biogas | 58130_G_BMB N | 58130 | G | BMB N |  | Non-Fossil Waste | WECC_UT | Utah | Beaver | 1.5 | 2012 | 9999 |  |  |  | 0.70317 | Default Emission Factor
Blue Mountain Biogas | 58130_G_BMB S | 58130 | G | BMB S |  | Non-Fossil Waste | WECC_UT | Utah | Beaver | 1.5 | 2012 | 9999 |  |  |  | 0.70317 | Default Emission Factor
Central Energy Plant USU | 58139_G_TURBI | 58139 | G | TURBI |  | Combustion Turbine | WECC_UT | Utah | Cache | 4.4 | 2004 | 9999 |  |  |  | 0.12736 | Default Emission Factor
Central Utility Plant - Texas A&M | 58151_G_GTG01 | 58151 | G | GTG01 |  | Combined Cycle | ERC_REST | Texas | Brazos | 32.4 | 2011 | 9999 | 2019 | 6.05 | 163383.89 | 0.06154 | NEI 2019
Central Utility Plant - Texas A&M | 58151_G_STG02 | 58151 | G | STG02 |  | Combined Cycle | ERC_REST | Texas | Brazos | 11 | 2011 | 9999 |  |  |  | 0.06154 | NEI 2019
Danbury Hospital Cogen Plant | 58152_G_GEN1 | 58152 | G | GEN1 |  | Combustion Turbine | NENG_CT | Connecticut | Fairfield | 3.9 | 2011 | 9999 |  |  |  | 0.12736 | Default Emission Factor
Western Michigan University Power Plant | 58161_G_EG-1 | 58161 | G | EG-1 |  | Combustion Turbine | MIS_LMI | Michigan | Kalamazoo | 0.8 | 1999 | 9999 | 2018 | 0.02692 | 846.72 | 0.06359 | Michigan Point Source Emission
Western Michigan University Power Plant | 58161_G_GTG-7 | 58161 | G | GTG-7 |  | Combined Cycle | MIS_LMI | Michigan | Kalamazoo | 4.2 | 1997 | 9999 | 2018 | 0.74198 | 29965.24 | 0.0428 | Michigan Point Source Emission
Western Michigan University Power Plant | 58161_G_GTG-8 | 58161 | G | GTG-8 |  | Combined Cycle | MIS_LMI | Michigan | Kalamazoo | 4.2 | 1997 | 9999 | 2018 | 0.74198 | 35082.96 | 0.0428 | Michigan Point Source Emission
Western Michigan University Power Plant | 58161_G_STG-1 | 58161 | G | STG-1 |  | Combined Cycle | MIS_LMI | Michigan | Kalamazoo | 0.9 | 1999 | 9999 |  |  |  | 0.0428 | NEI 2019
CSUF Trigeneration | 58169_G_1 | 58169 | G | 1 |  | Combustion Turbine | WECC_SCE | California | Orange | 4.3 | 2010 | 9999 |  |  |  | 0.12736 | Default Emission Factor
Seaside Heights Power Plant | 58172_G_UINT3 | 58172 | G | UINT3 |  | Combustion Turbine | PJM_EMAC | New Jersey | Ocean | 2 | 2012 | 9999 |  |  |  | 0.92213 | Default Emission Factor
Seaside Heights Power Plant | 58172_G_UNIT1 | 58172 | G | UNIT1 |  | Combustion Turbine | PJM_EMAC | New Jersey | Ocean | 2 | 2012 | 9999 |  |  |  | 0.92213 | Default Emission Factor
Seaside Heights Power Plant | 58172_G_UNIT2 | 58172 | G | UNIT2 |  | Combustion Turbine | PJM_EMAC | New Jersey | Ocean | 2 | 2012 | 9999 |  |  |  | 0.92213 | Default Emission Factor
BMW Manufacturing Co | 58173_G_GT601 | 58173 | G | GT601 |  | Landfill Gas | S_VACA | South Carolina | Spartanburg | 5 | 2009 | 9999 |  |  |  | 0.54258 | Default Emission Factor
BMW Manufacturing Co | 58173_G_GT602 | 58173 | G | GT602 |  | Landfill Gas | S_VACA | South Carolina | Spartanburg | 5 | 2009 | 9999 |  |  |  | 0.54258 | Default Emission Factor
Kishwaukee CHP Plant | 58177_G_1 | 58177 | G | 1 |  | Non-Fossil Waste | PJM_COMD | Illinois | Winnebago | 1 | 2010 | 9999 |  |  |  | 0.70317 | Default Emission Factor
Kishwaukee CHP Plant | 58177_G_2 | 58177 | G | 2 |  | Non-Fossil Waste | PJM_COMD | Illinois | Winnebago | 1 | 2010 | 9999 |  |  |  | 0.70317 | Default Emission Factor
Kishwaukee CHP Plant | 58177_G_3 | 58177 | G | 3 |  | Non-Fossil Waste | PJM_COMD | Illinois | Winnebago | 1 | 2010 | 9999 |  |  |  | 0.70317 | Default Emission Factor
UNH 7.9 MW Plant | 58180_G_1 | 58180 | G | 1 |  | Landfill Gas | NENGREST | New Hampshire | Strafford | 7.9 | 2006 | 9999 |  |  |  | 0.54258 | Default Emission Factor
Rand Whitney CHP Plant | 58184_G_TG-1 | 58184 | G | TG-1 |  | Combustion Turbine | NENG_CT | Connecticut | New London | 14.6 | 2005 | 9999 |  |  |  | 0.12736 | Default Emission Factor
East Campus Steam Plant | 58195_G_CT1 | 58195 | G | CT1 |  | Combustion Turbine | PJM_AP | Pennsylvania | Centre | 7.4 | 2011 | 9999 |  |  |  | 0.12736 | Default Emission Factor
Parnassus Central Utility Plant | 58198_G_GTG1 | 58198 | G | GTG1 |  | Combined Cycle | WEC_CALN | California | San Francisco | 5.2 | 1996 | 9999 |  |  |  | 0.04505 | Default Emission Factor
Parnassus Central Utility Plant | 58198_G_GTG2 | 58198 | G | GTG2 |  | Combined Cycle | WEC_CALN | California | San Francisco | 5.5 | 1996 | 9999 |  |  |  | 0.04505 | Default Emission Factor
Parnassus Central Utility Plant | 58198_G_STG1 | 58198 | G | STG1 |  | Combined Cycle | WEC_CALN | California | San Francisco | 1.8 | 1996 | 9999 |  |  |  | 0.04505 | Default Emission Factor
Central Utility Plant at White Oak | 58207_G_G1 | 58207 | G | G1 |  | Combustion Turbine | PJM_SMAC | Maryland | Montgomery | 5.6 | 2003 | 9999 |  |  |  | 0.92213 | Default Emission Factor
Central Utility Plant at White Oak | 58207_G_G10 | 58207 | G | G10 |  | Combustion Turbine | PJM_SMAC | Maryland | Montgomery | 2.3 | 2014 | 9999 |  |  |  | 0.92213 | Default Emission Factor
Central Utility Plant at White Oak | 58207_G_G11 | 58207 | G | G11 |  | Combustion Turbine | PJM_SMAC | Maryland | Montgomery | 2.3 | 2014 | 9999 |  |  |  | 0.92213 | Default Emission Factor
Central Utility Plant at White Oak | 58207_G_G12 | 58207 | G | G12 |  | Combined Cycle | PJM_SMAC | Maryland | Montgomery | 5 | 2014 | 9999 |  |  |  | 0.04505 | Default Emission Factor
Central Utility Plant at White Oak | 58207_G_G2 | 58207 | G | G2 |  | Combustion Turbine | PJM_SMAC | Maryland | Montgomery | 2.3 | 2003 | 9999 |  |  |  | 0.92213 | Default Emission Factor
Central Utility Plant at White Oak | 58207_G_G3 | 58207 | G | G3 |  | Combustion Turbine | PJM_SMAC | Maryland | Montgomery | 4.3 | 2003 | 9999 |  |  |  | 0.12736 | Default Emission Factor
Central Utility Plant at White Oak | 58207_G_G4 | 58207 | G | G4 |  | Combustion Turbine | PJM_SMAC | Maryland | Montgomery | 4.3 | 2008 | 9999 |  |  |  | 0.12736 | Default Emission Factor
Central Utility Plant at White Oak | 58207_G_G5 | 58207 | G | G5 |  | Combustion Turbine | PJM_SMAC | Maryland | Montgomery | 4.3 | 2009 | 9999 |  |  |  | 0.12736 | Default Emission Factor
Central Utility Plant at White Oak | 58207_G_G6 | 58207 | G | G6 |  | Combustion Turbine | PJM_SMAC | Maryland | Montgomery | 4.3 | 2010 | 9999 |  |  |  | 0.12736 | Default Emission Factor
Central Utility Plant at White Oak | 58207_G_G7 | 58207 | G | G7 |  | Combined Cycle | PJM_SMAC | Maryland | Montgomery | 7.5 | 2014 | 9999 |  |  |  | 0.04505 | Default Emission Factor
Central Utility Plant at White Oak | 58207_G_G8 | 58207 | G | G8 |  | Combined Cycle | PJM_SMAC | Maryland | Montgomery | 7.5 | 2014 | 9999 |  |  |  | 0.04505 | Default Emission Factor
Central Utility Plant at White Oak | 58207_G_G9 | 58207 | G | G9 |  | Combined Cycle | PJM_SMAC | Maryland | Montgomery | 4.5 | 2014 | 9999 |  |  |  | 0.04505 | Default Emission Factor
Cinnamon Bay Edgeboro Landfill | 58208_G_1 | 58208 | G | 1 |  | Landfill Gas | PJM_EMAC | New Jersey | Middlesex | 9.1 | 2011 | 9999 |  |  |  | 0.54258 | Default Emission Factor
Lee Combined Cycle Plant | 58215_G_1A | 58215 | G | 1A | 90644 | Combined Cycle | S_VACA | North Carolina | Wayne | 170 | 2012 | 9999 | 2017 | 48.68 | 4335729 | 0.04327 | NEI 2019
Lee Combined Cycle Plant | 58215_G_1B | 58215 | G | 1B | 90645 | Combined Cycle | S_VACA | North Carolina | Wayne | 170 | 2012 | 9999 | 2019 | 49.3 | 1350805 | 0.04327 | NEI 2019
Lee Combined Cycle Plant | 58215_G_1C | 58215 | G | 1C | 90646 | Combined Cycle | S_VACA | North Carolina | Wayne | 170 | 2012 | 9999 | 2019 | 48.8 | 1359905 | 0.04327 | NEI 2019
Lee Combined Cycle Plant | 58215_G_ST1 | 58215 | G | ST1 | 90644 | Combined Cycle | S_VACA | North Carolina | Wayne | 378 | 2012 | 9999 |  |  |  | 0.04327 | NEI 2019
J.R. Simplot Company | 58216_G_1 | 58216 | G | 1 |  | Non-Fossil Waste | WEC_CALN | California | San Joaquin | 3.2 | 1993 | 9999 |  |  |  | 0.70317 | Default Emission Factor
GL Dairy Biogas | 58219_G_1426 | 58219 | G | 1426 |  | Non-Fossil Waste | MIS_WUMS | Wisconsin | Dane | 1.4 | 2013 | 9999 |  |  |  | 0.70317 | Default Emission Factor
GL Dairy Biogas | 58219_G_633 | 58219 | G | 633 |  | Non-Fossil Waste | MIS_WUMS | Wisconsin | Dane | 0.6 | 2013 | 9999 |  |  |  | 0.70317 | Default Emission Factor
CCSU Co-Gen-STBY Gen | 58224_G_EC#1 | 58224 | G | EC#1 |  | Combustion Turbine | NENG_CT | Connecticut | Hartford | 1.3 | 2004 | 9999 |  |  |  | 0.92213 | Default Emission Factor
CCSU Co-Gen-STBY Gen | 58224_G_EC#2 | 58224 | G | EC#2 |  | Combustion Turbine | NENG_CT | Connecticut | Hartford | 1.3 | 2004 | 9999 |  |  |  | 0.92213 | Default Emission Factor
CCSU Co-Gen-STBY Gen | 58224_G_GRND | 58224 | G | GRND |  | Combustion Turbine | NENG_CT | Connecticut | Hartford | 0.3 | 2012 | 9999 |  |  |  | 0.92213 | Default Emission Factor
CCSU Co-Gen-STBY Gen | 58224_G_MEMH | 58224 | G | MEMH |  | Combustion Turbine | NENG_CT | Connecticut | Hartford | 0.7 | 1993 | 9999 |  |  |  | 0.92213 | Default Emission Factor
Clayville | 58235_G_1 | 58235 | G | 1 | 90845 | Combustion Turbine | PJM_EMAC | New Jersey | Cumberland | 55 | 2015 | 9999 | 2019 | 0.347 | 78859 | 0.0088 | NEI 2019
Marshalltown Generating Station | 58236_G_CTG1 | 58236 | G | CTG1 | 90919 | Combined Cycle | MIS_IA | Iowa | Marshall | 209.7 | 2017 | 9999 | 2019 | 19.5019 | 1234757 | 0.01699 | NEI 2019
Marshalltown Generating Station | 58236_G_CTG2 | 58236 | G | CTG2 | 90920 | Combined Cycle | MIS_IA | Iowa | Marshall | 208.7 | 2017 | 9999 | 2019 | 12.4422 | 1176190 | 0.01699 | NEI 2019
Marshalltown Generating Station | 58236_G_STG1 | 58236 | G | STG1 | 90919 | Combined Cycle | MIS_IA | Iowa | Marshall | 230.4 | 2017 | 9999 |  |  |  | 0.01699 | NEI 2019
Northeastern Illinois University Cogen | 58245_G_GEN1 | 58245 | G | GEN1 |  | Combustion Turbine | PJM_COMD | Illinois | Cook | 0.8 | 1995 | 2045 |  |  |  | 0.92213 | Default Emission Factor
Northeastern Illinois University Cogen | 58245_G_GEN2 | 58245 | G | GEN2 |  | Combustion Turbine | PJM_COMD | Illinois | Cook | 0.8 | 1995 | 2045 |  |  |  | 0.92213 | Default Emission Factor
Northeastern Illinois University Cogen | 58245_G_GEN3 | 58245 | G | GEN3 |  | Combustion Turbine | PJM_COMD | Illinois | Cook | 0.8 | 1995 | 2045 |  |  |  | 0.92213 | Default Emission Factor
Northeastern Illinois University Cogen | 58245_G_GEN4 | 58245 | G | GEN4 |  | Combustion Turbine | PJM_COMD | Illinois | Cook | 0.8 | 1995 | 2045 |  |  |  | 0.92213 | Default Emission Factor
Millersville LFG | 58246_G_CAT1 | 58246 | G | CAT1 |  | Landfill Gas | PJM_SMAC | Maryland | Anne Arundel | 1.5 | 2012 | 9999 | 2019 | 2.9236 | 25992 | 0.22497 | NEI 2019
Millersville LFG | 58246_G_CAT2 | 58246 | G | CAT2 |  | Landfill Gas | PJM_SMAC | Maryland | Anne Arundel | 1.5 | 2012 | 9999 |  |  |  | 0.22497 | NEI 2019
Tullytown | 58250_G_GEN1 | 58250 | G | GEN1 |  | Landfill Gas | PJM_EMAC | Pennsylvania | Bucks | 1.6 | 2013 | 9999 |  |  |  | 0.54258 | Default Emission Factor
Alpha Ridge LFG | 58252_G_JEN1 | 58252 | G | JEN1 |  | Landfill Gas | PJM_SMAC | Maryland | Howard | 1 | 2012 | 9999 | 2019 | 0.7638 | 3231 | 0.4728 | NEI 2019
Chatham | 58254_G_CT02R | 58254 | G | CT02R |  | Combustion Turbine | MIS_LMI | Michigan | Kent | 3.2 | 2016 | 9999 |  |  |  | 0.12736 | Default Emission Factor
Chatham | 58254_G_CTOIS | 58254 | G | CTOIS |  | Combustion Turbine | MIS_LMI | Michigan | Kent | 3.4 | 2013 | 9999 |  |  |  | 0.12736 | Default Emission Factor
Rubart | 58255_G_01 | 58255 | G | 01 |  | Combustion Turbine | SPP_N | Kansas | Grant | 8.2 | 2014 | 9999 |  |  |  | 0.92213 | Default Emission Factor
Rubart | 58255_G_02 | 58255 | G | 02 |  | Combustion Turbine | SPP_N | Kansas | Grant | 8.2 | 2014 | 9999 |  |  |  | 0.92213 | Default Emission Factor
Rubart | 58255_G_03 | 58255 | G | 03 |  | Combustion Turbine | SPP_N | Kansas | Grant | 8.2 | 2014 | 9999 |  |  |  | 0.92213 | Default Emission Factor
Rubart | 58255_G_04 | 58255 | G | 04 |  | Combustion Turbine | SPP_N | Kansas | Grant | 8.2 | 2014 | 9999 |  |  |  | 0.92213 | Default Emission Factor
Rubart | 58255_G_05 | 58255 | G | 05 |  | Combustion Turbine | SPP_N | Kansas | Grant | 8.2 | 2014 | 9999 |  |  |  | 0.92213 | Default Emission Factor
Rubart | 58255_G_06 | 58255 | G | 06 |  | Combustion Turbine | SPP_N | Kansas | Grant | 8.2 | 2014 | 9999 |  |  |  | 0.92213 | Default Emission Factor
Rubart | 58255_G_07 | 58255 | G | 07 |  | Combustion Turbine | SPP_N | Kansas | Grant | 8.4 | 2014 | 9999 |  |  |  | 0.92213 | Default Emission Factor
Rubart | 58255_G_08 | 58255 | G | 08 |  | Combustion Turbine | SPP_N | Kansas | Grant | 8.4 | 2014 | 9999 |  |  |  | 0.92213 | Default Emission Factor
Rubart | 58255_G_09 | 58255 | G | 09 |  | Combustion Turbine | SPP_N | Kansas | Grant | 8.4 | 2014 | 9999 |  |  |  | 0.92213 | Default Emission Factor
Rubart | 58255_G_10 | 58255 | G | 10 |  | Combustion Turbine | SPP_N | Kansas | Grant | 8.4 | 2014 | 9999 |  |  |  | 0.92213 | Default Emission Factor
Rubart | 58255_G_11 | 58255 | G | 11 |  | Combustion Turbine | SPP_N | Kansas | Grant | 8.4 | 2014 | 9999 |  |  |  | 0.92213 | Default Emission Factor
Rubart | 58255_G_12 | 58255 | G | 12 |  | Combustion Turbine | SPP_N | Kansas | Grant | 8.4 | 2014 | 9999 |  |  |  | 0.92213 | Default Emission Factor
Central Utilities Plant LAX 2 | 58258_G_GEN1 | 58258 | G | GEN1 |  | Combustion Turbine | WEC_LADW | California | Los Angeles | 4.2 | 2015 | 9999 |  |  |  | 0.12736 | Default Emission Factor
Central Utilities Plant LAX 2 | 58258_G_GEN2 | 58258 | G | GEN2 |  | Combustion Turbine | WEC_LADW | California | Los Angeles | 4.2 | 2015 | 9999 |  |  |  | 0.12736 | Default Emission Factor
Brunswick County Power Station | 58260_G_CT01 | 58260 | G | CT01 | 90888 | Combined Cycle | PJM_Dom | Virginia | Brunswick | 263.9 | 2016 | 9999 | 2019 | 45.5287 | 8333358 | 0.03321 | NEI 2019
Brunswick County Power Station | 58260_G_CT02 | 58260 | G | CT02 | 90889 | Combined Cycle | PJM_Dom | Virginia | Brunswick | 263.9 | 2016 | 9999 |  |  |  | 0.03321 | NEI 2019
Brunswick County Power Station | 58260_G_CT03 | 58260 | G | CT03 | 90890 | Combined Cycle | PJM_Dom | Virginia | Brunswick | 263.9 | 2016 | 9999 |  |  |  | 0.03321 | NEI 2019
Brunswick County Power Station | 58260_G_ST01 | 58260 | G | ST01 | 90888 | Combined Cycle | PJM_Dom | Virginia | Brunswick | 579.4 | 2016 | 9999 |  |  |  | 0.03321 | NEI 2019
Apple Data Center - Fuel Cell 1&2 | 58264_G_FC1 | 58264 | G | FC1 |  | Landfill Gas | S_VACA | North Carolina | Catawba | 4.8 | 2012 | 9999 |  |  |  | 0.54258 | Default Emission Factor
Apple Data Center - Fuel Cell 1&2 | 58264_G_FC2 | 58264 | G | FC2 |  | Landfill Gas | S_VACA | North Carolina | Catawba | 5.2 | 2013 | 9999 |  |  |  | 0.54258 | Default Emission Factor
Port Westward Unit 2 | 58266_G_1 | 58266 | G | 1 |  | Combustion Turbine | WECC_PNW | Oregon | Columbia | 18.7 | 2014 | 9999 |  |  |  | 0.92213 | Default Emission Factor
Port Westward Unit 2 | 58266_G_10 | 58266 | G | 10 |  | Combustion Turbine | WECC_PNW | Oregon | Columbia | 18.7 | 2014 | 9999 |  |  |  | 0.92213 | Default Emission Factor
Port Westward Unit 2 | 58266_G_11 | 58266 | G | 11 |  | Combustion Turbine | WECC_PNW | Oregon | Columbia | 18.7 | 2014 | 9999 |  |  |  | 0.92213 | Default Emission Factor
Port Westward Unit 2 | 58266_G_12 | 58266 | G | 12 |  | Combustion Turbine | WECC_PNW | Oregon | Columbia | 18.7 | 2014 | 9999 |  |  |  | 0.92213 | Default Emission Factor
Port Westward Unit 2 | 58266_G_2 | 58266 | G | 2 |  | Combustion Turbine | WECC_PNW | Oregon | Columbia | 18.7 | 2014 | 9999 |  |  |  | 0.92213 | Default Emission Factor
Port Westward Unit 2 | 58266_G_3 | 58266 | G | 3 |  | Combustion Turbine | WECC_PNW | Oregon | Columbia | 18.7 | 2014 | 9999 |  |  |  | 0.92213 | Default Emission Factor
Port Westward Unit 2 | 58266_G_4 | 58266 | G | 4 |  | Combustion Turbine | WECC_PNW | Oregon | Columbia | 18.7 | 2014 | 9999 |  |  |  | 0.92213 | Default Emission Factor
Port Westward Unit 2 | 58266_G_5 | 58266 | G | 5 |  | Combustion Turbine | WECC_PNW | Oregon | Columbia | 18.7 | 2014 | 9999 |  |  |  | 0.92213 | Default Emission Factor
Port Westward Unit 2 | 58266_G_6 | 58266 | G | 6 |  | Combustion Turbine | WECC_PNW | Oregon | Columbia | 18.7 | 2014 | 9999 |  |  |  | 0.92213 | Default Emission Factor
Port Westward Unit 2 | 58266_G_7 | 58266 | G | 7 |  | Combustion Turbine | WECC_PNW | Oregon | Columbia | 18.7 | 2014 | 9999 |  |  |  | 0.92213 | Default Emission Factor
Port Westward Unit 2 | 58266_G_8 | 58266 | G | 8 |  | Combustion Turbine | WECC_PNW | Oregon | Columbia | 18.7 | 2014 | 9999 |  |  |  | 0.92213 | Default Emission Factor
Port Westward Unit 2 | 58266_G_9 | 58266 | G | 9 |  | Combustion Turbine | WECC_PNW | Oregon | Columbia | 18.7 | 2015 | 9999 |  |  |  | 0.92213 | Default Emission Factor
Bay View Backup Power Facility | 58269_G_G1 | 58269 | G | G1 |  | Combustion Turbine | PJM_ATSI | Ohio | Lucas | 2 | 2007 | 9999 |  |  |  | 0.92213 | Default Emission Factor
Bay View Backup Power Facility | 58269_G_G2 | 58269 | G | G2 |  | Combustion Turbine | PJM_ATSI | Ohio | Lucas | 2 | 2007 | 9999 |  |  |  | 0.92213 | Default Emission Factor
Bay View Backup Power Facility | 58269_G_G3 | 58269 | G | G3 |  | Combustion Turbine | PJM_ATSI | Ohio | Lucas | 2 | 2007 | 9999 |  |  |  | 0.92213 | Default Emission Factor
Bay View Backup Power Facility | 58269_G_G4 | 58269 | G | G4 |  | Combustion Turbine | PJM_ATSI | Ohio | Lucas | 2 | 2007 | 9999 |  |  |  | 0.92213 | Default Emission Factor
Bay View Backup Power Facility | 58269_G_G5 | 58269 | G | G5 |  | Combustion Turbine | PJM_ATSI | Ohio | Lucas | 2 | 2007 | 9999 |  |  |  | 0.92213 | Default Emission Factor
Bay View Backup Power Facility | 58269_G_G6 | 58269 | G | G6 |  | Combustion Turbine | PJM_ATSI | Ohio | Lucas | 2 | 2007 | 9999 |  |  |  | 0.92213 | Default Emission Factor
La Luz Energy Center | 58284_G_0001 | 58284 | G | 0001 | 90843 | Combustion Turbine | WECC_NM | New Mexico | Valencia | 41 | 2015 | 9999 | 2019 | 0.27 | 19460 | 0.02775 | NEI 2019
G2 Energy Hay Rd | 58320_G_362 | 58320 | G | 362 |  | Landfill Gas | WEC_CALN | California | Solano | 1.5 | 2013 | 9999 |  |  |  | 0.54258 | Default Emission Factor
Charles D. Lamb Energy Center | 58325_G_1 | 58325 | G | 1 | 90933 | Combustion Turbine | SPP_WEST | Oklahoma | Kay | 122 | 2015 | 9999 | 2018 | 0.457 | 146651 | 0.00623 | Oklahoma Annual Point Source Emissions
PWD Northeast WPCP Biogas Cogen Plant | 58326_G_NBG1 | 58326 | G | NBG1 |  | Non-Fossil Waste | PJM_EMAC | Pennsylvania | Philadelphia | 1.4 | 2013 | 9999 |  |  |  | 0.70317 | Default Emission Factor
PWD Northeast WPCP Biogas Cogen Plant | 58326_G_NBG2 | 58326 | G | NBG2 |  | Non-Fossil Waste | PJM_EMAC | Pennsylvania | Philadelphia | 1.4 | 2013 | 9999 |  |  |  | 0.70317 | Default Emission Factor
PWD Northeast WPCP Biogas Cogen Plant | 58326_G_NBG3 | 58326 | G | NBG3 |  | Non-Fossil Waste | PJM_EMAC | Pennsylvania | Philadelphia | 1.4 | 2013 | 9999 |  |  |  | 0.70317 | Default Emission Factor
PWD Northeast WPCP Biogas Cogen Plant | 58326_G_NBG4 | 58326 | G | NBG4 |  | Non-Fossil Waste | PJM_EMAC | Pennsylvania | Philadelphia | 1.4 | 2013 | 9999 |  |  |  | 0.70317 | Default Emission Factor
Bradley Energy Center | 58327_G_UNIT1 | 58327 | G | UNIT1 |  | Combustion Turbine | NENG_CT | Connecticut | Hartford | 1.5 | 2002 | 9999 |  |  |  | 0.92213 | Default Emission Factor
Bradley Energy Center | 58327_G_UNIT2 | 58327 | G | UNIT2 |  | Combustion Turbine | NENG_CT | Connecticut | Hartford | 1.2 | 2002 | 9999 |  |  |  | 0.92213 | Default Emission Factor
Bradley Energy Center | 58327_G_UNIT3 | 58327 | G | UNIT3 |  | Combustion Turbine | NENG_CT | Connecticut | Hartford | 1.2 | 2002 | 9999 |  |  |  | 0.92213 | Default Emission Factor
Bradley Energy Center | 58327_G_UNIT4 | 58327 | G | UNIT4 |  | Combustion Turbine | NENG_CT | Connecticut | Hartford | 1.9 | 2010 | 9999 |  |  |  | 0.92213 | Default Emission Factor
North Chicago Energy Center | 58328_G_GT1 | 58328 | G | GT1 |  | Combustion Turbine | PJM_COMD | Illinois | Lake | 5.2 | 2003 | 2045 |  |  |  | 0.12736 | Default Emission Factor
North Chicago Energy Center | 58328_G_GT2 | 58328 | G | GT2 |  | Combustion Turbine | PJM_COMD | Illinois | Lake | 7.1 | 2005 | 2045 |  |  |  | 0.12736 | Default Emission Factor
Rochelle Energy Center | 58377_G_REC1 | 58377 | G | REC1 |  | Landfill Gas | PJM_COMD | Illinois | Ogle | 1.6 | 2011 | 9999 |  |  |  | 0.54258 | Default Emission Factor
Rochelle Energy Center | 58377_G_REC2 | 58377 | G | REC2 |  | Landfill Gas | PJM_COMD | Illinois | Ogle | 1.6 | 2011 | 9999 |  |  |  | 0.54258 | Default Emission Factor
Rochelle Energy Center | 58377_G_REC3 | 58377 | G | REC3 |  | Landfill Gas | PJM_COMD | Illinois | Ogle | 1.6 | 2011 | 9999 |  |  |  | 0.54258 | Default Emission Factor
W.A. Parish Carbon Capture Plant | 58378_G_GT2 | 58378 | G | GT2 | 90816 | Combustion Turbine | ERC_REST | Texas | Fort Bend | 74 | 2013 | 9999 | 2019 | 10.8568 | 343230 | 0.06326 | NEI 2019
Cold Canyon 1 | 58379_G_W3998 | 58379 | G | W3998 |  | Landfill Gas | WEC_CALN | California | San Luis Obispo | 1.5 | 2013 | 9999 |  |  |  | 0.54258 | Default Emission Factor
Threemile Digester | 58382_G_GEN1 | 58382 | G | GEN1 |  | Non-Fossil Waste | WECC_PNW | Oregon | Morrow | 1.6 | 2012 | 9999 |  |  |  | 0.70317 | Default Emission Factor
Threemile Digester | 58382_G_GEN2 | 58382 | G | GEN2 |  | Non-Fossil Waste | WECC_PNW | Oregon | Morrow | 1.6 | 2012 | 9999 |  |  |  | 0.70317 | Default Emission Factor
Threemile Digester | 58382_G_GEN3 | 58382 | G | GEN3 |  | Non-Fossil Waste | WECC_PNW | Oregon | Morrow | 1.6 | 2012 | 9999 |  |  |  | 0.70317 | Default Emission Factor
Ameresco Johnson Canyon | 58397_G_ENG1 | 58397 | G | ENG1 |  | Landfill Gas | WEC_CALN | California | Monterey | 1.4 | 2013 | 9999 |  |  |  | 0.54258 | Default Emission Factor
Synergy Biogas | 58399_G_1 | 58399 | G | 1 |  | Non-Fossil Waste | NY_Z_B | New York | Wyoming | 1.2 | 2011 | 9999 |  |  |  | 0.70317 | Default Emission Factor
Panda Liberty Generation Plant | 58420_G_GEN1 | 58420 | G | GEN1 | 90864 | Combined Cycle | PJM_PENE | Pennsylvania | Bradford | 378 | 2016 | 9999 | 2019 | 22.08 | 2532759 | 0.01744 | NEI 2019
Panda Liberty Generation Plant | 58420_G_GEN2 | 58420 | G | GEN2 | 90865 | Combined Cycle | PJM_PENE | Pennsylvania | Bradford | 378 | 2016 | 9999 | 2019 | 35.74 | 2246896 | 0.03181 | NEI 2019
Panda Patriot Generation Plant | 58426_G_GEN1 | 58426 | G | GEN1 | 90868 | Combined Cycle | PJM_WMAC | Pennsylvania | Lycoming | 382.5 | 2016 | 9999 | 2019 | 20.71 | 2058197 | 0.02012 | NEI 2019
Panda Patriot Generation Plant | 58426_G_GEN2 | 58426 | G | GEN2 | 90869 | Combined Cycle | PJM_WMAC | Pennsylvania | Lycoming | 382.5 | 2016 | 9999 | 2019 | 32.25 | 1912354 | 0.03373 | NEI 2019
Lansing BWL REO Town Plant | 58427_G_CTG1 | 58427 | G | CTG1 | 90870 | Combined Cycle | MIS_LMI | Michigan | Ingham | 31 | 2013 | 9999 | 2019 | 6.51 | 313514 | 0.04156 | NEI 2019
Lansing BWL REO Town Plant | 58427_G_CTG2 | 58427 | G | CTG2 | 90871 | Combined Cycle | MIS_LMI | Michigan | Ingham | 31 | 2013 | 9999 | 2019 | 4.7555 | 228574 | 0.04156 | NEI 2019
Lansing BWL REO Town Plant | 58427_G_ST | 58427 | G | ST | 90870 | Combined Cycle | MIS_LMI | Michigan | Ingham | 12.9 | 2013 | 9999 |  |  |  | 0.04156 | NEI 2019
Sunshine Gas Producers | 58429_G_1 | 58429 | G | 1 |  | Landfill Gas | WEC_LADW | California | Los Angeles | 4 | 2014 | 9999 |  |  |  | 0.54258 | Default Emission Factor
Sunshine Gas Producers | 58429_G_2 | 58429 | G | 2 |  | Landfill Gas | WEC_LADW | California | Los Angeles | 4 | 2014 | 9999 |  |  |  | 0.54258 | Default Emission Factor
Sunshine Gas Producers | 58429_G_3 | 58429 | G | 3 |  | Landfill Gas | WEC_LADW | California | Los Angeles | 4 | 2014 | 9999 |  |  |  | 0.54258 | Default Emission Factor
Sunshine Gas Producers | 58429_G_4 | 58429 | G | 4 |  | Landfill Gas | WEC_LADW | California | Los Angeles | 4 | 2014 | 9999 |  |  |  | 0.54258 | Default Emission Factor
Sunshine Gas Producers | 58429_G_5 | 58429 | G | 5 |  | Landfill Gas | WEC_LADW | California | Los Angeles | 4 | 2014 | 9999 |  |  |  | 0.54258 | Default Emission Factor
Houweling Nurseries | 58432_G_COG1 | 58432 | G | COG1 |  | Combustion Turbine | WECC_SCE | California | Ventura | 4.4 | 2012 | 9999 |  |  |  | 0.92213 | Default Emission Factor
Houweling Nurseries | 58432_G_COG2 | 58432 | G | COG2 |  | Combustion Turbine | WECC_SCE | California | Ventura | 4.4 | 2012 | 9999 |  |  |  | 0.92213 | Default Emission Factor
Houweling Nurseries | 58432_G_COG3 | 58432 | G | COG3 |  | Combustion Turbine | WECC_SCE | California | Ventura | 4.4 | 2013 | 9999 |  |  |  | 0.92213 | Default Emission Factor
Ameresco Vasco Road | 58435_G_ENG1 | 58435 | G | ENG1 |  | Landfill Gas | WEC_CALN | California | Alameda | 2.1 | 2014 | 9999 |  |  |  | 0.54258 | Default Emission Factor
Ameresco Vasco Road | 58435_G_ENG2 | 58435 | G | ENG2 |  | Landfill Gas | WEC_CALN | California | Alameda | 2.1 | 2014 | 9999 |  |  |  | 0.54258 | Default Emission Factor
Ameresco San Joaquin | 58436_G_ENG1 | 58436 | G | ENG1 |  | Landfill Gas | WEC_CALN | California | San Joaquin | 2.1 | 2014 | 9999 |  |  |  | 0.54258 | Default Emission Factor
Ameresco San Joaquin | 58436_G_ENG2 | 58436 | G | ENG2 |  | Landfill Gas | WEC_CALN | California | San Joaquin | 2.1 | 2014 | 9999 |  |  |  | 0.54258 | Default Emission Factor
Ameresco Forward | 58437_G_ENG1 | 58437 | G | ENG1 |  | Landfill Gas | WEC_CALN | California | San Joaquin | 2.1 | 2014 | 9999 |  |  |  | 0.54258 | Default Emission Factor
Ameresco Forward | 58437_G_ENG2 | 58437 | G | ENG2 |  | Landfill Gas | WEC_CALN | California | San Joaquin | 2.1 | 2014 | 9999 |  |  |  | 0.54258 | Default Emission Factor
Ector County Energy Center | 58471_G_CTG1 | 58471 | G | CTG1 | 90984 | Combustion Turbine | ERC_WEST | Texas | Ector | 150 | 2015 | 9999 | 2019 | 4.17 | 258195 | 0.0323 | NEI 2019
Ector County Energy Center | 58471_G_CTG2 | 58471 | G | CTG2 | 90985 | Combustion Turbine | ERC_WEST | Texas | Ector | 150 | 2015 | 9999 | 2019 | 3.19 | 258195 | 0.02471 | NEI 2019
Dart Container Corp | 58476_G_LFGT1 | 58476 | G | LFGT1 |  | Landfill Gas | PJM_EMAC | Pennsylvania | Lancaster | 4.6 | 2012 | 9999 |  |  |  | 0.54258 | Default Emission Factor
Dart Container Corp | 58476_G_LFGT2 | 58476 | G | LFGT2 |  | Landfill Gas | PJM_EMAC | Pennsylvania | Lancaster | 4.6 | 2012 | 9999 |  |  |  | 0.54258 | Default Emission Factor
LEPA Unit No. 1 | 58478_G_LEPA1 | 58478 | G | LEPA1 | 91024 | Combined Cycle | MIS_LA | Louisiana | St Mary | 48 | 2016 | 9999 | 2019 | 4.34 | 158211 | 0.05486 | NEI 2019
LEPA Unit No. 1 | 58478_G_LEPA2 | 58478 | G | LEPA2 |  | Combined Cycle | MIS_LA | Louisiana | St Mary | 16 | 2016 | 9999 |  |  |  | 0.05486 | NEI 2019
MAS ASB Cogen Plant | 58484_G_1 | 58484 | G | 1 |  | Landfill Gas | S_SOU | Georgia | Fulton | 2.2 | 2012 | 9999 |  |  |  | 0.54258 | Default Emission Factor
MAS ASB Cogen Plant | 58484_G_2 | 58484 | G | 2 |  | Landfill Gas | S_SOU | Georgia | Fulton | 2.2 | 2012 | 9999 |  |  |  | 0.54258 | Default Emission Factor
MAS ASB Cogen Plant | 58484_G_3 | 58484 | G | 3 |  | Landfill Gas | S_SOU | Georgia | Fulton | 2.2 | 2012 | 9999 |  |  |  | 0.54258 | Default Emission Factor
L&S Sweetners | 58497_G_GEN1 | 58497 | G | GEN1 |  | Landfill Gas | PJM_EMAC | Pennsylvania | Lancaster | 1.6 | 2013 | 9999 |  |  |  | 0.54258 | Default Emission Factor
L&S Sweetners | 58497_G_GEN2 | 58497 | G | GEN2 |  | Landfill Gas | PJM_EMAC | Pennsylvania | Lancaster | 1.6 | 2013 | 9999 |  |  |  | 0.54258 | Default Emission Factor
Carty Generating Station | 58503_G_GEN1 | 58503 | G | GEN1 | 90906 | Combined Cycle | WECC_PNW | Oregon | Morrow | 246.7 | 2016 | 9999 | 2019 | 53.7 | 2989615 | 0.03592 | NEI 2019
Carty Generating Station | 58503_G_GEN2 | 58503 | G | GEN2 | 90906 | Combined Cycle | WECC_PNW | Oregon | Morrow | 166.3 | 2016 | 9999 |  |  |  | 0.03592 | NEI 2019
Stoltze CoGen1 | 58523_G_STL2 | 58523 | G | STL2 |  | Biomass | WECC_MT | Montana | Flathead | 3 | 2013 | 9999 |  |  |  | 0.58208 | Default Emission Factor
City of Hayward WWTP | 58525_G_COGEN | 58525 | G | COGEN |  | Non-Fossil Waste | WEC_CALN | California | Alameda | 1.1 | 2014 | 9999 |  |  |  | 0.70317 | Default Emission Factor
Uwharrie Mountain Renewable | 58526_G_1 | 58526 | G | 1 |  | Landfill Gas | S_VACA | North Carolina | Montgomery | 1.6 | 2014 | 9999 |  |  |  | 0.54258 | Default Emission Factor
Uwharrie Mountain Renewable | 58526_G_2 | 58526 | G | 2 |  | Landfill Gas | S_VACA | North Carolina | Montgomery | 1.6 | 2014 | 9999 |  |  |  | 0.54258 | Default Emission Factor
Uwharrie Mountain Renewable | 58526_G_3 | 58526 | G | 3 |  | Landfill Gas | S_VACA | North Carolina | Montgomery | 1.6 | 2014 | 9999 |  |  |  | 0.54258 | Default Emission Factor
Uwharrie Mountain Renewable | 58526_G_4 | 58526 | G | 4 |  | Landfill Gas | S_VACA | North Carolina | Montgomery | 1.6 | 2014 | 9999 |  |  |  | 0.54258 | Default Emission Factor
Uwharrie Mountain Renewable | 58526_G_5 | 58526 | G | 5 |  | Landfill Gas | S_VACA | North Carolina | Montgomery | 1.6 | 2014 | 9999 |  |  |  | 0.54258 | Default Emission Factor
Uwharrie Mountain Renewable | 58526_G_6 | 58526 | G | 6 |  | Landfill Gas | S_VACA | North Carolina | Montgomery | 1.6 | 2014 | 9999 |  |  |  | 0.54258 | Default Emission Factor
Watervliet | 58546_G_GEN1 | 58546 | G | GEN1 |  | Landfill Gas | PJM_West | Michigan | Berrien | 1.6 | 2013 | 9999 |  |  |  | 0.54258 | Default Emission Factor
Watervliet | 58546_G_GEN2 | 58546 | G | GEN2 |  | Landfill Gas | PJM_West | Michigan | Berrien | 1.6 | 2013 | 9999 |  |  |  | 0.54258 | Default Emission Factor
Mesquite Generating Station Block 1 | 58557_G_GT1 | 58557 | G | GT1 | 4859 | Combined Cycle | WECC_AZ | Arizona | Maricopa | 153 | 2003 | 9999 | 2019 | 11.455 | 2315108 | 0.01452 | NEI 2019
Mesquite Generating Station Block 1 | 58557_G_GT2 | 58557 | G | GT2 | 4860 | Combined Cycle | WECC_AZ | Arizona | Maricopa | 153 | 2003 | 9999 | 2019 | 11.8948 | 900850 | 0.01452 | NEI 2019
Mesquite Generating Station Block 1 | 58557_G_ST1 | 58557 | G | ST1 | 4859 | Combined Cycle | WECC_AZ | Arizona | Maricopa | 289 | 2003 | 9999 |  |  |  | 0.01452 | NEI 2019
Onslow Power Producers | 58558_G_GEN1 | 58558 | G | GEN1 |  | Landfill Gas | S_VACA | North Carolina | Onslow | 1.9 | 2013 | 9999 |  |  |  | 0.54258 | Default Emission Factor
Bi-County Gas Producers | 58559_G_GEN1 | 58559 | G | GEN1 |  | Landfill Gas | S_C_TVA | Tennessee | Montgomery | 0.9 | 2011 | 9999 |  |  |  | 0.54258 | Default Emission Factor
Bi-County Gas Producers | 58559_G_GEN2 | 58559 | G | GEN2 |  | Landfill Gas | S_C_TVA | Tennessee | Montgomery | 1.9 | 2013 | 9999 |  |  |  | 0.54258 | Default Emission Factor
Montana Power Station | 58562_G_GT-1 | 58562 | G | GT-1 | 90902 | Combustion Turbine | WECC_NM | Texas | El Paso | 88.2 | 2015 | 9999 | 2019 | 9.5634 | 254249.5663 | 0.07523 | NEI 2019
Montana Power Station | 58562_G_GT-2 | 58562 | G | GT-2 | 90903 | Combustion Turbine | WECC_NM | Texas | El Paso | 88.2 | 2015 | 9999 | 2019 | 9.1986 | 254249.5663 | 0.07236 | NEI 2019
Montana Power Station | 58562_G_GT-3 | 58562 | G | GT-3 | 90904 | Combustion Turbine | WECC_NM | Texas | El Paso | 94.2 | 2016 | 9999 | 2019 | 7.1427 | 271545.4552 | 0.05261 | NEI 2019
Montana Power Station | 58562_G_GT-4 | 58562 | G | GT-4 | 90905 | Combustion Turbine | WECC_NM | Texas | El Paso | 94.2 | 2016 | 9999 | 2019 | 8.1827 | 271545.4552 | 0.06027 | NEI 2019
Hometown Bio Energy LLC | 58563_G_HTBE | 58563 | G | HTBE |  | Non-Fossil Waste | MIS_MNWI | Minnesota | Le Sueur | 7.6 | 2013 | 9999 |  |  |  | 0.70317 | Default Emission Factor
Gettysburg Energy & Nutrient Rec Facility | 58565_G_GENRF | 58565 | G | GENRF |  | Biomass | PJM_WMAC | Pennsylvania | Adams | 2.5 | 2013 | 9999 |  |  |  | 0.58208 | Default Emission Factor
Smithfield Packaged Meats Corp. | 58575_G_1 | 58575 | G | 1 |  | Combustion Turbine | S_VACA | North Carolina | Lenoir | 2.3 | 2013 | 9999 |  |  |  | 0.92213 | Default Emission Factor
Smithfield Packaged Meats Corp. | 58575_G_2 | 58575 | G | 2 |  | Combustion Turbine | S_VACA | North Carolina | Lenoir | 2.3 | 2013 | 9999 |  |  |  | 0.92213 | Default Emission Factor
Smithfield Packaged Meats Corp. | 58575_G_3 | 58575 | G | 3 |  | Combustion Turbine | S_VACA | North Carolina | Lenoir | 2.3 | 2013 | 9999 |  |  |  | 0.92213 | Default Emission Factor
Smithfield Packaged Meats Corp. | 58575_G_4 | 58575 | G | 4 |  | Combustion Turbine | S_VACA | North Carolina | Lenoir | 2.3 | 2013 | 9999 |  |  |  | 0.92213 | Default Emission Factor
Veolia ES Blackfoot Landfill Facility | 58577_G_BLG1 | 58577 | G | BLG1 |  | Landfill Gas | MIS_INKY | Indiana | Pike | 1.1 | 2009 | 9999 |  |  |  | 0.54258 | Default Emission Factor
Veolia ES Blackfoot Landfill Facility | 58577_G_BLG2 | 58577 | G | BLG2 |  | Landfill Gas | MIS_INKY | Indiana | Pike | 1.1 | 2009 | 9999 |  |  |  | 0.54258 | Default Emission Factor
HTW Plant 303 COGEN | 58597_G_CGN1 | 58597 | G | CGN1 |  | Combustion Turbine | WECC_UT | Utah | Salt Lake | 5.6 | 2008 | 9999 |  |  |  | 0.12736 | Default Emission Factor
One Market Plaza | 58607_G_1 | 58607 | G | 1 |  | Combustion Turbine | WEC_CALN | California | San Francisco | 0.5 | 2003 | 9999 |  |  |  | 0.92213 | Default Emission Factor
One Market Plaza | 58607_G_2 | 58607 | G | 2 |  | Combustion Turbine | WEC_CALN | California | San Francisco | 0.5 | 2003 | 9999 |  |  |  | 0.92213 | Default Emission Factor
One Market Plaza | 58607_G_3 | 58607 | G | 3 |  | Combustion Turbine | WEC_CALN | California | San Francisco | 0.5 | 2003 | 9999 |  |  |  | 0.92213 | Default Emission Factor
Transamerica Pyramid | 58619_G_1 | 58619 | G | 1 |  | Combustion Turbine | WEC_CALN | California | San Francisco | 0.5 | 2007 | 9999 |  |  |  | 0.92213 | Default Emission Factor
Transamerica Pyramid | 58619_G_2 | 58619 | G | 2 |  | Combustion Turbine | WEC_CALN | California | San Francisco | 0.5 | 2007 | 9999 |  |  |  | 0.92213 | Default Emission Factor
Orbit Energy Charlotte | 58638_G_1 | 58638 | G | 1 |  | Non-Fossil Waste | S_VACA | North Carolina | Mecklenburg | 5.2 | 2016 | 9999 |  |  |  | 0.70317 | Default Emission Factor
Finley Buttes Landfill Gas | 58687_G_GEN1 | 58687 | G | GEN1 |  | Landfill Gas | WECC_PNW | Oregon | Morrow | 1.6 | 2007 | 9999 |  |  |  | 0.54258 | Default Emission Factor
Finley Buttes Landfill Gas | 58687_G_GEN2 | 58687 | G | GEN2 |  | Landfill Gas | WECC_PNW | Oregon | Morrow | 1.6 | 2007 | 9999 |  |  |  | 0.54258 | Default Emission Factor
Finley Buttes Landfill Gas | 58687_G_GEN3 | 58687 | G | GEN3 |  | Landfill Gas | WECC_PNW | Oregon | Morrow | 1.6 | 2007 | 9999 |  |  |  | 0.54258 | Default Emission Factor
LRI LFGTE Facility | 58688_G_A | 58688 | G | A |  | Landfill Gas | WECC_PNW | Washington | Pierce | 1.5 | 2013 | 9999 |  |  |  | 0.54258 | Default Emission Factor
LRI LFGTE Facility | 58688_G_B | 58688 | G | B |  | Landfill Gas | WECC_PNW | Washington | Pierce | 1.5 | 2013 | 9999 |  |  |  | 0.54258 | Default Emission Factor
LRI LFGTE Facility | 58688_G_C | 58688 | G | C |  | Landfill Gas | WECC_PNW | Washington | Pierce | 1.5 | 2013 | 9999 |  |  |  | 0.54258 | Default Emission Factor
L V Sutton Combined Cycle | 58697_G_CA1 | 58697 | G | CA1 | 90667 | Combined Cycle | S_VACA | North Carolina | New Hanover | 266 | 2013 | 9999 |  |  |  | 0.06634 | NEI 2019
L V Sutton Combined Cycle | 58697_G_CT004 | 58697 | G | CT004 |  | Combustion Turbine | S_VACA | North Carolina | New Hanover | 39 | 2017 | 9999 | 2019 | 9.25 | 97405.501 | 0.18993 | NEI 2019
L V Sutton Combined Cycle | 58697_G_CT005 | 58697 | G | CT005 |  | Combustion Turbine | S_VACA | North Carolina | New Hanover | 39 | 2017 | 9999 | 2019 | 9.56 | 97405.501 | 0.19629 | NEI 2019
L V Sutton Combined Cycle | 58697_G_CT1 | 58697 | G | CT1 | 90667 | Combined Cycle | S_VACA | North Carolina | New Hanover | 170 | 2013 | 9999 | 2019 | 74.04 | 3047647 | 0.06634 | NEI 2019
L V Sutton Combined Cycle | 58697_G_CT2 | 58697 | G | CT2 | 90668 | Combined Cycle | S_VACA | North Carolina | New Hanover | 171 | 2013 | 9999 | 2019 | 72.75 | 1378037 | 0.06634 | NEI 2019
ABEC Bidart-Old River LLC | 58699_G_GEN 1 | 58699 | G | GEN 1 |  | Non-Fossil Waste | WECC_SCE | California | Kern | 0.9 | 2013 | 9999 |  |  |  | 0.70317 | Default Emission Factor
ABEC Bidart-Old River LLC | 58699_G_GEN 2 | 58699 | G | GEN 2 |  | Non-Fossil Waste | WECC_SCE | California | Kern | 0.9 | 2013 | 9999 |  |  |  | 0.70317 | Default Emission Factor
Zeeland Farm Services | 58704_G_CAT-1 | 58704 | G | CAT-1 |  | Non-Fossil Waste | MIS_LMI | Michigan | Ottawa | 1.4 | 2006 | 9999 |  |  |  | 0.70317 | Default Emission Factor
Zeeland Farm Services | 58704_G_CAT-2 | 58704 | G | CAT-2 |  | Non-Fossil Waste | MIS_LMI | Michigan | Ottawa | 1.5 | 2009 | 9999 |  |  |  | 0.70317 | Default Emission Factor
Oxbow Creek | 58714_G_GEN1 | 58714 | G | GEN1 |  | Combustion Turbine | PJM_PENE | Pennsylvania | Wyoming | 4.2 | 2019 | 9999 |  |  |  | 0.35769 | Default Emission Factor
Oxbow Creek | 58714_G_GEN2 | 58714 | G | GEN2 |  | Combustion Turbine | PJM_PENE | Pennsylvania | Wyoming | 4.2 | 2019 | 9999 |  |  |  | 0.35769 | Default Emission Factor
Oxbow Creek | 58714_G_GEN3 | 58714 | G | GEN3 |  | Combustion Turbine | PJM_PENE | Pennsylvania | Wyoming | 4.2 | 2019 | 9999 |  |  |  | 0.35769 | Default Emission Factor
Oxbow Creek | 58714_G_GEN4 | 58714 | G | GEN4 |  | Combustion Turbine | PJM_PENE | Pennsylvania | Wyoming | 4.2 | 2019 | 9999 |  |  |  | 0.35769 | Default Emission Factor
Oxbow Creek | 58714_G_GEN5 | 58714 | G | GEN5 |  | Combustion Turbine | PJM_PENE | Pennsylvania | Wyoming | 4.2 | 2019 | 9999 |  |  |  | 0.35769 | Default Emission Factor
Roundtop | 58715_G_GEN1 | 58715 | G | GEN1 |  | Combustion Turbine | PJM_PENE | Pennsylvania | Susquehanna | 4.2 | 2015 | 9999 |  |  |  | 0.92213 | Default Emission Factor
Roundtop | 58715_G_GEN2 | 58715 | G | GEN2 |  | Combustion Turbine | PJM_PENE | Pennsylvania | Susquehanna | 4.2 | 2015 | 9999 |  |  |  | 0.92213 | Default Emission Factor
Roundtop | 58715_G_GEN3 | 58715 | G | GEN3 |  | Combustion Turbine | PJM_PENE | Pennsylvania | Susquehanna | 4.2 | 2015 | 9999 |  |  |  | 0.92213 | Default Emission Factor
Roundtop | 58715_G_GEN4 | 58715 | G | GEN4 |  | Combustion Turbine | PJM_PENE | Pennsylvania | Susquehanna | 4.2 | 2015 | 9999 |  |  |  | 0.92213 | Default Emission Factor
Roundtop | 58715_G_GEN5 | 58715 | G | GEN5 |  | Combustion Turbine | PJM_PENE | Pennsylvania | Susquehanna | 4.2 | 2015 | 9999 |  |  |  | 0.92213 | Default Emission Factor
GreenWhey Energy Inc | 58747_G_GEN1 | 58747 | G | GEN1 |  | Non-Fossil Waste | MIS_MNWI | Wisconsin | Polk | 1.6 | 2013 | 9999 |  |  |  | 0.70317 | Default Emission Factor
GreenWhey Energy Inc | 58747_G_GEN2 | 58747 | G | GEN2 |  | Non-Fossil Waste | MIS_MNWI | Wisconsin | Polk | 1.6 | 2013 | 9999 |  |  |  | 0.70317 | Default Emission Factor
Beaver Dam | 58811_G_GEN1 | 58811 | G | GEN1 |  | Combustion Turbine | PJM_PENE | Pennsylvania | Bradford | 4.2 | 2016 | 9999 |  |  |  | 0.92213 | Default Emission Factor
Beaver Dam | 58811_G_GEN2 | 58811 | G | GEN2 |  | Combustion Turbine | PJM_PENE | Pennsylvania | Bradford | 4.2 | 2016 | 9999 |  |  |  | 0.92213 | Default Emission Factor
Beaver Dam | 58811_G_GEN3 | 58811 | G | GEN3 |  | Combustion Turbine | PJM_PENE | Pennsylvania | Bradford | 4.2 | 2016 | 9999 |  |  |  | 0.92213 | Default Emission Factor
Beaver Dam | 58811_G_GEN4 | 58811 | G | GEN4 |  | Combustion Turbine | PJM_PENE | Pennsylvania | Bradford | 4.2 | 2016 | 9999 |  |  |  | 0.92213 | Default Emission Factor
Beaver Dam | 58811_G_GEN5 | 58811 | G | GEN5 |  | Combustion Turbine | PJM_PENE | Pennsylvania | Bradford | 4.2 | 2016 | 9999 |  |  |  | 0.92213 | Default Emission Factor
Alpaca | 58813_G_1 | 58813 | G | 1 |  | Combustion Turbine | PJM_PENE | Pennsylvania | Bradford | 6.8 | 2017 | 9999 |  |  |  | 0.92213 | Default Emission Factor
Alpaca | 58813_G_2 | 58813 | G | 2 |  | Combustion Turbine | PJM_PENE | Pennsylvania | Bradford | 6.8 | 2017 | 9999 |  |  |  | 0.92213 | Default Emission Factor
Alpaca | 58813_G_3 | 58813 | G | 3 |  | Combustion Turbine | PJM_PENE | Pennsylvania | Bradford | 6.8 | 2017 | 9999 |  |  |  | 0.92213 | Default Emission Factor
Hilton NY Co Gen Plant | 58815_G_1 | 58815 | G | 1 |  | Combustion Turbine | NY_Z_J | New York | New York | 1.8 | 2013 | 9999 |  |  |  | 0.92213 | Default Emission Factor
Milan | 58818_G_1 | 58818 | G | 1 |  | Combustion Turbine | PJM_PENE | Pennsylvania | Bradford | 6.8 | 2017 | 9999 |  |  |  | 0.92213 | Default Emission Factor
Milan | 58818_G_2 | 58818 | G | 2 |  | Combustion Turbine | PJM_PENE | Pennsylvania | Bradford | 6.8 | 2017 | 9999 |  |  |  | 0.92213 | Default Emission Factor
Milan | 58818_G_3 | 58818 | G | 3 |  | Combustion Turbine | PJM_PENE | Pennsylvania | Bradford | 6.8 | 2017 | 9999 |  |  |  | 0.92213 | Default Emission Factor
MTHS Co-Gen Buildings | 58825_G_STH1 | 58825 | G | STH1 |  | Combustion Turbine | PJM_COMD | Illinois | Cook | 0.6 | 1992 | 2045 |  |  |  | 0.92213 | Default Emission Factor
MTHS Co-Gen Buildings | 58825_G_STH2 | 58825 | G | STH2 |  | Combustion Turbine | PJM_COMD | Illinois | Cook | 0.6 | 1992 | 2045 |  |  |  | 0.92213 | Default Emission Factor
Richland Center Renewable Energy LLC | 58834_G_UNIT1 | 58834 | G | UNIT1 |  | Non-Fossil Waste | MIS_MNWI | Wisconsin | Richland | 0.8 | 2013 | 9999 |  |  |  | 0.70317 | Default Emission Factor
Richland Center Renewable Energy LLC | 58834_G_UNIT2 | 58834 | G | UNIT2 |  | Non-Fossil Waste | MIS_MNWI | Wisconsin | Richland | 0.8 | 2013 | 9999 |  |  |  | 0.70317 | Default Emission Factor
Elk Station | 58835_G_ELK1 | 58835 | G | ELK1 |  | Combustion Turbine | SPP_SPS | Texas | Hale | 195 | 2015 | 9999 | 2019 | 15.0947 | 368291.6667 | 0.08197 | NEI 2019
Elk Station | 58835_G_ELK2 | 58835 | G | ELK2 |  | Combustion Turbine | SPP_SPS | Texas | Hale | 195 | 2016 | 9999 | 2019 | 14.8822 | 368291.6667 | 0.08082 | NEI 2019
Elk Station | 58835_G_ELK3 | 58835 | G | ELK3 |  | Combustion Turbine | SPP_SPS | Texas | Hale | 195 | 2016 | 9999 | 2019 | 4.7805 | 368291.6667 | 0.02596 | NEI 2019
Reventure Park | 58865_G_LFG | 58865 | G | LFG |  | Landfill Gas | S_VACA | North Carolina | Mecklenburg | 1.9 | 2014 | 9999 |  |  |  | 0.54258 | Default Emission Factor
Reventure Park | 58865_G_RNG | 58865 | G | RNG |  | Landfill Gas | S_VACA | North Carolina | Mecklenburg | 1.6 | 2015 | 9999 |  |  |  | 0.54258 | Default Emission Factor
Rentech Nitrogen Pasadena Cogeneration | 58870_G_MG202 | 58870 | G | MG202 |  | Non-Fossil Waste | ERC_REST | Texas | Harris | 14 | 2015 | 9999 |  |  |  | 0.70317 | Default Emission Factor
Temple SEGF | 58897_G_19G01 | 58897 | G | 19G01 |  | Combustion Turbine | PJM_EMAC | Pennsylvania | Philadelphia | 1.6 | 1993 | 9999 |  |  |  | 0.92213 | Default Emission Factor
Temple SEGF | 58897_G_19G02 | 58897 | G | 19G02 |  | Combustion Turbine | PJM_EMAC | Pennsylvania | Philadelphia | 1.6 | 1993 | 9999 |  |  |  | 0.92213 | Default Emission Factor
Temple SEGF | 58897_G_19G03 | 58897 | G | 19G03 |  | Combustion Turbine | PJM_EMAC | Pennsylvania | Philadelphia | 1.6 | 1993 | 9999 |  |  |  | 0.92213 | Default Emission Factor
Temple SEGF | 58897_G_19G04 | 58897 | G | 19G04 |  | Combustion Turbine | PJM_EMAC | Pennsylvania | Philadelphia | 1.6 | 1993 | 9999 |  |  |  | 0.92213 | Default Emission Factor
Temple SEGF | 58897_G_19G05 | 58897 | G | 19G05 |  | Combustion Turbine | PJM_EMAC | Pennsylvania | Philadelphia | 1.6 | 1993 | 9999 |  |  |  | 0.92213 | Default Emission Factor
Temple SEGF | 58897_G_19G06 | 58897 | G | 19G06 |  | Combustion Turbine | PJM_EMAC | Pennsylvania | Philadelphia | 1.6 | 1993 | 9999 |  |  |  | 0.92213 | Default Emission Factor
Temple SEGF | 58897_G_19G07 | 58897 | G | 19G07 |  | Combustion Turbine | PJM_EMAC | Pennsylvania | Philadelphia | 1.6 | 1993 | 9999 |  |  |  | 0.92213 | Default Emission Factor
Temple SEGF | 58897_G_19G08 | 58897 | G | 19G08 |  | Combustion Turbine | PJM_EMAC | Pennsylvania | Philadelphia | 1.6 | 1993 | 9999 |  |  |  | 0.92213 | Default Emission Factor
Temple SEGF | 58897_G_19G09 | 58897 | G | 19G09 |  | Combustion Turbine | PJM_EMAC | Pennsylvania | Philadelphia | 1.6 | 1993 | 9999 |  |  |  | 0.92213 | Default Emission Factor
Temple SEGF | 58897_G_19G10 | 58897 | G | 19G10 |  | Combustion Turbine | PJM_EMAC | Pennsylvania | Philadelphia | 1.6 | 1993 | 9999 |  |  |  | 0.92213 | Default Emission Factor
MCAGCC Cogen Plant | 58914_G_CG1 | 58914 | G | CG1 |  | Combustion Turbine | WECC_SCE | California | San Bernardino | 7 | 2003 | 9999 |  |  |  | 0.12736 | Default Emission Factor
MCAGCC Cogen Plant | 58914_G_CG100 | 58914 | G | CG100 |  | Combustion Turbine | WECC_SCE | California | San Bernardino | 4.6 | 2014 | 9999 |  |  |  | 0.12736 | Default Emission Factor
MCAGCC Cogen Plant | 58914_G_CG200 | 58914 | G | CG200 |  | Combustion Turbine | WECC_SCE | California | San Bernardino | 4.6 | 2014 | 9999 |  |  |  | 0.12736 | Default Emission Factor
Napoleon Biogas | 58921_G_GEN1 | 58921 | G | GEN1 |  | Non-Fossil Waste | PJM_ATSI | Ohio | Henry | 1.2 | 2013 | 9999 |  |  |  | 0.70317 | Default Emission Factor
Napoleon Biogas | 58921_G_GEN2 | 58921 | G | GEN2 |  | Non-Fossil Waste | PJM_ATSI | Ohio | Henry | 1.2 | 2013 | 9999 |  |  |  | 0.70317 | Default Emission Factor
Melrose 2 | 58929_G_12286 | 58929 | G | 12286 |  | Combustion Turbine | MIS_MNWI | Minnesota | Stearns | 0.9 | 2014 | 9999 |  |  |  | 0.92213 | Default Emission Factor
Shell Chemical Appalachia LLC | 58933_G_GTG1 | 58933 | G | GTG1 |  | Combined Cycle | PJM_ATSI | Pennsylvania | Beaver | 37.1 | 2020 | 9999 |  |  |  | 0.02842 | Default Emission Factor
Shell Chemical Appalachia LLC | 58933_G_GTG2 | 58933 | G | GTG2 |  | Combined Cycle | PJM_ATSI | Pennsylvania | Beaver | 37.1 | 2020 | 9999 |  |  |  | 0.02842 | Default Emission Factor
Shell Chemical Appalachia LLC | 58933_G_GTG3 | 58933 | G | GTG3 |  | Combined Cycle | PJM_ATSI | Pennsylvania | Beaver | 37.1 | 2020 | 9999 |  |  |  | 0.02842 | Default Emission Factor
Shell Chemical Appalachia LLC | 58933_G_STG1 | 58933 | G | STG1 |  | Combined Cycle | PJM_ATSI | Pennsylvania | Beaver | 72.7 | 2020 | 9999 |  |  |  | 0.02842 | Default Emission Factor
Shell Chemical Appalachia LLC | 58933_G_STG2 | 58933 | G | STG2 |  | Combined Cycle | PJM_ATSI | Pennsylvania | Beaver | 72.7 | 2020 | 9999 |  |  |  | 0.02842 | Default Emission Factor
Ameresco Dallas LLC | 58946_G_ENG1 | 58946 | G | ENG1 |  | Landfill Gas | ERC_REST | Texas | Dallas | 1.4 | 2011 | 9999 | 2018 | 1.63 | 7895.6667 | 0.41289 | Texas Emissions Inventory
Ameresco Dallas LLC | 58946_G_ENG2 | 58946 | G | ENG2 |  | Landfill Gas | ERC_REST | Texas | Dallas | 1.4 | 2011 | 9999 | 2018 | 1.63 | 7895.6667 | 0.41289 | Texas Emissions Inventory
Ameresco Dallas LLC | 58946_G_ENG3 | 58946 | G | ENG3 |  | Landfill Gas | ERC_REST | Texas | Dallas | 1.4 | 2011 | 9999 | 2018 | 1.63 | 7895.6667 | 0.41289 | Texas Emissions Inventory
Bristol Myers Squibb Lawrenceville | 58947_G_DG101 | 58947 | G | DG101 |  | Combustion Turbine | PJM_EMAC | New Jersey | Mercer | 0.9 | 1991 | 9999 |  |  |  | 0.92213 | Default Emission Factor
Bristol Myers Squibb Lawrenceville | 58947_G_TG101 | 58947 | G | TG101 |  | Combustion Turbine | PJM_EMAC | New Jersey | Mercer | 4 | 1995 | 9999 |  |  |  | 0.12736 | Default Emission Factor
Central Valley Ag Power | 58978_G_CVAP | 58978 | G | CVAP |  | Non-Fossil Waste | WEC_CALN | California | Stanislaus | 1.5 | 2014 | 9999 |  |  |  | 0.70317 | Default Emission Factor
Akron WRF | 58980_G_2G-1 | 58980 | G | 2G-1 |  | Non-Fossil Waste | PJM_ATSI | Ohio | Summit | 0.6 | 2014 | 9999 |  |  |  | 0.70317 | Default Emission Factor
Akron WRF | 58980_G_2G-2 | 58980 | G | 2G-2 |  | Non-Fossil Waste | PJM_ATSI | Ohio | Summit | 0.6 | 2014 | 9999 |  |  |  | 0.70317 | Default Emission Factor
Akron WRF | 58980_G_2G-3 | 58980 | G | 2G-3 |  | Non-Fossil Waste | PJM_ATSI | Ohio | Summit | 0.6 | 2014 | 9999 |  |  |  | 0.70317 | Default Emission Factor
St. Olaf StandBy Generators | 58996_G_SBIC1 | 58996 | G | SBIC1 |  | Combustion Turbine | MIS_MNWI | Minnesota | Rice | 0.4 | 1999 | 9999 |  |  |  | 0.92213 | Default Emission Factor
St. Olaf StandBy Generators | 58996_G_SBIC2 | 58996 | G | SBIC2 |  | Combustion Turbine | MIS_MNWI | Minnesota | Rice | 1.7 | 1999 | 9999 |  |  |  | 0.92213 | Default Emission Factor
St. Olaf StandBy Generators | 58996_G_SBIC3 | 58996 | G | SBIC3 |  | Combustion Turbine | MIS_MNWI | Minnesota | Rice | 1.7 | 1999 | 9999 |  |  |  | 0.92213 | Default Emission Factor
SRF Sorghum to Ethanol Advanced Biorefin | 58997_G_G1001 | 58997 | G | G1001 |  | Biomass | FRCC | Florida | Hendry | 12 | 2021 | 9999 |  |  |  | 0.27133 | Default Emission Factor
Carlsbad Energy Center | 59002_G_CEC 6 | 59002 | G | CEC 6 |  | Combustion Turbine | WEC_SDGE | California | San Diego | 105.5 | 2018 | 9999 |  |  |  | 0.12736 | Default Emission Factor
Carlsbad Energy Center | 59002_G_CEC 7 | 59002 | G | CEC 7 |  | Combustion Turbine | WEC_SDGE | California | San Diego | 105.5 | 2018 | 9999 |  |  |  | 0.12736 | Default Emission Factor
Carlsbad Energy Center | 59002_G_CEC 8 | 59002 | G | CEC 8 |  | Combustion Turbine | WEC_SDGE | California | San Diego | 105.5 | 2018 | 9999 |  |  |  | 0.12736 | Default Emission Factor
Carlsbad Energy Center | 59002_G_CEC 9 | 59002 | G | CEC 9 |  | Combustion Turbine | WEC_SDGE | California | San Diego | 105.5 | 2018 | 9999 |  |  |  | 0.12736 | Default Emission Factor
Carlsbad Energy Center | 59002_G_CEC10 | 59002 | G | CEC10 |  | Combustion Turbine | WEC_SDGE | California | San Diego | 105.5 | 2018 | 9999 |  |  |  | 0.12736 | Default Emission Factor
Stonewall | 59004_G_GEN1 | 59004 | G | GEN1 | 91025 | Combined Cycle | PJM_Dom | Virginia | Loudoun | 220 | 2017 | 9999 | 2019 | 18.0943 | 2684659 | 0.01554 | NEI 2019
Stonewall | 59004_G_GEN2 | 59004 | G | GEN2 | 91026 | Combined Cycle | PJM_Dom | Virginia | Loudoun | 220 | 2017 | 9999 | 2019 | 12.6656 | 1273020 | 0.01554 | NEI 2019
Stonewall | 59004_G_GEN3 | 59004 | G | GEN3 | 91025 | Combined Cycle | PJM_Dom | Virginia | Loudoun | 326 | 2017 | 9999 |  |  |  | 0.01554 | NEI 2019
Southbridge Landfill Gas-to-Energy | 59011_G_CAT | 59011 | G | CAT |  | Landfill Gas | NENGREST | Massachusetts | Worcester | 1.5 | 2011 | 9999 |  |  |  | 0.54258 | Default Emission Factor
DC Water CHP | 59012_G_TURB1 | 59012 | G | TURB1 |  | Non-Fossil Waste | PJM_SMAC | District of Columbia | District of Columbia | 4 | 2015 | 9999 |  |  |  | 0.70317 | Default Emission Factor
DC Water CHP | 59012_G_TURB2 | 59012 | G | TURB2 |  | Non-Fossil Waste | PJM_SMAC | District of Columbia | District of Columbia | 4 | 2015 | 9999 |  |  |  | 0.70317 | Default Emission Factor
DC Water CHP | 59012_G_TURB3 | 59012 | G | TURB3 |  | Non-Fossil Waste | PJM_SMAC | District of Columbia | District of Columbia | 4 | 2015 | 9999 |  |  |  | 0.70317 | Default Emission Factor
Back River Waste Water Treatment | 59026_G_CHP 1 | 59026 | G | CHP 1 |  | Non-Fossil Waste | PJM_SMAC | Maryland | Baltimore City | 0.9 | 2009 | 9999 |  |  |  | 0.70317 | Default Emission Factor
Back River Waste Water Treatment | 59026_G_CHP 2 | 59026 | G | CHP 2 |  | Non-Fossil Waste | PJM_SMAC | Maryland | Baltimore City | 0.9 | 2009 | 9999 |  |  |  | 0.70317 | Default Emission Factor
Jameson Energy Center | 59045_G_JEC1 | 59045 | G | JEC1 |  | Combustion Turbine | SPP_N | Kansas | Finney | 9 | 2014 | 9999 |  |  |  | 0.92213 | Default Emission Factor
Jameson Energy Center | 59045_G_JEC2 | 59045 | G | JEC2 |  | Combustion Turbine | SPP_N | Kansas | Finney | 9 | 2014 | 9999 |  |  |  | 0.92213 | Default Emission Factor
Jameson Energy Center | 59045_G_JEC3 | 59045 | G | JEC3 |  | Combustion Turbine | SPP_N | Kansas | Finney | 9 | 2014 | 9999 |  |  |  | 0.92213 | Default Emission Factor
Rariton OMP | 59055_G_CHP1 | 59055 | G | CHP1 |  | Combustion Turbine | PJM_EMAC | New Jersey | Somerset | 3 | 2009 | 9999 |  |  |  | 0.92213 | Default Emission Factor
Spring House | 59056_G_GEN 1 | 59056 | G | GEN 1 |  | Combustion Turbine | PJM_EMAC | Pennsylvania | Montgomery | 3.8 | 2013 | 9999 |  |  |  | 0.92213 | Default Emission Factor
Wooster Renewable Energy | 59072_G_WRE 1 | 59072 | G | WRE 1 |  | Non-Fossil Waste | PJM_ATSI | Ohio | Wayne | 1 | 2013 | 9999 |  |  |  | 0.70317 | Default Emission Factor
Cove Point LNG Terminal | 59073_G_111JA | 59073 | G | 111JA |  | Combustion Turbine | PJM_SMAC | Maryland | Calvert | 8.5 | 1978 | 9999 | 2019 | 0.25825 | 18526.1553 | 0.02788 | NEI 2019
Cove Point LNG Terminal | 59073_G_111JB | 59073 | G | 111JB |  | Combustion Turbine | PJM_SMAC | Maryland | Calvert | 8.5 | 1978 | 9999 | 2019 | 0.30615 | 18526.1553 | 0.03305 | NEI 2019
Cove Point LNG Terminal | 59073_G_111JC | 59073 | G | 111JC |  | Combustion Turbine | PJM_SMAC | Maryland | Calvert | 8.5 | 1978 | 9999 | 2019 | 0.31433 | 18526.1553 | 0.03393 | NEI 2019
Cove Point LNG Terminal | 59073_G_214JA | 59073 | G | 214JA | 91293 | Combustion Turbine | PJM_SMAC | Maryland | Calvert | 21.7 | 2009 | 9999 | 2019 | 1.6328 | 47296.1846 | 0.06905 | NEI 2019
Cove Point LNG Terminal | 59073_G_214JB | 59073 | G | 214JB | 91294 | Combustion Turbine | PJM_SMAC | Maryland | Calvert | 21.7 | 2009 | 9999 | 2019 | 0.25785 | 47296.1846 | 0.0109 | NEI 2019
Cove Point LNG Terminal | 59073_G_311JA | 59073 | G | 311JA |  | Combustion Turbine | PJM_SMAC | Maryland | Calvert | 12.9 | 2009 | 9999 | 2019 | 0.25311 | 28116.165 | 0.01801 | NEI 2019
Cove Point LNG Terminal | 59073_G_5EG | 59073 | G | 5EG |  | Combustion Turbine | PJM_SMAC | Maryland | Calvert | 1 | 2018 | 9999 |  |  |  | 0.92213 | Default Emission Factor
SC 1 Data Center, Phase 2 | 59074_G_17A | 59074 | G | 17A |  | Combustion Turbine | WEC_CALN | California | Santa Clara | 2.3 | 2017 | 9999 |  |  |  | 0.92213 | Default Emission Factor
SC 1 Data Center, Phase 2 | 59074_G_17B | 59074 | G | 17B |  | Combustion Turbine | WEC_CALN | California | Santa Clara | 2.3 | 2017 | 9999 |  |  |  | 0.92213 | Default Emission Factor
SC 1 Data Center, Phase 2 | 59074_G_18A | 59074 | G | 18A |  | Combustion Turbine | WEC_CALN | California | Santa Clara | 2.3 | 2017 | 9999 |  |  |  | 0.92213 | Default Emission Factor
SC 1 Data Center, Phase 2 | 59074_G_18B | 59074 | G | 18B |  | Combustion Turbine | WEC_CALN | California | Santa Clara | 2.3 | 2017 | 9999 |  |  |  | 0.92213 | Default Emission Factor
SC 1 Data Center, Phase 2 | 59074_G_19A | 59074 | G | 19A |  | Combustion Turbine | WEC_CALN | California | Santa Clara | 2.3 | 2017 | 9999 |  |  |  | 0.92213 | Default Emission Factor
SC 1 Data Center, Phase 2 | 59074_G_19B | 59074 | G | 19B |  | Combustion Turbine | WEC_CALN | California | Santa Clara | 2.3 | 2017 | 9999 |  |  |  | 0.92213 | Default Emission Factor
SC 1 Data Center, Phase 2 | 59074_G_20A | 59074 | G | 20A |  | Combustion Turbine | WEC_CALN | California | Santa Clara | 2.3 | 2017 | 9999 |  |  |  | 0.92213 | Default Emission Factor
SC 1 Data Center, Phase 2 | 59074_G_20B | 59074 | G | 20B |  | Combustion Turbine | WEC_CALN | California | Santa Clara | 2.3 | 2017 | 9999 |  |  |  | 0.92213 | Default Emission Factor
SC 1 Data Center, Phase 2 | 59074_G_21A | 59074 | G | 21A |  | Combustion Turbine | WEC_CALN | California | Santa Clara | 2.3 | 2017 | 9999 |  |  |  | 0.92213 | Default Emission Factor
SC 1 Data Center, Phase 2 | 59074_G_21B | 59074 | G | 21B |  | Combustion Turbine | WEC_CALN | California | Santa Clara | 2.3 | 2017 | 9999 |  |  |  | 0.92213 | Default Emission Factor
SC 1 Data Center, Phase 2 | 59074_G_22A | 59074 | G | 22A |  | Combustion Turbine | WEC_CALN | California | Santa Clara | 2.3 | 2017 | 9999 |  |  |  | 0.92213 | Default Emission Factor
SC 1 Data Center, Phase 2 | 59074_G_22B | 59074 | G | 22B |  | Combustion Turbine | WEC_CALN | California | Santa Clara | 2.3 | 2017 | 9999 |  |  |  | 0.92213 | Default Emission Factor
SC 1 Data Center, Phase 2 | 59074_G_EG10B | 59074 | G | EG10B |  | Combustion Turbine | WEC_CALN | California | Santa Clara | 2.3 | 2014 | 9999 |  |  |  | 0.92213 | Default Emission Factor
SC 1 Data Center, Phase 2 | 59074_G_EG11A | 59074 | G | EG11A |  | Combustion Turbine | WEC_CALN | California | Santa Clara | 2.3 | 2014 | 9999 |  |  |  | 0.92213 | Default Emission Factor
SC 1 Data Center, Phase 2 | 59074_G_EG11B | 59074 | G | EG11B |  | Combustion Turbine | WEC_CALN | California | Santa Clara | 2.3 | 2014 | 9999 |  |  |  | 0.92213 | Default Emission Factor
SC 1 Data Center, Phase 2 | 59074_G_EG12A | 59074 | G | EG12A |  | Combustion Turbine | WEC_CALN | California | Santa Clara | 2.3 | 2014 | 9999 |  |  |  | 0.92213 | Default Emission Factor
SC 1 Data Center, Phase 2 | 59074_G_EG12B | 59074 | G | EG12B |  | Combustion Turbine | WEC_CALN | California | Santa Clara | 2.3 | 2014 | 9999 |  |  |  | 0.92213 | Default Emission Factor
SC 1 Data Center, Phase 2 | 59074_G_EG13A | 59074 | G | EG13A |  | Combustion Turbine | WEC_CALN | California | Santa Clara | 2.3 | 2014 | 9999 |  |  |  | 0.92213 | Default Emission Factor
SC 1 Data Center, Phase 2 | 59074_G_EG14A | 59074 | G | EG14A |  | Combustion Turbine | WEC_CALN | California | Santa Clara | 2.3 | 2014 | 9999 |  |  |  | 0.92213 | Default Emission Factor
SC 1 Data Center, Phase 2 | 59074_G_EG15A | 59074 | G | EG15A |  | Combustion Turbine | WEC_CALN | California | Santa Clara | 2.3 | 2015 | 9999 |  |  |  | 0.92213 | Default Emission Factor
SC 1 Data Center, Phase 2 | 59074_G_EG15B | 59074 | G | EG15B |  | Combustion Turbine | WEC_CALN | California | Santa Clara | 2.3 | 2015 | 9999 |  |  |  | 0.92213 | Default Emission Factor
SC 1 Data Center, Phase 2 | 59074_G_EG16A | 59074 | G | EG16A |  | Combustion Turbine | WEC_CALN | California | Santa Clara | 2.3 | 2015 | 9999 |  |  |  | 0.92213 | Default Emission Factor
SC 1 Data Center, Phase 2 | 59074_G_EG16B | 59074 | G | EG16B |  | Combustion Turbine | WEC_CALN | California | Santa Clara | 2.3 | 2015 | 9999 |  |  |  | 0.92213 | Default Emission Factor
SC 1 Data Center, Phase 2 | 59074_G_EG1A | 59074 | G | EG1A |  | Combustion Turbine | WEC_CALN | California | Santa Clara | 2.2 | 2011 | 9999 |  |  |  | 0.92213 | Default Emission Factor
SC 1 Data Center, Phase 2 | 59074_G_EG1B | 59074 | G | EG1B |  | Combustion Turbine | WEC_CALN | California | Santa Clara | 2.2 | 2011 | 9999 |  |  |  | 0.92213 | Default Emission Factor
SC 1 Data Center, Phase 2 | 59074_G_EG2A | 59074 | G | EG2A |  | Combustion Turbine | WEC_CALN | California | Santa Clara | 2.2 | 2011 | 9999 |  |  |  | 0.92213 | Default Emission Factor
SC 1 Data Center, Phase 2 | 59074_G_EG2B | 59074 | G | EG2B |  | Combustion Turbine | WEC_CALN | California | Santa Clara | 2.2 | 2011 | 9999 |  |  |  | 0.92213 | Default Emission Factor
SC 1 Data Center, Phase 2 | 59074_G_EG3A | 59074 | G | EG3A |  | Combustion Turbine | WEC_CALN | California | Santa Clara | 2.2 | 2011 | 9999 |  |  |  | 0.92213 | Default Emission Factor
SC 1 Data Center, Phase 2 | 59074_G_EG3B | 59074 | G | EG3B |  | Combustion Turbine | WEC_CALN | California | Santa Clara | 2.2 | 2011 | 9999 |  |  |  | 0.92213 | Default Emission Factor
SC 1 Data Center, Phase 2 | 59074_G_EG4A | 59074 | G | EG4A |  | Combustion Turbine | WEC_CALN | California | Santa Clara | 2.2 | 2011 | 9999 |  |  |  | 0.92213 | Default Emission Factor
SC 1 Data Center, Phase 2 | 59074_G_EG4B | 59074 | G | EG4B |  | Combustion Turbine | WEC_CALN | California | Santa Clara | 2.2 | 2011 | 9999 |  |  |  | 0.92213 | Default Emission Factor
SC 1 Data Center, Phase 2 | 59074_G_EG5A | 59074 | G | EG5A |  | Combustion Turbine | WEC_CALN | California | Santa Clara | 2.2 | 2011 | 9999 |  |  |  | 0.92213 | Default Emission Factor
SC 1 Data Center, Phase 2 | 59074_G_EG5B | 59074 | G | EG5B |  | Combustion Turbine | WEC_CALN | California | Santa Clara | 2.2 | 2011 | 9999 |  |  |  | 0.92213 | Default Emission Factor
SC 1 Data Center, Phase 2 | 59074_G_EG6A | 59074 | G | EG6A |  | Combustion Turbine | WEC_CALN | California | Santa Clara | 2.2 | 2011 | 9999 |  |  |  | 0.92213 | Default Emission Factor
SC 1 Data Center, Phase 2 | 59074_G_EG6B | 59074 | G | EG6B |  | Combustion Turbine | WEC_CALN | California | Santa Clara | 2.2 | 2011 | 9999 |  |  |  | 0.92213 | Default Emission Factor
SC 1 Data Center, Phase 2 | 59074_G_EG7A | 59074 | G | EG7A |  | Combustion Turbine | WEC_CALN | California | Santa Clara | 2.2 | 2011 | 9999 |  |  |  | 0.92213 | Default Emission Factor
SC 1 Data Center, Phase 2 | 59074_G_EG7B | 59074 | G | EG7B |  | Combustion Turbine | WEC_CALN | California | Santa Clara | 2.2 | 2011 | 9999 |  |  |  | 0.92213 | Default Emission Factor
SC 1 Data Center, Phase 2 | 59074_G_EG8B | 59074 | G | EG8B |  | Combustion Turbine | WEC_CALN | California | Santa Clara | 2.2 | 2011 | 9999 |  |  |  | 0.92213 | Default Emission Factor
SC 1 Data Center, Phase 2 | 59074_G_EG9A | 59074 | G | EG9A |  | Combustion Turbine | WEC_CALN | California | Santa Clara | 2.3 | 2015 | 9999 |  |  |  | 0.92213 | Default Emission Factor
SC 1 Data Center, Phase 2 | 59074_G_EG9B | 59074 | G | EG9B |  | Combustion Turbine | WEC_CALN | California | Santa Clara | 2.3 | 2014 | 9999 |  |  |  | 0.92213 | Default Emission Factor
Holland Energy Park | 59093_G_10 | 59093 | G | 10 | 91083 | Combined Cycle | MIS_LMI | Michigan | Ottawa | 43.1 | 2017 | 9999 | 2019 | 3.548 | 611527 | 0.01493 | NEI 2019
Holland Energy Park | 59093_G_11 | 59093 | G | 11 | 91084 | Combined Cycle | MIS_LMI | Michigan | Ottawa | 43.1 | 2017 | 9999 | 2019 | 3.168 | 288330 | 0.01493 | NEI 2019
Holland Energy Park | 59093_G_12 | 59093 | G | 12 |  | Combined Cycle | MIS_LMI | Michigan | Ottawa | 40.9 | 2017 | 9999 |  |  |  | 0.01493 | NEI 2019
Christiana | 591_G_CH11 | 591 | G | CH11 | 378 | Combustion Turbine | PJM_EMAC | Delaware | New Castle | 25 | 1973 | 9999 | 2019 | 0.0537 | 116 | 0.92586 | NEI 2019
Christiana | 591_G_CH14 | 591 | G | CH14 | 379 | Combustion Turbine | PJM_EMAC | Delaware | New Castle | 25 | 1973 | 9999 | 2019 | 0.0493 | 116 | 0.85 | NEI 2019
Woodbine Landfill Plant | 59116_G_V1021 | 59116 | G | V1021 |  | Landfill Gas | PJM_EMAC | New Jersey | Cape May | 2.1 | 2013 | 9999 |  |  |  | 0.54258 | Default Emission Factor
Manatee County LFGTE | 59142_G_IC1 | 59142 | G | IC1 |  | Landfill Gas | FRCC | Florida | Manatee | 1.6 | 2013 | 9999 |  |  |  | 0.54258 | Default Emission Factor
Front Range Project | 59143_G_FR-1 | 59143 | G | FR-1 |  | Landfill Gas | WECC_CO | Colorado | Weld | 3.1 | 2011 | 9999 |  |  |  | 0.54258 | Default Emission Factor
Freeport LP Pretreatment Facility | 59145_G_65GTG | 59145 | G | 65GTG |  | Combustion Turbine | ERC_REST | Texas | Brazoria | 77.5 | 2019 | 9999 |  |  |  | 0.06536 | Default Emission Factor
AgriReNew | 59181_G_00001 | 59181 | G | 00001 |  | Non-Fossil Waste | MIS_MIDA | Iowa | Scott | 1 | 2013 | 9999 |  |  |  | 0.70317 | Default Emission Factor
Portable Generator 2 | 59194_G_IC1 | 59194 | G | IC1 |  | Combustion Turbine | MIS_MAPP | North Dakota | Williams | 2 | 2012 | 9999 |  |  |  | 0.92213 | Default Emission Factor
Portable Generator 3 | 59195_G_IC2 | 59195 | G | IC2 |  | Combustion Turbine | MIS_MAPP | North Dakota | Williams | 2 | 2012 | 9999 |  |  |  | 0.92213 | Default Emission Factor
Univ Minnesota CHP Plant | 59197_G_CTG-1 | 59197 | G | CTG-1 |  | Combustion Turbine | MIS_MNWI | Minnesota | Hennepin | 17 | 2017 | 9999 |  |  |  | 0.12736 | Default Emission Factor
Delaware City 10 | 592_G_DC10 | 592 | G | DC10 | 380 | Combustion Turbine | PJM_EMAC | Delaware | New Castle | 18 | 1968 | 9999 | 2019 | 0.0456 | 158 | 0.57722 | NEI 2019
Wildcat Point Generation Facility | 59220_G_CT1 | 59220 | G | CT1 | 90940 | Combined Cycle | PJM_EMAC | Maryland | Cecil | 310.3 | 2018 | 9999 | 2019 | 51.1365 | 971855 | 0.06024 | NEI 2019
Wildcat Point Generation Facility | 59220_G_CT2 | 59220 | G | CT2 | 90941 | Combined Cycle | PJM_EMAC | Maryland | Cecil | 310.3 | 2018 | 9999 | 2019 | 49.79 | 1105269 | 0.06024 | NEI 2019
Wildcat Point Generation Facility | 59220_G_ST1 | 59220 | G | ST1 | 90940 | Combined Cycle | PJM_EMAC | Maryland | Cecil | 493 | 2018 | 9999 |  |  |  | 0.06024 | NEI 2019
Pecan Row Landfill To Electric Facility | 59221_G_GEN1 | 59221 | G | GEN1 |  | Landfill Gas | S_SOU | Georgia | Lowndes | 1.6 | 2013 | 9999 |  |  |  | 0.54258 | Default Emission Factor
Pecan Row Landfill To Electric Facility | 59221_G_GEN2 | 59221 | G | GEN2 |  | Landfill Gas | S_SOU | Georgia | Lowndes | 1.6 | 2013 | 9999 |  |  |  | 0.54258 | Default Emission Factor
Pecan Row Landfill To Electric Facility | 59221_G_GEN3 | 59221 | G | GEN3 |  | Landfill Gas | S_SOU | Georgia | Lowndes | 1.6 | 2013 | 9999 |  |  |  | 0.54258 | Default Emission Factor
Pecan Row Landfill To Electric Facility | 59221_G_GM04 | 59221 | G | GM04 |  | Landfill Gas | S_SOU | Georgia | Lowndes | 1.6 | 1977 | 9999 |  |  |  | 0.54258 | Default Emission Factor
Green Gas-Port Charlotte LLC | 59240_G_G1 | 59240 | G | G1 |  | Landfill Gas | FRCC | Florida | Charlotte | 1.4 | 2011 | 9999 |  |  |  | 0.54258 | Default Emission Factor
Green Gas-Port Charlotte LLC | 59240_G_G2 | 59240 | G | G2 |  | Landfill Gas | FRCC | Florida | Charlotte | 1.4 | 2011 | 9999 |  |  |  | 0.54258 | Default Emission Factor
Johnston LFG Turbine Plant | 59254_G_GENS1 | 59254 | G | GENS1 |  | Landfill Gas | NENGREST | Rhode Island | Providence | 8.9 | 2013 | 9999 | 2019 | 2.0676 | 207790.49 | 0.0199 | NEI 2019
Johnston LFG Turbine Plant | 59254_G_GENT1 | 59254 | G | GENT1 |  | Landfill Gas | NENGREST | Rhode Island | Providence | 5.5 | 2013 | 9999 |  |  |  | 0.0199 | NEI 2019
Johnston LFG Turbine Plant | 59254_G_GENT2 | 59254 | G | GENT2 |  | Landfill Gas | NENGREST | Rhode Island | Providence | 5.5 | 2013 | 9999 |  |  |  | 0.0199 | NEI 2019
Johnston LFG Turbine Plant | 59254_G_GENT3 | 59254 | G | GENT3 |  | Landfill Gas | NENGREST | Rhode Island | Providence | 5.5 | 2013 | 9999 |  |  |  | 0.0199 | NEI 2019
Johnston LFG Turbine Plant | 59254_G_GENT4 | 59254 | G | GENT4 |  | Landfill Gas | NENGREST | Rhode Island | Providence | 5.5 | 2013 | 9999 |  |  |  | 0.0199 | NEI 2019
Osprey Point RES | 59255_G_4 | 59255 | G | 4 |  | Fossil Waste | MIS_INKY | Indiana | Sullivan | 3 | 2013 | 9999 |  |  |  | 0.66403 | Default Emission Factor
Waste Mangement Redwood LFGTE | 59299_G_RED1 | 59299 | G | RED1 |  | Landfill Gas | WEC_CALN | California | Marin | 2 | 2017 | 9999 |  |  |  | 0.54258 | Default Emission Factor
Waste Mangement Redwood LFGTE | 59299_G_RED2 | 59299 | G | RED2 |  | Landfill Gas | WEC_CALN | California | Marin | 2 | 2017 | 9999 |  |  |  | 0.54258 | Default Emission Factor
Edge Moor | 593_G_10 | 593 | G | 10 | 381 | Combustion Turbine | PJM_EMAC | Delaware | New Castle | 15 | 1963 | 9999 |  |  |  | 0.12736 | Default Emission Factor
Black Oak Power Producers | 59310_G_GEN1 | 59310 | G | GEN1 |  | Landfill Gas | S_D_AECI | Missouri | Wright | 1.9 | 2014 | 9999 |  |  |  | 0.54258 | Default Emission Factor
Black Oak Power Producers | 59310_G_GEN2 | 59310 | G | GEN2 |  | Landfill Gas | S_D_AECI | Missouri | Wright | 1.9 | 2014 | 9999 |  |  |  | 0.54258 | Default Emission Factor
Kings Mountain Energy Center | 59325_G_KMEC1 | 59325 | G | KMEC1 | 91012 | Combined Cycle | S_VACA | North Carolina | Cleveland | 259 | 2018 | 9999 |  |  |  | 0.04505 | Default Emission Factor
Kings Mountain Energy Center | 59325_G_KMEC2 | 59325 | G | KMEC2 | 91012 | Combined Cycle | S_VACA | North Carolina | Cleveland | 227 | 2018 | 9999 |  |  |  | 0.04505 | Default Emission Factor
Middletown Energy Center | 59326_G_MEC1 | 59326 | G | MEC1 | 91013 | Combined Cycle | PJM_West | Ohio | Butler | 252.3 | 2018 | 9999 | 2019 | 67.96 | 3329496 | 0.04082 | NEI 2019
Middletown Energy Center | 59326_G_MEC2 | 59326 | G | MEC2 | 91013 | Combined Cycle | PJM_West | Ohio | Butler | 215.7 | 2018 | 9999 |  |  |  | 0.04082 | NEI 2019
MCLB Landfill Gas to Energy | 59335_G_GEN1 | 59335 | G | GEN1 |  | Non-Fossil Waste | S_SOU | Georgia | Dougherty | 1.9 | 2011 | 9999 |  |  |  | 0.70317 | Default Emission Factor
Gila River Power Block 1 | 59338_G_CTG1 | 59338 | G | CTG1 | 8508 | Combined Cycle | WECC_AZ | Arizona | Maricopa | 146 | 2003 | 9999 | 2019 | 5.6921 | 1165303 | 0.01324 | NEI 2019
Gila River Power Block 1 | 59338_G_CTG2 | 59338 | G | CTG2 | 8510 | Combined Cycle | WECC_AZ | Arizona | Maricopa | 146 | 2003 | 9999 | 2019 | 5.8744 | 581470 | 0.01324 | NEI 2019
Gila River Power Block 1 | 59338_G_ST9 | 59338 | G | ST9 | 8508 | Combined Cycle | WECC_AZ | Arizona | Maricopa | 223 | 2003 | 9999 |  |  |  | 0.01324 | NEI 2019
Wapsie Valley Creamery Back Up Generator | 59379_G_1 | 59379 | G | 1 |  | Combustion Turbine | MIS_IA | Iowa | Buchanan | 1.1 | 2015 | 9999 |  |  |  | 0.92213 | Default Emission Factor
East Kansas Agri-Energy, LLC | 59383_G_KATO | 59383 | G | KATO |  | Non-Fossil Waste | SPP_N | Kansas | Anderson | 0.8 | 2005 | 9999 |  |  |  | 0.70317 | Default Emission Factor
Red Gate Power Plant | 59391_G_ENG01 | 59391 | G | ENG01 |  | Combustion Turbine | ERC_REST | Texas | Hidalgo | 18.3 | 2016 | 9999 | 2019 | 0.4785 | 36210.0833 | 0.02643 | NEI 2019
Red Gate Power Plant | 59391_G_ENG02 | 59391 | G | ENG02 |  | Combustion Turbine | ERC_REST | Texas | Hidalgo | 18.3 | 2016 | 9999 | 2019 | 0.4746 | 36210.0833 | 0.02621 | NEI 2019
Red Gate Power Plant | 59391_G_ENG03 | 59391 | G | ENG03 |  | Combustion Turbine | ERC_REST | Texas | Hidalgo | 18.3 | 2016 | 9999 | 2019 | 0.4942 | 36210.0833 | 0.0273 | NEI 2019
Red Gate Power Plant | 59391_G_ENG04 | 59391 | G | ENG04 |  | Combustion Turbine | ERC_REST | Texas | Hidalgo | 18.3 | 2016 | 9999 | 2019 | 0.4554 | 36210.0833 | 0.02515 | NEI 2019
Red Gate Power Plant | 59391_G_ENG05 | 59391 | G | ENG05 |  | Combustion Turbine | ERC_REST | Texas | Hidalgo | 18.3 | 2016 | 9999 | 2019 | 0.4602 | 36210.0833 | 0.02542 | NEI 2019
Red Gate Power Plant | 59391_G_ENG06 | 59391 | G | ENG06 |  | Combustion Turbine | ERC_REST | Texas | Hidalgo | 18.3 | 2016 | 9999 | 2019 | 0.4602 | 36210.0833 | 0.02542 | NEI 2019
Red Gate Power Plant | 59391_G_ENG07 | 59391 | G | ENG07 |  | Combustion Turbine | ERC_REST | Texas | Hidalgo | 18.3 | 2016 | 9999 | 2019 | 0.56 | 36210.0833 | 0.03093 | NEI 2019
Red Gate Power Plant | 59391_G_ENG08 | 59391 | G | ENG08 |  | Combustion Turbine | ERC_REST | Texas | Hidalgo | 18.3 | 2016 | 9999 | 2019 | 0.5568 | 36210.0833 | 0.03075 | NEI 2019
Red Gate Power Plant | 59391_G_ENG09 | 59391 | G | ENG09 |  | Combustion Turbine | ERC_REST | Texas | Hidalgo | 18.3 | 2016 | 9999 | 2019 | 0.5562 | 36210.0833 | 0.03072 | NEI 2019
Red Gate Power Plant | 59391_G_ENG10 | 59391 | G | ENG10 |  | Combustion Turbine | ERC_REST | Texas | Hidalgo | 18.3 | 2016 | 9999 | 2019 | 0.5731 | 36210.0833 | 0.03165 | NEI 2019
Red Gate Power Plant | 59391_G_ENG11 | 59391 | G | ENG11 |  | Combustion Turbine | ERC_REST | Texas | Hidalgo | 18.3 | 2016 | 9999 | 2019 | 0.5767 | 36210.0833 | 0.03185 | NEI 2019
Red Gate Power Plant | 59391_G_ENG12 | 59391 | G | ENG12 |  | Combustion Turbine | ERC_REST | Texas | Hidalgo | 18.3 | 2016 | 9999 | 2019 | 0.5816 | 36210.0833 | 0.03212 | NEI 2019
Blue Ridge Generating | 59392_G_GEN1 | 59392 | G | GEN1 |  | Landfill Gas | PJM_West | Kentucky | Estill | 1.2 | 2013 | 9999 |  |  |  | 0.54258 | Default Emission Factor
Indian River Generating Station | 594_G_10 | 594 | G | 10 | 386 | Combustion Turbine | PJM_EMAC | Delaware | Sussex | 16.1 | 1967 | 9999 | 2019 | 0.0043634 | 41 | 0.21285 | NEI 2019
Backus Microgrid Project | 59415_G_BMP1 | 59415 | G | BMP1 |  | Combustion Turbine | NENG_CT | Connecticut | New London | 2.5 | 2014 | 9999 |  |  |  | 0.92213 | Default Emission Factor
Backus Microgrid Project | 59415_G_BMP2 | 59415 | G | BMP2 |  | Combustion Turbine | NENG_CT | Connecticut | New London | 2.5 | 2014 | 9999 |  |  |  | 0.92213 | Default Emission Factor
Backus Microgrid Project | 59415_G_BMP3 | 59415 | G | BMP3 |  | Combustion Turbine | NENG_CT | Connecticut | New London | 2.5 | 2014 | 9999 |  |  |  | 0.92213 | Default Emission Factor
Backus Microgrid Project | 59415_G_BMP4 | 59415 | G | BMP4 |  | Combustion Turbine | NENG_CT | Connecticut | New London | 2.5 | 2014 | 9999 |  |  |  | 0.92213 | Default Emission Factor
Zimmerman Energy | 59425_G_ZE-#1 | 59425 | G | ZE-#1 |  | Landfill Gas | MIS_INKY | Indiana | Marshall | 1.9 | 2014 | 9999 |  |  |  | 0.54258 | Default Emission Factor
Zimmerman Energy | 59425_G_ZE-#2 | 59425 | G | ZE-#2 |  | Landfill Gas | MIS_INKY | Indiana | Marshall | 1.9 | 2014 | 9999 |  |  |  | 0.54258 | Default Emission Factor
Zimmerman Energy | 59425_G_ZE-#3 | 59425 | G | ZE-#3 |  | Landfill Gas | MIS_INKY | Indiana | Marshall | 1.9 | 2014 | 9999 |  |  |  | 0.54258 | Default Emission Factor
Lennon Generating | 59436_G_10 | 59436 | G | 10 |  | Landfill Gas | MIS_LMI | Michigan | Shiawassee | 1.5 | 2012 | 9999 |  |  |  | 0.54258 | Default Emission Factor
Lennon Generating | 59436_G_3 | 59436 | G | 3 |  | Landfill Gas | MIS_LMI | Michigan | Shiawassee | 0.8 | 2001 | 9999 |  |  |  | 0.54258 | Default Emission Factor
Lennon Generating | 59436_G_4 | 59436 | G | 4 |  | Landfill Gas | MIS_LMI | Michigan | Shiawassee | 0.8 | 2006 | 9999 |  |  |  | 0.54258 | Default Emission Factor
Lennon Generating | 59436_G_5 | 59436 | G | 5 |  | Landfill Gas | MIS_LMI | Michigan | Shiawassee | 0.8 | 2007 | 9999 |  |  |  | 0.54258 | Default Emission Factor
Lennon Generating | 59436_G_6 | 59436 | G | 6 |  | Landfill Gas | MIS_LMI | Michigan | Shiawassee | 0.8 | 2007 | 9999 |  |  |  | 0.54258 | Default Emission Factor
Lennon Generating | 59436_G_7 | 59436 | G | 7 |  | Landfill Gas | MIS_LMI | Michigan | Shiawassee | 1.5 | 2014 | 9999 |  |  |  | 0.54258 | Default Emission Factor
Lennon Generating | 59436_G_8 | 59436 | G | 8 |  | Landfill Gas | MIS_LMI | Michigan | Shiawassee | 1.5 | 2014 | 9999 |  |  |  | 0.54258 | Default Emission Factor
Lennon Generating | 59436_G_9 | 59436 | G | 9 |  | Landfill Gas | MIS_LMI | Michigan | Shiawassee | 1.5 | 2012 | 9999 |  |  |  | 0.54258 | Default Emission Factor
COC Surry LFG, LLC | 59439_G_UNIT1 | 59439 | G | UNIT1 |  | Landfill Gas | S_VACA | North Carolina | Surry | 1.5 | 2013 | 9999 |  |  |  | 0.54258 | Default Emission Factor
Bowerman Power LFG, LLC | 59461_G_GEN01 | 59461 | G | GEN01 |  | Landfill Gas | WECC_SCE | California | Orange | 3.4 | 2016 | 9999 |  |  |  | 0.54258 | Default Emission Factor
Bowerman Power LFG, LLC | 59461_G_GEN02 | 59461 | G | GEN02 |  | Landfill Gas | WECC_SCE | California | Orange | 3.4 | 2016 | 9999 |  |  |  | 0.54258 | Default Emission Factor
Bowerman Power LFG, LLC | 59461_G_GEN03 | 59461 | G | GEN03 |  | Landfill Gas | WECC_SCE | California | Orange | 3.4 | 2016 | 9999 |  |  |  | 0.54258 | Default Emission Factor
Bowerman Power LFG, LLC | 59461_G_GEN04 | 59461 | G | GEN04 |  | Landfill Gas | WECC_SCE | California | Orange | 3.4 | 2016 | 9999 |  |  |  | 0.54258 | Default Emission Factor
Bowerman Power LFG, LLC | 59461_G_GEN05 | 59461 | G | GEN05 |  | Landfill Gas | WECC_SCE | California | Orange | 3.4 | 2016 | 9999 |  |  |  | 0.54258 | Default Emission Factor
Bowerman Power LFG, LLC | 59461_G_GEN06 | 59461 | G | GEN06 |  | Landfill Gas | WECC_SCE | California | Orange | 3.4 | 2016 | 9999 |  |  |  | 0.54258 | Default Emission Factor
Bowerman Power LFG, LLC | 59461_G_GEN07 | 59461 | G | GEN07 |  | Landfill Gas | WECC_SCE | California | Orange | 3.4 | 2016 | 9999 |  |  |  | 0.54258 | Default Emission Factor
Coldwater Peaking Plant | 59467_G_GEN1 | 59467 | G | GEN1 |  | Combustion Turbine | MIS_LMI | Michigan | Branch | 4.3 | 2015 | 9999 |  |  |  | 0.92213 | Default Emission Factor
Coldwater Peaking Plant | 59467_G_GEN2 | 59467 | G | GEN2 |  | Combustion Turbine | MIS_LMI | Michigan | Branch | 4.3 | 2015 | 9999 |  |  |  | 0.92213 | Default Emission Factor
Coldwater Peaking Plant | 59467_G_GEN3 | 59467 | G | GEN3 |  | Combustion Turbine | MIS_LMI | Michigan | Branch | 4.3 | 2015 | 9999 |  |  |  | 0.92213 | Default Emission Factor
BYUI Central Energy Facility | 59496_G_ST601 | 59496 | G | ST601 |  | Combustion Turbine | WECC_ID | Idaho | Madison | 4.6 | 2015 | 9999 |  |  |  | 0.12736 | Default Emission Factor
Bannock County LFG to Energy | 59529_G_GEN 2 | 59529 | G | GEN 2 |  | Landfill Gas | WECC_ID | Idaho | Bannock | 1.4 | 2019 | 9999 |  |  |  | 0.58569 | Default Emission Factor
Bannock County LFG to Energy | 59529_G_GEN1 | 59529 | G | GEN1 |  | Landfill Gas | WECC_ID | Idaho | Bannock | 1.4 | 2014 | 9999 |  |  |  | 0.54258 | Default Emission Factor
Apple Campus 2 Fuel Cell | 59557_G_AC2FC | 59557 | G | AC2FC |  | Landfill Gas | WEC_CALN | California | Santa Clara | 4 | 2017 | 9999 |  |  |  | 0.54258 | Default Emission Factor
Southeast Berrien Generating Facility | 59574_G_SBL | 59574 | G | SBL |  | Landfill Gas | PJM_West | Michigan | Berrien | 4.6 | 2009 | 9999 |  |  |  | 0.54258 | Default Emission Factor
Monterey Diesel Generation Facility | 59614_G_MDG1 | 59614 | G | MDG1 |  | Combustion Turbine | PJM_AP | Virginia | Highland | 0.6 | 2016 | 9999 | 2018 | 0.00689 | 25.3 | 0.54466 | Virginia State Emissions
Monterey Diesel Generation Facility | 59614_G_MDG10 | 59614 | G | MDG10 |  | Combustion Turbine | PJM_AP | Virginia | Highland | 0.6 | 2016 | 9999 | 2018 | 0.00689 | 25.3 | 0.54466 | Virginia State Emissions
Monterey Diesel Generation Facility | 59614_G_MDG2 | 59614 | G | MDG2 |  | Combustion Turbine | PJM_AP | Virginia | Highland | 0.6 | 2016 | 9999 | 2018 | 0.00689 | 25.3 | 0.54466 | Virginia State Emissions
Monterey Diesel Generation Facility | 59614_G_MDG3 | 59614 | G | MDG3 |  | Combustion Turbine | PJM_AP | Virginia | Highland | 0.6 | 2016 | 9999 | 2018 | 0.00689 | 25.3 | 0.54466 | Virginia State Emissions
Monterey Diesel Generation Facility | 59614_G_MDG4 | 59614 | G | MDG4 |  | Combustion Turbine | PJM_AP | Virginia | Highland | 0.6 | 2016 | 9999 | 2018 | 0.00689 | 25.3 | 0.54466 | Virginia State Emissions
Monterey Diesel Generation Facility | 59614_G_MDG5 | 59614 | G | MDG5 |  | Combustion Turbine | PJM_AP | Virginia | Highland | 0.6 | 2016 | 9999 | 2018 | 0.00689 | 25.3 | 0.54466 | Virginia State Emissions
Monterey Diesel Generation Facility | 59614_G_MDG6 | 59614 | G | MDG6 |  | Combustion Turbine | PJM_AP | Virginia | Highland | 0.6 | 2016 | 9999 | 2018 | 0.00689 | 25.3 | 0.54466 | Virginia State Emissions
Monterey Diesel Generation Facility | 59614_G_MDG7 | 59614 | G | MDG7 |  | Combustion Turbine | PJM_AP | Virginia | Highland | 0.6 | 2016 | 9999 | 2018 | 0.00689 | 25.3 | 0.54466 | Virginia State Emissions
Monterey Diesel Generation Facility | 59614_G_MDG8 | 59614 | G | MDG8 |  | Combustion Turbine | PJM_AP | Virginia | Highland | 0.6 | 2016 | 9999 | 2018 | 0.00689 | 25.3 | 0.54466 | Virginia State Emissions
Monterey Diesel Generation Facility | 59614_G_MDG9 | 59614 | G | MDG9 |  | Combustion Turbine | PJM_AP | Virginia | Highland | 0.6 | 2016 | 9999 | 2018 | 0.00689 | 25.3 | 0.54466 | Virginia State Emissions
Clinton LFGTE | 59635_G_1 | 59635 | G | 1 |  | Landfill Gas | MIS_IL | Illinois | Dewitt | 1.6 | 2006 | 9999 |  |  |  | 0.54258 | Default Emission Factor
Clinton LFGTE | 59635_G_2 | 59635 | G | 2 |  | Landfill Gas | MIS_IL | Illinois | Dewitt | 1.6 | 2006 | 9999 |  |  |  | 0.54258 | Default Emission Factor
Stillwater Energy Center | 59647_G_1 | 59647 | G | 1 |  | Combustion Turbine | SPP_WEST | Oklahoma | Payne | 18.6 | 2016 | 9999 | 2018 | 3.3923 | 11491 | 0.59043 | Oklahoma Annual Point Source Emissions
Stillwater Energy Center | 59647_G_2 | 59647 | G | 2 |  | Combustion Turbine | SPP_WEST | Oklahoma | Payne | 18.6 | 2016 | 9999 | 2018 | 3.3923 | 11491 | 0.59043 | Oklahoma Annual Point Source Emissions
Stillwater Energy Center | 59647_G_3 | 59647 | G | 3 |  | Combustion Turbine | SPP_WEST | Oklahoma | Payne | 18.6 | 2016 | 9999 | 2018 | 3.3923 | 11491 | 0.59043 | Oklahoma Annual Point Source Emissions
Nelson Gardens Landfill Gas to Energy | 59649_G_UNIT1 | 59649 | G | UNIT1 |  | Landfill Gas | ERC_REST | Texas | Bexar | 1.1 | 2014 | 9999 |  |  |  | 0.54258 | Default Emission Factor
Nelson Gardens Landfill Gas to Energy | 59649_G_UNIT2 | 59649 | G | UNIT2 |  | Landfill Gas | ERC_REST | Texas | Bexar | 1.1 | 2014 | 9999 |  |  |  | 0.54258 | Default Emission Factor
Nelson Gardens Landfill Gas to Energy | 59649_G_UNIT3 | 59649 | G | UNIT3 |  | Landfill Gas | ERC_REST | Texas | Bexar | 1.1 | 2014 | 9999 |  |  |  | 0.54258 | Default Emission Factor
Nelson Gardens Landfill Gas to Energy | 59649_G_UNIT4 | 59649 | G | UNIT4 |  | Landfill Gas | ERC_REST | Texas | Bexar | 1.1 | 2014 | 9999 |  |  |  | 0.54258 | Default Emission Factor
CII Methane Management III LFG Plant | 59650_G_GEN1 | 59650 | G | GEN1 |  | Landfill Gas | S_SOU | Georgia | Clarke | 1.6 | 2014 | 9999 |  |  |  | 0.54258 | Default Emission Factor
Washington City Electric Generation | 59660_G_3 | 59660 | G | 3 |  | Combustion Turbine | WECC_UT | Utah | Washington | 2 | 2008 | 9999 |  |  |  | 0.92213 | Default Emission Factor
Washington City Electric Generation | 59660_G_4 | 59660 | G | 4 |  | Combustion Turbine | WECC_UT | Utah | Washington | 2 | 2008 | 9999 |  |  |  | 0.92213 | Default Emission Factor
Washington City Electric Generation | 59660_G_9 | 59660 | G | 9 |  | Combustion Turbine | WECC_UT | Utah | Washington | 2 | 2007 | 9999 |  |  |  | 0.92213 | Default Emission Factor
City of West Plains Power Station | 59664_G_UNIT1 | 59664 | G | UNIT1 |  | Combustion Turbine | SPP_N | Missouri | Howell | 21 | 2000 | 9999 | 2019 | 0.0412 | 814.5 | 0.10117 | NEI 2019
City of West Plains Power Station | 59664_G_UNIT2 | 59664 | G | UNIT2 |  | Combustion Turbine | SPP_N | Missouri | Howell | 21 | 2000 | 9999 | 2017 | 0.007 | 239.5 | 0.05846 | NEI 2019
Sarasota County LFGTE Facility | 59686_G_LESF1 | 59686 | G | LESF1 |  | Landfill Gas | FRCC | Florida | Sarasota | 1.6 | 2015 | 9999 |  |  |  | 0.54258 | Default Emission Factor
Sarasota County LFGTE Facility | 59686_G_LESF2 | 59686 | G | LESF2 |  | Landfill Gas | FRCC | Florida | Sarasota | 1.6 | 2015 | 9999 |  |  |  | 0.54258 | Default Emission Factor
Sarasota County LFGTE Facility | 59686_G_LESF3 | 59686 | G | LESF3 |  | Landfill Gas | FRCC | Florida | Sarasota | 1.6 | 2015 | 9999 |  |  |  | 0.54258 | Default Emission Factor
Sarasota County LFGTE Facility | 59686_G_LESF4 | 59686 | G | LESF4 |  | Landfill Gas | FRCC | Florida | Sarasota | 1.6 | 2019 | 9999 |  |  |  | 0.58569 | Default Emission Factor
Wake County LFG Facility | 59688_G_E1 | 59688 | G | E1 |  | Landfill Gas | S_VACA | North Carolina | Wake | 0.3 | 2013 | 9999 |  |  |  | 0.54258 | Default Emission Factor
Wake County LFG Facility | 59688_G_E10 | 59688 | G | E10 |  | Landfill Gas | S_VACA | North Carolina | Wake | 0.3 | 2013 | 9999 |  |  |  | 0.54258 | Default Emission Factor
Wake County LFG Facility | 59688_G_E11 | 59688 | G | E11 |  | Landfill Gas | S_VACA | North Carolina | Wake | 0.3 | 2013 | 9999 |  |  |  | 0.54258 | Default Emission Factor
Wake County LFG Facility | 59688_G_E12 | 59688 | G | E12 |  | Landfill Gas | S_VACA | North Carolina | Wake | 0.3 | 2013 | 9999 |  |  |  | 0.54258 | Default Emission Factor
Wake County LFG Facility | 59688_G_E13 | 59688 | G | E13 |  | Landfill Gas | S_VACA | North Carolina | Wake | 0.3 | 2013 | 9999 |  |  |  | 0.54258 | Default Emission Factor
Wake County LFG Facility | 59688_G_E14 | 59688 | G | E14 |  | Landfill Gas | S_VACA | North Carolina | Wake | 0.3 | 2013 | 9999 |  |  |  | 0.54258 | Default Emission Factor
Wake County LFG Facility | 59688_G_E15 | 59688 | G | E15 |  | Landfill Gas | S_VACA | North Carolina | Wake | 0.3 | 2013 | 9999 |  |  |  | 0.54258 | Default Emission Factor
Wake County LFG Facility | 59688_G_E16 | 59688 | G | E16 |  | Landfill Gas | S_VACA | North Carolina | Wake | 0.3 | 2013 | 9999 |  |  |  | 0.54258 | Default Emission Factor
Wake County LFG Facility | 59688_G_E17 | 59688 | G | E17 |  | Landfill Gas | S_VACA | North Carolina | Wake | 0.3 | 2013 | 9999 |  |  |  | 0.54258 | Default Emission Factor
Wake County LFG Facility | 59688_G_E18 | 59688 | G | E18 |  | Landfill Gas | S_VACA | North Carolina | Wake | 0.3 | 2013 | 9999 |  |  |  | 0.54258 | Default Emission Factor
Wake County LFG Facility | 59688_G_E19 | 59688 | G | E19 |  | Landfill Gas | S_VACA | North Carolina | Wake | 0.3 | 2015 | 9999 |  |  |  | 0.54258 | Default Emission Factor
Wake County LFG Facility | 59688_G_E2 | 59688 | G | E2 |  | Landfill Gas | S_VACA | North Carolina | Wake | 0.3 | 2013 | 9999 |  |  |  | 0.54258 | Default Emission Factor
Wake County LFG Facility | 59688_G_E20 | 59688 | G | E20 |  | Landfill Gas | S_VACA | North Carolina | Wake | 0.3 | 2015 | 9999 |  |  |  | 0.54258 | Default Emission Factor
Wake County LFG Facility | 59688_G_E21 | 59688 | G | E21 |  | Landfill Gas | S_VACA | North Carolina | Wake | 0.3 | 2015 | 9999 |  |  |  | 0.54258 | Default Emission Factor
Wake County LFG Facility | 59688_G_E22 | 59688 | G | E22 |  | Landfill Gas | S_VACA | North Carolina | Wake | 0.3 | 2015 | 9999 |  |  |  | 0.54258 | Default Emission Factor
Wake County LFG Facility | 59688_G_E23 | 59688 | G | E23 |  | Landfill Gas | S_VACA | North Carolina | Wake | 0.3 | 2015 | 9999 |  |  |  | 0.54258 | Default Emission Factor
Wake County LFG Facility | 59688_G_E24 | 59688 | G | E24 |  | Landfill Gas | S_VACA | North Carolina | Wake | 0.3 | 2015 | 9999 |  |  |  | 0.54258 | Default Emission Factor
Wake County LFG Facility | 59688_G_E3 | 59688 | G | E3 |  | Landfill Gas | S_VACA | North Carolina | Wake | 0.3 | 2013 | 9999 |  |  |  | 0.54258 | Default Emission Factor
Wake County LFG Facility | 59688_G_E4 | 59688 | G | E4 |  | Landfill Gas | S_VACA | North Carolina | Wake | 0.3 | 2013 | 9999 |  |  |  | 0.54258 | Default Emission Factor
Wake County LFG Facility | 59688_G_E5 | 59688 | G | E5 |  | Landfill Gas | S_VACA | North Carolina | Wake | 0.3 | 2013 | 9999 |  |  |  | 0.54258 | Default Emission Factor
Wake County LFG Facility | 59688_G_E6 | 59688 | G | E6 |  | Landfill Gas | S_VACA | North Carolina | Wake | 0.3 | 2013 | 9999 |  |  |  | 0.54258 | Default Emission Factor
Wake County LFG Facility | 59688_G_E7 | 59688 | G | E7 |  | Landfill Gas | S_VACA | North Carolina | Wake | 0.3 | 2013 | 9999 |  |  |  | 0.54258 | Default Emission Factor
Wake County LFG Facility | 59688_G_E8 | 59688 | G | E8 |  | Landfill Gas | S_VACA | North Carolina | Wake | 0.3 | 2013 | 9999 |  |  |  | 0.54258 | Default Emission Factor
Wake County LFG Facility | 59688_G_E9 | 59688 | G | E9 |  | Landfill Gas | S_VACA | North Carolina | Wake | 0.3 | 2013 | 9999 |  |  |  | 0.54258 | Default Emission Factor
West Station (DE) | 597_G_WEST | 597 | G | WEST | 391 | Combustion Turbine | PJM_EMAC | Delaware | New Castle | 15 | 1964 | 9999 |  |  |  | 0.12736 | Default Emission Factor
Shell New Energies, Junction City | 59704_G_JCBIO | 59704 | G | JCBIO |  | Non-Fossil Waste | WECC_PNW | Oregon | Lane | 1.6 | 2011 | 9999 |  |  |  | 0.70317 | Default Emission Factor
Sand Valley Power Station | 59710_G_GMA | 59710 | G | GMA |  | Landfill Gas | S_C_TVA | Alabama | Dekalb | 1.6 | 2013 | 9999 |  |  |  | 0.54258 | Default Emission Factor
Sand Valley Power Station | 59710_G_GMB | 59710 | G | GMB |  | Landfill Gas | S_C_TVA | Alabama | Dekalb | 1.6 | 2013 | 9999 |  |  |  | 0.54258 | Default Emission Factor
Sand Valley Power Station | 59710_G_GMC | 59710 | G | GMC |  | Landfill Gas | S_C_TVA | Alabama | Dekalb | 1.6 | 2013 | 9999 |  |  |  | 0.54258 | Default Emission Factor
CII Methane Management IV, LLC | 59711_G_GEN1 | 59711 | G | GEN1 |  | Landfill Gas | S_VACA | North Carolina | Johnston | 1.5 | 2014 | 9999 |  |  |  | 0.54258 | Default Emission Factor
Framingham State University Plant | 59717_G_HA | 59717 | G | HA |  | Combustion Turbine | NENGREST | Massachusetts | Middlesex | 0.4 | 2007 | 9999 |  |  |  | 0.92213 | Default Emission Factor
Framingham State University Plant | 59717_G_LIB | 59717 | G | LIB |  | Combustion Turbine | NENGREST | Massachusetts | Middlesex | 0.3 | 2005 | 9999 |  |  |  | 0.92213 | Default Emission Factor
Framingham State University Plant | 59717_G_MSC2 | 59717 | G | MSC2 |  | Combustion Turbine | NENGREST | Massachusetts | Middlesex | 0.2 | 2015 | 9999 |  |  |  | 0.92213 | Default Emission Factor
Framingham State University Plant | 59717_G_NORTH | 59717 | G | NORTH |  | Combustion Turbine | NENGREST | Massachusetts | Middlesex | 0.2 | 2011 | 9999 |  |  |  | 0.92213 | Default Emission Factor
Framingham State University Plant | 59717_G_OC | 59717 | G | OC |  | Combustion Turbine | NENGREST | Massachusetts | Middlesex | 0.1 | 2003 | 9999 |  |  |  | 0.92213 | Default Emission Factor
Framingham State University Plant | 59717_G_PP | 59717 | G | PP |  | Combustion Turbine | NENGREST | Massachusetts | Middlesex | 0.4 | 2009 | 9999 |  |  |  | 0.92213 | Default Emission Factor
Framingham State University Plant | 59717_G_TOW1 | 59717 | G | TOW1 |  | Combustion Turbine | NENGREST | Massachusetts | Middlesex | 0.2 | 2004 | 9999 |  |  |  | 0.92213 | Default Emission Factor
Framingham State University Plant | 59717_G_TOW2 | 59717 | G | TOW2 |  | Combustion Turbine | NENGREST | Massachusetts | Middlesex | 0.4 | 2013 | 9999 |  |  |  | 0.92213 | Default Emission Factor
Framingham State University Plant | 59717_G_WEST | 59717 | G | WEST |  | Combustion Turbine | NENGREST | Massachusetts | Middlesex | 0.2 | 2016 | 9999 |  |  |  | 0.92213 | Default Emission Factor
CML&P Generating Facility No. 2 | 59726_G_10 | 59726 | G | 10 |  | Combustion Turbine | SPP_N | Kansas | Montgomery | 18.7 | 2017 | 9999 |  |  |  | 0.92213 | Default Emission Factor
CML&P Generating Facility No. 2 | 59726_G_8 | 59726 | G | 8 |  | Combustion Turbine | SPP_N | Kansas | Montgomery | 18.7 | 2017 | 9999 |  |  |  | 0.92213 | Default Emission Factor
CML&P Generating Facility No. 2 | 59726_G_9 | 59726 | G | 9 |  | Combustion Turbine | SPP_N | Kansas | Montgomery | 18.7 | 2017 | 9999 |  |  |  | 0.92213 | Default Emission Factor
Bull Street Plant | 59727_G_GEN1 | 59727 | G | GEN1 |  | Combustion Turbine | S_VACA | South Carolina | Orangeburg | 2 | 2005 | 9999 |  |  |  | 0.12736 | Default Emission Factor
Substation 20 Plant | 59728_G_GEN1 | 59728 | G | GEN1 |  | Combustion Turbine | S_VACA | South Carolina | Orangeburg | 2 | 2014 | 9999 |  |  |  | 0.12736 | Default Emission Factor
Glades Pike Generation Plant | 59759_G_CAT1 | 59759 | G | CAT1 |  | Landfill Gas | PJM_PENE | Pennsylvania | Somerset | 1.4 | 2011 | 9999 |  |  |  | 0.54258 | Default Emission Factor
Glades Pike Generation Plant | 59759_G_CAT2 | 59759 | G | CAT2 |  | Landfill Gas | PJM_PENE | Pennsylvania | Somerset | 1.4 | 2011 | 9999 |  |  |  | 0.54258 | Default Emission Factor
Robeson County LFG to Energy | 59763_G_GEN01 | 59763 | G | GEN01 |  | Landfill Gas | S_VACA | North Carolina | Robeson | 1 | 2012 | 9999 |  |  |  | 0.54258 | Default Emission Factor
Robeson County LFG to Energy | 59763_G_GEN02 | 59763 | G | GEN02 |  | Landfill Gas | S_VACA | North Carolina | Robeson | 1 | 2015 | 9999 |  |  |  | 0.54258 | Default Emission Factor
Oregon Clean Energy Center | 59764_G_CTG11 | 59764 | G | CTG11 | 90998 | Combined Cycle | PJM_ATSI | Ohio | Lucas | 256.5 | 2017 | 9999 | 2019 | 38.49 | 3719058 | 0.02829 | NEI 2019
Oregon Clean Energy Center | 59764_G_CTG12 | 59764 | G | CTG12 | 90999 | Combined Cycle | PJM_ATSI | Ohio | Lucas | 256.5 | 2017 | 9999 | 2019 | 39.21 | 1773802 | 0.02829 | NEI 2019
Oregon Clean Energy Center | 59764_G_EDG13 | 59764 | G | EDG13 |  | Combustion Turbine | PJM_ATSI | Ohio | Lucas | 1.5 | 2017 | 9999 |  |  |  | 0.92213 | Default Emission Factor
Oregon Clean Energy Center | 59764_G_STG10 | 59764 | G | STG10 | 90998 | Combined Cycle | PJM_ATSI | Ohio | Lucas | 334.6 | 2017 | 9999 |  |  |  | 0.02829 | NEI 2019
Carroll County Energy | 59773_G_CGT1 | 59773 | G | CGT1 | 91034 | Combined Cycle | PJM_ATSI | Ohio | Carroll | 203.3 | 2017 | 9999 | 2019 | 64.62 | 1575457 | 0.05067 | NEI 2019
Carroll County Energy | 59773_G_CGT2 | 59773 | G | CGT2 | 91033 | Combined Cycle | PJM_ATSI | Ohio | Carroll | 203.3 | 2017 | 9999 | 2019 | 67.16 | 1592269 | 0.05067 | NEI 2019
Carroll County Energy | 59773_G_SGT1 | 59773 | G | SGT1 | 91034 | Combined Cycle | PJM_ATSI | Ohio | Carroll | 288 | 2017 | 9999 | 2019 | 0.009892 | 2034045 | 0.05067 | NEI 2019
BioTown Ag | 59774_G_ENG1 | 59774 | G | ENG1 |  | Non-Fossil Waste | MIS_INKY | Indiana | White | 1 | 2011 | 9999 |  |  |  | 0.70317 | Default Emission Factor
BioTown Ag | 59774_G_ENG2 | 59774 | G | ENG2 |  | Non-Fossil Waste | MIS_INKY | Indiana | White | 1 | 2011 | 9999 |  |  |  | 0.70317 | Default Emission Factor
BioTown Ag | 59774_G_ENG3 | 59774 | G | ENG3 |  | Non-Fossil Waste | MIS_INKY | Indiana | White | 1 | 2011 | 9999 |  |  |  | 0.70317 | Default Emission Factor
BioTown Ag | 59774_G_ENG4 | 59774 | G | ENG4 |  | Non-Fossil Waste | MIS_INKY | Indiana | White | 1 | 2014 | 9999 |  |  |  | 0.70317 | Default Emission Factor
BioTown Ag | 59774_G_ENG5 | 59774 | G | ENG5 |  | Non-Fossil Waste | MIS_INKY | Indiana | White | 1 | 2014 | 9999 |  |  |  | 0.70317 | Default Emission Factor
BioTown Ag | 59774_G_ENG6 | 59774 | G | ENG6 |  | Non-Fossil Waste | MIS_INKY | Indiana | White | 1 | 2014 | 9999 |  |  |  | 0.70317 | Default Emission Factor
Croda Atlas Point CHP | 59783_G_91197 | 59783 | G | 91197 |  | Landfill Gas | PJM_EMAC | Delaware | New Castle | 1.1 | 2013 | 9999 |  |  |  | 0.54258 | Default Emission Factor
Croda Atlas Point CHP | 59783_G_91198 | 59783 | G | 91198 |  | Landfill Gas | PJM_EMAC | Delaware | New Castle | 1.1 | 2013 | 9999 |  |  |  | 0.54258 | Default Emission Factor
Croda Atlas Point CHP | 59783_G_91199 | 59783 | G | 91199 |  | Landfill Gas | PJM_EMAC | Delaware | New Castle | 2 | 2019 | 9999 |  |  |  | 0.58569 | Default Emission Factor
Gila River Power Block 3 | 59784_G_CTG5 | 59784 | G | CTG5 | 8516 | Combined Cycle | WECC_AZ | Arizona | Maricopa | 146 | 2003 | 9999 | 2019 | 9.4335 | 937932 | 0.01335 | NEI 2019
Gila River Power Block 3 | 59784_G_CTG6 | 59784 | G | CTG6 | 8518 | Combined Cycle | WECC_AZ | Arizona | Maricopa | 146 | 2003 | 9999 | 2019 | 10.1984 | 2004378 | 0.01335 | NEI 2019
Gila River Power Block 3 | 59784_G_ST11 | 59784 | G | ST11 | 8516 | Combined Cycle | WECC_AZ | Arizona | Maricopa | 223 | 2003 | 9999 |  |  |  | 0.01335 | NEI 2019
Fremont Community Digester, LLC | 59785_G_19001 | 59785 | G | 19001 |  | Non-Fossil Waste | MIS_LMI | Michigan | Newaygo | 2.9 | 2012 | 9999 |  |  |  | 0.70317 | Default Emission Factor
Fremont Community Digester, LLC | 59785_G_19002 | 59785 | G | 19002 |  | Non-Fossil Waste | MIS_LMI | Michigan | Newaygo | 2.9 | 2012 | 9999 |  |  |  | 0.70317 | Default Emission Factor
Chicago West Side Energy Center | 59794_G_GEN1 | 59794 | G | GEN1 |  | Combustion Turbine | PJM_COMD | Illinois | Cook | 3.5 | 2003 | 2045 |  |  |  | 0.12736 | Default Emission Factor
Munster Landfill Gas-to-Energy | 59808_G_GEN1 | 59808 | G | GEN1 |  | Landfill Gas | MIS_INKY | Indiana | Lake | 1.1 | 2012 | 9999 |  |  |  | 0.54258 | Default Emission Factor
Mountain Home Energy Center | 59809_G_GEN1 | 59809 | G | GEN1 |  | Combustion Turbine | S_C_TVA | Tennessee | Washington | 3.2 | 2002 | 9999 |  |  |  | 0.92213 | Default Emission Factor
Mountain Home Energy Center | 59809_G_GEN2 | 59809 | G | GEN2 |  | Combustion Turbine | S_C_TVA | Tennessee | Washington | 1.8 | 2002 | 9999 |  |  |  | 0.92213 | Default Emission Factor
Mountain Home Energy Center | 59809_G_GEN3 | 59809 | G | GEN3 |  | Combustion Turbine | S_C_TVA | Tennessee | Washington | 1.8 | 2002 | 9999 |  |  |  | 0.92213 | Default Emission Factor
Dairyland WTE Plant | 59810_G_GEN1 | 59810 | G | GEN1 |  | Non-Fossil Waste | MIS_WUMS | Wisconsin | Brown | 0.7 | 2012 | 9999 |  |  |  | 0.70317 | Default Emission Factor
Dairyland WTE Plant | 59810_G_GEN2 | 59810 | G | GEN2 |  | Non-Fossil Waste | MIS_WUMS | Wisconsin | Brown | 0.7 | 2012 | 9999 |  |  |  | 0.70317 | Default Emission Factor
Wolf Hollow II | 59812_G_CGT4 | 59812 | G | CGT4 | 91202 | Combined Cycle | ERC_REST | Texas | Hood | 314.1 | 2017 | 9999 | 2019 | 48.1763 | 2086822 | 0.0286 | NEI 2019
Wolf Hollow II | 59812_G_CGT5 | 59812 | G | CGT5 | 91203 | Combined Cycle | ERC_REST | Texas | Hood | 317.9 | 2017 | 9999 | 2019 | 43.3179 | 2143623 | 0.0286 | NEI 2019
Wolf Hollow II | 59812_G_STG6 | 59812 | G | STG6 | 91202 | Combined Cycle | ERC_REST | Texas | Hood | 432 | 2017 | 9999 | 2019 | 0.0132 | 2168604 | 0.0286 | NEI 2019
Granby LFG | 59815_G_GLFG1 | 59815 | G | GLFG1 |  | Landfill Gas | NENGREST | Massachusetts | Hampshire | 2.8 | 2001 | 9999 |  |  |  | 0.54258 | Default Emission Factor
Nanticoke LFG | 59816_G_BR12 | 59816 | G | BR12 |  | Landfill Gas | NY_Z_C&E | New York | Broome | 4 | 2006 | 9999 |  |  |  | 0.54258 | Default Emission Factor
New River | 59845_G_E1 | 59845 | G | E1 |  | Landfill Gas | PJM_West | Virginia | Pulaski | 0.3 | 2013 | 9999 | 2019 | 15.8216 | 19445 | 1.6273 | NEI 2019
New River | 59845_G_E10 | 59845 | G | E10 |  | Landfill Gas | PJM_West | Virginia | Pulaski | 0.3 | 2013 | 9999 |  |  |  | 1.6273 | NEI 2019
New River | 59845_G_E11 | 59845 | G | E11 |  | Landfill Gas | PJM_West | Virginia | Pulaski | 0.3 | 2013 | 9999 |  |  |  | 1.6273 | NEI 2019
New River | 59845_G_E12 | 59845 | G | E12 |  | Landfill Gas | PJM_West | Virginia | Pulaski | 0.3 | 2013 | 9999 |  |  |  | 1.6273 | NEI 2019
New River | 59845_G_E13 | 59845 | G | E13 |  | Landfill Gas | PJM_West | Virginia | Pulaski | 0.3 | 2013 | 9999 |  |  |  | 1.6273 | NEI 2019
New River | 59845_G_E14 | 59845 | G | E14 |  | Landfill Gas | PJM_West | Virginia | Pulaski | 0.3 | 2013 | 9999 |  |  |  | 1.6273 | NEI 2019
New River | 59845_G_E15 | 59845 | G | E15 |  | Landfill Gas | PJM_West | Virginia | Pulaski | 0.3 | 2013 | 9999 |  |  |  | 1.6273 | NEI 2019
New River | 59845_G_E16 | 59845 | G | E16 |  | Landfill Gas | PJM_West | Virginia | Pulaski | 0.3 | 2013 | 9999 |  |  |  | 1.6273 | NEI 2019
New River | 59845_G_E17 | 59845 | G | E17 |  | Landfill Gas | PJM_West | Virginia | Pulaski | 0.3 | 2013 | 9999 |  |  |  | 1.6273 | NEI 2019
New River | 59845_G_E18 | 59845 | G | E18 |  | Landfill Gas | PJM_West | Virginia | Pulaski | 0.3 | 2013 | 9999 |  |  |  | 1.6273 | NEI 2019
New River | 59845_G_E2 | 59845 | G | E2 |  | Landfill Gas | PJM_West | Virginia | Pulaski | 0.3 | 2013 | 9999 |  |  |  | 1.6273 | NEI 2019
New River | 59845_G_E3 | 59845 | G | E3 |  | Landfill Gas | PJM_West | Virginia | Pulaski | 0.3 | 2013 | 9999 |  |  |  | 1.6273 | NEI 2019
New River | 59845_G_E4 | 59845 | G | E4 |  | Landfill Gas | PJM_West | Virginia | Pulaski | 0.3 | 2013 | 9999 |  |  |  | 1.6273 | NEI 2019
New River | 59845_G_E5 | 59845 | G | E5 |  | Landfill Gas | PJM_West | Virginia | Pulaski | 0.3 | 2013 | 9999 |  |  |  | 1.6273 | NEI 2019
New River | 59845_G_E6 | 59845 | G | E6 |  | Landfill Gas | PJM_West | Virginia | Pulaski | 0.3 | 2013 | 9999 |  |  |  | 1.6273 | NEI 2019
New River | 59845_G_E7 | 59845 | G | E7 |  | Landfill Gas | PJM_West | Virginia | Pulaski | 0.3 | 2013 | 9999 |  |  |  | 1.6273 | NEI 2019
New River | 59845_G_E8 | 59845 | G | E8 |  | Landfill Gas | PJM_West | Virginia | Pulaski | 0.3 | 2013 | 9999 |  |  |  | 1.6273 | NEI 2019
New River | 59845_G_E9 | 59845 | G | E9 |  | Landfill Gas | PJM_West | Virginia | Pulaski | 0.3 | 2013 | 9999 |  |  |  | 1.6273 | NEI 2019
Northwest Community Hospital | 59847_G_1 | 59847 | G | 1 |  | Combustion Turbine | PJM_COMD | Illinois | Cook | 0.9 | 1996 | 2045 |  |  |  | 0.92213 | Default Emission Factor
Northwest Community Hospital | 59847_G_2 | 59847 | G | 2 |  | Combustion Turbine | PJM_COMD | Illinois | Cook | 0.9 | 1996 | 2045 |  |  |  | 0.92213 | Default Emission Factor
Northwest Community Hospital | 59847_G_3 | 59847 | G | 3 |  | Combustion Turbine | PJM_COMD | Illinois | Cook | 0.9 | 1996 | 2045 |  |  |  | 0.92213 | Default Emission Factor
Northwest Community Hospital | 59847_G_4 | 59847 | G | 4 |  | Combustion Turbine | PJM_COMD | Illinois | Cook | 0.9 | 1996 | 2045 |  |  |  | 0.92213 | Default Emission Factor
HP Hood CT | 59860_G_HHOOD | 59860 | G | HHOOD |  | Combustion Turbine | PJM_AP | Virginia | Frederick | 15 | 2015 | 9999 | 2018 | 10.7394 | 83390 | 0.25757 | Virginia State Emissions
Exelon West Medway II LLC | 59882_G_4 | 59882 | G | 4 | 91232 | Combustion Turbine | NENGREST | Massachusetts | Norfolk | 97.4 | 2019 | 9999 |  |  |  | 0.06536 | Default Emission Factor
Exelon West Medway II LLC | 59882_G_5 | 59882 | G | 5 | 91233 | Combustion Turbine | NENGREST | Massachusetts | Norfolk | 97.4 | 2019 | 9999 |  |  |  | 0.06536 | Default Emission Factor
Moxie Freedom Generation Plant | 59906_G_GEN1 | 59906 | G | GEN1 | 91193 | Combined Cycle | PJM_WMAC | Pennsylvania | Luzerne | 490 | 2018 | 9999 | 2019 | 69.6162 | 3606530 | 0.04106 | NEI 2019
Moxie Freedom Generation Plant | 59906_G_GEN2 | 59906 | G | GEN2 | 91194 | Combined Cycle | PJM_WMAC | Pennsylvania | Luzerne | 490 | 2018 | 9999 | 2019 | 73.1824 | 3349099 | 0.04106 | NEI 2019
Greensville County Power Station | 59913_G_CT01 | 59913 | G | CT01 | 91099 | Combined Cycle | PJM_Dom | Virginia | Greensville | 324.4 | 2018 | 9999 | 2019 | 35.6506 | 9859878 | 0.02155 | NEI 2019
Greensville County Power Station | 59913_G_CT02 | 59913 | G | CT02 | 91100 | Combined Cycle | PJM_Dom | Virginia | Greensville | 324.4 | 2018 | 9999 |  |  |  | 0.02155 | NEI 2019
Greensville County Power Station | 59913_G_CT03 | 59913 | G | CT03 | 91101 | Combined Cycle | PJM_Dom | Virginia | Greensville | 324.4 | 2018 | 9999 |  |  |  | 0.02155 | NEI 2019
Greensville County Power Station | 59913_G_ST01 | 59913 | G | ST01 | 91099 | Combined Cycle | PJM_Dom | Virginia | Greensville | 611.8 | 2018 | 9999 |  |  |  | 0.02155 | NEI 2019
Alpine Power Plant | 59926_G_AI1 | 59926 | G | AI1 | 91051 | Combustion Turbine | MIS_LMI | Michigan | Otsego | 202.6 | 2016 | 9999 | 2019 | 1.7155 | 155982.5 | 0.022 | NEI 2019
Alpine Power Plant | 59926_G_AI2 | 59926 | G | AI2 | 91052 | Combustion Turbine | MIS_LMI | Michigan | Otsego | 202.6 | 2016 | 9999 | 2019 | 1.6265 | 155982.5 | 0.02086 | NEI 2019
FCPC Renewable Generation | 59931_G_GEN1 | 59931 | G | GEN1 |  | Non-Fossil Waste | MIS_WUMS | Wisconsin | Milwaukee | 1 | 2013 | 9999 |  |  |  | 0.70317 | Default Emission Factor
FCPC Renewable Generation | 59931_G_GEN2 | 59931 | G | GEN2 |  | Non-Fossil Waste | MIS_WUMS | Wisconsin | Milwaukee | 1 | 2013 | 9999 |  |  |  | 0.70317 | Default Emission Factor
Sky Global Power One | 59938_G_UNIT1 | 59938 | G | UNIT1 |  | Combustion Turbine | ERC_REST | Texas | Colorado | 8.3 | 2016 | 9999 | 2018 | 0.44373 | 7666.6667 | 0.11576 | Texas Emissions Inventory
Sky Global Power One | 59938_G_UNIT2 | 59938 | G | UNIT2 |  | Combustion Turbine | ERC_REST | Texas | Colorado | 8.3 | 2016 | 9999 | 2018 | 0.44373 | 7666.6667 | 0.11576 | Texas Emissions Inventory
Sky Global Power One | 59938_G_UNIT3 | 59938 | G | UNIT3 |  | Combustion Turbine | ERC_REST | Texas | Colorado | 8.3 | 2016 | 9999 | 2018 | 0.44373 | 7666.6667 | 0.11576 | Texas Emissions Inventory
Sky Global Power One | 59938_G_UNIT4 | 59938 | G | UNIT4 |  | Combustion Turbine | ERC_REST | Texas | Colorado | 8.3 | 2016 | 9999 | 2018 | 0.44373 | 7666.6667 | 0.11576 | Texas Emissions Inventory
Sky Global Power One | 59938_G_UNIT5 | 59938 | G | UNIT5 |  | Combustion Turbine | ERC_REST | Texas | Colorado | 8.3 | 2016 | 9999 | 2018 | 0.44373 | 7666.6667 | 0.11576 | Texas Emissions Inventory
Sky Global Power One | 59938_G_UNIT6 | 59938 | G | UNIT6 |  | Combustion Turbine | ERC_REST | Texas | Colorado | 8.3 | 2016 | 9999 | 2018 | 0.44373 | 7666.6667 | 0.11576 | Texas Emissions Inventory
Potrero Hills Energy Producers | 59952_G_1 | 59952 | G | 1 |  | Landfill Gas | WEC_CALN | California | Solano | 1.6 | 2016 | 9999 |  |  |  | 0.54258 | Default Emission Factor
Potrero Hills Energy Producers | 59952_G_2 | 59952 | G | 2 |  | Landfill Gas | WEC_CALN | California | Solano | 1.6 | 2016 | 9999 |  |  |  | 0.54258 | Default Emission Factor
Potrero Hills Energy Producers | 59952_G_3 | 59952 | G | 3 |  | Landfill Gas | WEC_CALN | California | Solano | 1.6 | 2016 | 9999 |  |  |  | 0.54258 | Default Emission Factor
Potrero Hills Energy Producers | 59952_G_4 | 59952 | G | 4 |  | Landfill Gas | WEC_CALN | California | Solano | 1.6 | 2016 | 9999 |  |  |  | 0.54258 | Default Emission Factor
Potrero Hills Energy Producers | 59952_G_5 | 59952 | G | 5 |  | Landfill Gas | WEC_CALN | California | Solano | 1.6 | 2016 | 9999 |  |  |  | 0.54258 | Default Emission Factor
Eight Flags Energy | 60025_G_01 | 60025 | G | 01 |  | Combustion Turbine | FRCC | Florida | Nassau | 21.3 | 2016 | 9999 | 2019 | 30.0955 | 180604 | 0.33328 | NEI 2019
Lorin Industries | 60102_G_1 | 60102 | G | 1 |  | Combustion Turbine | MIS_LMI | Michigan | Muskegon | 0.8 | 1990 | 9999 | 2018 | 0.017969 | 2285.115 | 0.01573 | Michigan Point Source Emission
Lorin Industries | 60102_G_2 | 60102 | G | 2 |  | Combustion Turbine | MIS_LMI | Michigan | Muskegon | 0.8 | 1990 | 9999 | 2018 | 0.017969 | 2285.115 | 0.01573 | Michigan Point Source Emission
Lorin Industries | 60102_G_3 | 60102 | G | 3 |  | Combustion Turbine | MIS_LMI | Michigan | Muskegon | 0.8 | 1990 | 9999 | 2018 | 0.017969 | 2285.115 | 0.01573 | Michigan Point Source Emission
Lorin Industries | 60102_G_4 | 60102 | G | 4 |  | Combustion Turbine | MIS_LMI | Michigan | Muskegon | 0.8 | 1990 | 9999 | 2018 | 0.017969 | 2285.115 | 0.01573 | Michigan Point Source Emission
Colorado Bend II | 60122_G_CT7 | 60122 | G | CT7 | 91195 | Combined Cycle | ERC_REST | Texas | Wharton | 313.2 | 2017 | 9999 | 2019 | 45.2682 | 1984589 | 0.03171 | NEI 2019
Colorado Bend II | 60122_G_CT8 | 60122 | G | CT8 | 91196 | Combined Cycle | ERC_REST | Texas | Wharton | 313.2 | 2017 | 9999 | 2019 | 51.514 | 2015525 | 0.03171 | NEI 2019
Colorado Bend II | 60122_G_STG9 | 60122 | G | STG9 | 91195 | Combined Cycle | ERC_REST | Texas | Wharton | 461.4 | 2017 | 9999 | 2019 | 0.0132 | 2104363 | 0.03171 | NEI 2019
Olive | 6013_G_O1 | 6013 | G | O1 | 2677 | O/G Steam | WEC_LADW | California | Los Angeles | 44 | 1959 | 9999 |  |  |  | 0.14445 | Default Emission Factor
Olive | 6013_G_O2 | 6013 | G | O2 | 2678 | O/G Steam | WEC_LADW | California | Los Angeles | 55 | 1964 | 9999 |  |  |  | 0.14445 | Default Emission Factor
Big Sand Draw Plant | 60130_G_1 | 60130 | G | 1 |  | Combustion Turbine | WECC_WY | Wyoming | Fremont | 1.4 | 2015 | 9999 |  |  |  | 0.92213 | Default Emission Factor
Big Sand Draw Plant | 60130_G_2 | 60130 | G | 2 |  | Combustion Turbine | WECC_WY | Wyoming | Fremont | 1.4 | 2015 | 9999 |  |  |  | 0.92213 | Default Emission Factor
Big Sand Draw Plant | 60130_G_4 | 60130 | G | 4 |  | Combustion Turbine | WECC_WY | Wyoming | Fremont | 1.4 | 2015 | 9999 |  |  |  | 0.92213 | Default Emission Factor
Big Sand Draw Plant | 60130_G_5 | 60130 | G | 5 |  | Combustion Turbine | WECC_WY | Wyoming | Fremont | 1.4 | 2015 | 9999 |  |  |  | 0.92213 | Default Emission Factor
Big Sand Draw Plant | 60130_G_6 | 60130 | G | 6 |  | Combustion Turbine | WECC_WY | Wyoming | Fremont | 1.4 | 2015 | 9999 |  |  |  | 0.92213 | Default Emission Factor
Glasgow LFGTE | 60137_G_1 | 60137 | G | 1 |  | Landfill Gas | PJM_West | Kentucky | Barren | 1 | 2015 | 9999 |  |  |  | 0.54258 | Default Emission Factor
ADS Renewable Energy-Wolf Creek LLC | 60184_G_GEN1 | 60184 | G | GEN1 |  | Landfill Gas | S_SOU | Georgia | Twiggs | 1.4 | 2011 | 9999 |  |  |  | 0.54258 | Default Emission Factor
ADS Renewable Energy-Wolf Creek LLC | 60184_G_GEN2 | 60184 | G | GEN2 |  | Landfill Gas | S_SOU | Georgia | Twiggs | 1.4 | 2011 | 9999 |  |  |  | 0.54258 | Default Emission Factor
Zero Waste Energy Development Co LLC | 60220_G_ZWED1 | 60220 | G | ZWED1 |  | Non-Fossil Waste | WEC_CALN | California | Santa Clara | 0.8 | 2015 | 9999 |  |  |  | 0.70317 | Default Emission Factor
Zero Waste Energy Development Co LLC | 60220_G_ZWED2 | 60220 | G | ZWED2 |  | Non-Fossil Waste | WEC_CALN | California | Santa Clara | 0.8 | 2015 | 9999 |  |  |  | 0.70317 | Default Emission Factor
Bristol Plant | 60222_G_A1 | 60222 | G | A1 |  | Landfill Gas | S_C_TVA | Virginia | Bristol City | 0.3 | 2016 | 9999 | 2018 | 0.21 | 485.2222 | 0.86558 | Virginia State Emissions
Bristol Plant | 60222_G_A2 | 60222 | G | A2 |  | Landfill Gas | S_C_TVA | Virginia | Bristol City | 0.3 | 2016 | 9999 | 2018 | 0.21 | 485.2222 | 0.86558 | Virginia State Emissions
Bristol Plant | 60222_G_A3 | 60222 | G | A3 |  | Landfill Gas | S_C_TVA | Virginia | Bristol City | 0.3 | 2016 | 9999 | 2018 | 0.21 | 485.2222 | 0.86558 | Virginia State Emissions
Bristol Plant | 60222_G_A4 | 60222 | G | A4 |  | Landfill Gas | S_C_TVA | Virginia | Bristol City | 0.3 | 2016 | 9999 | 2018 | 0.21 | 485.2222 | 0.86558 | Virginia State Emissions
Bristol Plant | 60222_G_A5 | 60222 | G | A5 |  | Landfill Gas | S_C_TVA | Virginia | Bristol City | 0.3 | 2016 | 9999 | 2018 | 0.21 | 485.2222 | 0.86558 | Virginia State Emissions
Bristol Plant | 60222_G_A6 | 60222 | G | A6 |  | Landfill Gas | S_C_TVA | Virginia | Bristol City | 0.3 | 2016 | 9999 | 2018 | 0.21 | 485.2222 | 0.86558 | Virginia State Emissions
Bristol Plant | 60222_G_C1 | 60222 | G | C1 |  | Landfill Gas | S_C_TVA | Virginia | Bristol City | 0.3 | 2015 | 9999 | 2018 | 0.21 | 485.2222 | 0.86558 | Virginia State Emissions
Bristol Plant | 60222_G_C2 | 60222 | G | C2 |  | Landfill Gas | S_C_TVA | Virginia | Bristol City | 0.3 | 2015 | 9999 | 2018 | 0.21 | 485.2222 | 0.86558 | Virginia State Emissions
Bristol Plant | 60222_G_C3 | 60222 | G | C3 |  | Landfill Gas | S_C_TVA | Virginia | Bristol City | 0.3 | 2015 | 9999 | 2018 | 0.21 | 485.2222 | 0.86558 | Virginia State Emissions
Bristol Plant | 60222_G_C4 | 60222 | G | C4 |  | Landfill Gas | S_C_TVA | Virginia | Bristol City | 0.3 | 2015 | 9999 | 2018 | 0.21 | 485.2222 | 0.86558 | Virginia State Emissions
Bristol Plant | 60222_G_C5 | 60222 | G | C5 |  | Landfill Gas | S_C_TVA | Virginia | Bristol City | 0.3 | 2015 | 9999 | 2018 | 0.21 | 485.2222 | 0.86558 | Virginia State Emissions
Bristol Plant | 60222_G_C6 | 60222 | G | C6 |  | Landfill Gas | S_C_TVA | Virginia | Bristol City | 0.3 | 2015 | 9999 | 2018 | 0.21 | 485.2222 | 0.86558 | Virginia State Emissions
Belle Haven Diesel Generation Facility | 60234_G_BDG10 | 60234 | G | BDG10 |  | Combustion Turbine | PJM_EMAC | Virginia | Accomack | 2 | 2002 | 9999 |  |  |  | 0.92213 | Default Emission Factor
Belle Haven Diesel Generation Facility | 60234_G_BDG9 | 60234 | G | BDG9 |  | Combustion Turbine | PJM_EMAC | Virginia | Accomack | 2 | 2002 | 9999 |  |  |  | 0.92213 | Default Emission Factor
Perdue Diesel Generation Facility | 60235_G_PDG5 | 60235 | G | PDG5 |  | Combustion Turbine | PJM_EMAC | Virginia | Accomack | 2 | 2002 | 9999 |  |  |  | 0.92213 | Default Emission Factor
Perdue Diesel Generation Facility | 60235_G_PDG6 | 60235 | G | PDG6 |  | Combustion Turbine | PJM_EMAC | Virginia | Accomack | 2 | 2002 | 9999 |  |  |  | 0.92213 | Default Emission Factor
Onancock Diesel Generation Facility | 60236_G_ODG7 | 60236 | G | ODG7 |  | Combustion Turbine | PJM_EMAC | Virginia | Accomack | 2 | 2002 | 9999 |  |  |  | 0.92213 | Default Emission Factor
Onancock Diesel Generation Facility | 60236_G_ODG8 | 60236 | G | ODG8 |  | Combustion Turbine | PJM_EMAC | Virginia | Accomack | 2 | 2002 | 9999 |  |  |  | 0.92213 | Default Emission Factor
Union Renewable Energy Facility | 60241_G_00611 | 60241 | G | 00611 |  | Landfill Gas | S_VACA | South Carolina | Union | 1.2 | 2015 | 9999 |  |  |  | 0.54258 | Default Emission Factor
Union Renewable Energy Facility | 60241_G_00677 | 60241 | G | 00677 |  | Landfill Gas | S_VACA | South Carolina | Union | 1.2 | 2015 | 9999 |  |  |  | 0.54258 | Default Emission Factor
Silicon Valley Clean Water | 60249_G_CGN | 60249 | G | CGN |  | Non-Fossil Waste | WEC_CALN | California | San Mateo | 1.2 | 2015 | 9999 |  |  |  | 0.70317 | Default Emission Factor
Owatonna Energy Station | 60254_G_UNIT1 | 60254 | G | UNIT1 |  | Combustion Turbine | MIS_MNWI | Minnesota | Steele | 9.7 | 2018 | 9999 |  |  |  | 0.92213 | Default Emission Factor
Owatonna Energy Station | 60254_G_UNIT2 | 60254 | G | UNIT2 |  | Combustion Turbine | MIS_MNWI | Minnesota | Steele | 9.7 | 2018 | 9999 |  |  |  | 0.92213 | Default Emission Factor
Owatonna Energy Station | 60254_G_UNIT3 | 60254 | G | UNIT3 |  | Combustion Turbine | MIS_MNWI | Minnesota | Steele | 9.7 | 2018 | 9999 | 2019 | 0.18362 | 7092.5 | 0.05178 | NEI 2019
Owatonna Energy Station | 60254_G_UNIT4 | 60254 | G | UNIT4 |  | Combustion Turbine | MIS_MNWI | Minnesota | Steele | 9.7 | 2018 | 9999 | 2019 | 0.1707 | 7092.5 | 0.04814 | NEI 2019
Durham AWTF | 60263_G_GEN1 | 60263 | G | GEN1 |  | Non-Fossil Waste | WECC_PNW | Oregon | Washington | 0.7 | 2015 | 9999 |  |  |  | 0.70317 | Default Emission Factor
Durham AWTF | 60263_G_GEN2 | 60263 | G | GEN2 |  | Non-Fossil Waste | WECC_PNW | Oregon | Washington | 0.8 | 2015 | 9999 |  |  |  | 0.70317 | Default Emission Factor
Bacliff | 60264_G_BCGT1 | 60264 | G | BCGT1 | 91269 | Combustion Turbine | ERC_REST | Texas | Galveston | 54 | 2018 | 9999 | 2019 | 0.96 | 26729.3333 | 0.07183 | NEI 2019
Bacliff | 60264_G_BCGT2 | 60264 | G | BCGT2 | 91270 | Combustion Turbine | ERC_REST | Texas | Galveston | 54 | 2018 | 9999 | 2019 | 0.8016 | 26729.3333 | 0.05998 | NEI 2019
Bacliff | 60264_G_BCGT3 | 60264 | G | BCGT3 | 91271 | Combustion Turbine | ERC_REST | Texas | Galveston | 54 | 2018 | 9999 | 2019 | 0.6 | 26729.3333 | 0.04489 | NEI 2019
Bacliff | 60264_G_BCGT4 | 60264 | G | BCGT4 | 91272 | Combustion Turbine | ERC_REST | Texas | Galveston | 54 | 2018 | 9999 | 2019 | 0.71 | 26729.3333 | 0.05313 | NEI 2019
Bacliff | 60264_G_BCGT5 | 60264 | G | BCGT5 | 91273 | Combustion Turbine | ERC_REST | Texas | Galveston | 54 | 2018 | 9999 | 2019 | 1.15 | 26729.3333 | 0.08605 | NEI 2019
Bacliff | 60264_G_BCGT6 | 60264 | G | BCGT6 | 91274 | Combustion Turbine | ERC_REST | Texas | Galveston | 54 | 2018 | 9999 | 2019 | 0.84 | 26729.3333 | 0.06285 | NEI 2019
West Groton CHP | 60276_G_G1 | 60276 | G | G1 |  | Combustion Turbine | NENGREST | Massachusetts | Middlesex | 3.8 | 2015 | 9999 |  |  |  | 0.12736 | Default Emission Factor
Keys Energy Center | 60302_G_10 | 60302 | G | 10 | 91141 | Combined Cycle | PJM_SMAC | Maryland | Prince Georges | 327 | 2018 | 9999 |  |  |  | 0.0252 | NEI 2019
Keys Energy Center | 60302_G_11 | 60302 | G | 11 | 91141 | Combined Cycle | PJM_SMAC | Maryland | Prince Georges | 214 | 2018 | 9999 | 2019 | 33.1564 | 1509825 | 0.0252 | NEI 2019
Keys Energy Center | 60302_G_12 | 60302 | G | 12 | 91142 | Combined Cycle | PJM_SMAC | Maryland | Prince Georges | 214 | 2018 | 9999 | 2019 | 25.5387 | 1452135 | 0.0252 | NEI 2019
Belle River | 6034_G_12-1 | 6034 | G | 12-1 | 2697 | Combustion Turbine | MIS_LMI | Michigan | St Clair | 75 | 1999 | 9999 | 2019 | 1.357 | 110930.0223 | 0.02447 | NEI 2019
Belle River | 6034_G_12-2 | 6034 | G | 12-2 | 2698 | Combustion Turbine | MIS_LMI | Michigan | St Clair | 75 | 1999 | 9999 | 2019 | 0.3783 | 110930.0223 | 0.00682 | NEI 2019
Belle River | 6034_G_13-1 | 6034 | G | 13-1 | 2699 | Combustion Turbine | MIS_LMI | Michigan | St Clair | 74 | 1999 | 9999 | 2019 | 1.8025 | 109450.9554 | 0.03294 | NEI 2019
Belle River | 6034_G_3 | 6034 | G | 3 |  | Combustion Turbine | MIS_LMI | Michigan | St Clair | 3 | 1981 | 9999 |  |  |  | 0.92213 | Default Emission Factor
Belle River | 6034_G_4 | 6034 | G | 4 |  | Combustion Turbine | MIS_LMI | Michigan | St Clair | 3 | 1981 | 9999 |  |  |  | 0.92213 | Default Emission Factor
Belle River | 6034_G_5 | 6034 | G | 5 |  | Combustion Turbine | MIS_LMI | Michigan | St Clair | 3 | 1981 | 9999 |  |  |  | 0.92213 | Default Emission Factor
Belle River | 6034_G_IC1 | 6034 | G | IC1 |  | Combustion Turbine | MIS_LMI | Michigan | St Clair | 2 | 1981 | 9999 |  |  |  | 0.92213 | Default Emission Factor
Belle River | 6034_G_IC2 | 6034 | G | IC2 |  | Combustion Turbine | MIS_LMI | Michigan | St Clair | 3 | 1981 | 9999 |  |  |  | 0.92213 | Default Emission Factor
Okeechobee Clean Energy Center | 60345_G_1A | 60345 | G | 1A | 91288 | Combined Cycle | FRCC | Florida | Okeechobee | 376.6 | 2019 | 9999 | 2019 | 29.6392 | 1802848 | 0.02269 | NEI 2019
Okeechobee Clean Energy Center | 60345_G_1B | 60345 | G | 1B | 91287 | Combined Cycle | FRCC | Florida | Okeechobee | 376.6 | 2019 | 9999 | 2019 | 24.4947 | 1887781 | 0.02269 | NEI 2019
Okeechobee Clean Energy Center | 60345_G_1C | 60345 | G | 1C | 91289 | Combined Cycle | FRCC | Florida | Okeechobee | 376.6 | 2019 | 9999 | 2019 | 26.1955 | 1205614 | 0.02269 | NEI 2019
Okeechobee Clean Energy Center | 60345_G_1ST | 60345 | G | 1ST | 91288 | Combined Cycle | FRCC | Florida | Okeechobee | 593.3 | 2019 | 9999 |  |  |  | 0.02269 | NEI 2019
Hill AFB LFG Facility, Bldg #737 | 60349_G_LFGG1 | 60349 | G | LFGG1 |  | Landfill Gas | WECC_UT | Utah | Davis | 0.6 | 2005 | 9999 |  |  |  | 0.54258 | Default Emission Factor
Hill AFB LFG Facility, Bldg #737 | 60349_G_LFGG2 | 60349 | G | LFGG2 |  | Landfill Gas | WECC_UT | Utah | Davis | 0.7 | 2005 | 9999 |  |  |  | 0.54258 | Default Emission Factor
Hill AFB LFG Facility, Bldg #737 | 60349_G_LFGG3 | 60349 | G | LFGG3 |  | Landfill Gas | WECC_UT | Utah | Davis | 0.9 | 2008 | 9999 |  |  |  | 0.54258 | Default Emission Factor
Greenwood (MI) | 6035_G_11-1 | 6035 | G | 11-1 | 2701 | Combustion Turbine | MIS_LMI | Michigan | St Clair | 75 | 1999 | 9999 | 2019 | 0.521 | 28998.5491 | 0.03593 | NEI 2019
Greenwood (MI) | 6035_G_11-2 | 6035 | G | 11-2 | 2702 | Combustion Turbine | MIS_LMI | Michigan | St Clair | 75 | 1999 | 9999 | 2019 | 0.687 | 28998.5491 | 0.04738 | NEI 2019
Greenwood (MI) | 6035_G_11-3 | 6035 | G | 11-3 | 2703 | Combustion Turbine | MIS_LMI | Michigan | St Clair | 74 | 1999 | 9999 | 2019 | 0.2291 | 28611.9018 | 0.01601 | NEI 2019
South Field Energy | 60356_G_SFECC | 60356 | G | SFECC |  | Combined Cycle | PJM_ATSI | Ohio | Columbiana | 1060 | 2021 | 9999 |  |  |  | 0.02842 | Default Emission Factor
Lackawanna Energy Center | 60357_G_GEN1 | 60357 | G | GEN1 | 91210 | Combined Cycle | PJM_WMAC | Pennsylvania | Lackawanna | 465 | 2018 | 9999 | 2019 | 23.6 | 3577535 | 0.01319 | NEI 2019
Lackawanna Energy Center | 60357_G_GEN2 | 60357 | G | GEN2 | 91211 | Combined Cycle | PJM_WMAC | Pennsylvania | Lackawanna | 465 | 2018 | 9999 | 2019 | 31.3 | 3450424 | 0.01814 | NEI 2019
Lackawanna Energy Center | 60357_G_GEN3 | 60357 | G | GEN3 | 91212 | Combined Cycle | PJM_WMAC | Pennsylvania | Lackawanna | 465 | 2018 | 9999 | 2019 | 25.1 | 3135109 | 0.01601 | NEI 2019
White Street Renewables | 60364_G_WSLFG | 60364 | G | WSLFG |  | Landfill Gas | S_VACA | North Carolina | Guilford | 1.6 | 2019 | 9999 |  |  |  | 0.58569 | Default Emission Factor
Panda Hummel Station LLC | 60368_G_CTG1 | 60368 | G | CTG1 | 91106 | Combined Cycle | PJM_WMAC | Pennsylvania | Snyder | 226.3 | 2018 | 9999 | 2019 | 26.1039 | 1398187 | 0.02889 | NEI 2019
Panda Hummel Station LLC | 60368_G_CTG2 | 60368 | G | CTG2 | 91107 | Combined Cycle | PJM_WMAC | Pennsylvania | Snyder | 226.3 | 2018 | 9999 | 2019 | 32.1312 | 1231635 | 0.02889 | NEI 2019
Panda Hummel Station LLC | 60368_G_CTG3 | 60368 | G | CTG3 | 91111 | Combined Cycle | PJM_WMAC | Pennsylvania | Snyder | 226.3 | 2018 | 9999 | 2019 | 23.0118 | 1029926 | 0.02889 | NEI 2019
Panda Hummel Station LLC | 60368_G_STG | 60368 | G | STG | 91106 | Combined Cycle | PJM_WMAC | Pennsylvania | Snyder | 417.6 | 2018 | 9999 |  |  |  | 0.02889 | NEI 2019
Clean Energy Future-Lordstown, LLC | 60376_G_CTG1 | 60376 | G | CTG1 | 91109 | Combined Cycle | PJM_ATSI | Ohio | Trumbull | 263 | 2018 | 9999 | 2019 | 38.1 | 1965110 | 0.03485 | NEI 2019
Clean Energy Future-Lordstown, LLC | 60376_G_CTG2 | 60376 | G | CTG2 | 91110 | Combined Cycle | PJM_ATSI | Ohio | Trumbull | 263 | 2018 | 9999 | 2019 | 66.24 | 1932385 | 0.03485 | NEI 2019
Clean Energy Future-Lordstown, LLC | 60376_G_STG1 | 60376 | G | STG1 | 91109 | Combined Cycle | PJM_ATSI | Ohio | Trumbull | 324 | 2018 | 9999 |  |  |  | 0.03485 | NEI 2019
Morgantown | 60388_G_GEMT | 60388 | G | GEMT |  | Landfill Gas | PJM_WMAC | Pennsylvania | Berks | 1.6 | 2016 | 9999 |  |  |  | 0.54258 | Default Emission Factor
Manatee | 6042_G_3 | 6042 | G | 3 | 88110 | Combined Cycle | FRCC | Florida | Manatee | 453 | 2005 | 9999 |  |  |  | 0.04405 | NEI 2019
Manatee | 6042_G_A | 6042 | G | A | 88110 | Combined Cycle | FRCC | Florida | Manatee | 199 | 2005 | 9999 | 2019 | 44.595 | 3821139 | 0.04405 | NEI 2019
Manatee | 6042_G_B | 6042 | G | B | 88111 | Combined Cycle | FRCC | Florida | Manatee | 199 | 2005 | 9999 | 2019 | 42.1006 | 1224148 | 0.04405 | NEI 2019
Manatee | 6042_G_C | 6042 | G | C | 88112 | Combined Cycle | FRCC | Florida | Manatee | 199 | 2005 | 9999 | 2019 | 43.6142 | 1282167 | 0.04405 | NEI 2019
Manatee | 6042_G_D | 6042 | G | D | 88113 | Combined Cycle | FRCC | Florida | Manatee | 173.5 | 2005 | 9999 | 2019 | 43.0878 | 1545618 | 0.04405 | NEI 2019
Veyo Heat Recovery Project | 60421_G_WHR1 | 60421 | G | WHR1 |  | Non-Fossil Waste | WECC_UT | Utah | Washington | 8.4 | 2016 | 9999 |  |  |  | 0.70317 | Default Emission Factor
Martin | 6043_G_3GT1 | 6043 | G | 3GT1 | 2710 | Combined Cycle | FRCC | Florida | Martin | 165 | 1994 | 9999 | 2019 | 22.0202 | 1330520 | 0.0489 | NEI 2019
Martin | 6043_G_3GT2 | 6043 | G | 3GT2 | 2711 | Combined Cycle | FRCC | Florida | Martin | 165 | 1994 | 9999 | 2019 | 29.36 | 770915 | 0.0489 | NEI 2019
Martin | 6043_G_3ST | 6043 | G | 3ST | 2710 | Combined Cycle | FRCC | Florida | Martin | 157 | 1994 | 9999 |  |  |  | 0.0489 | NEI 2019
Martin | 6043_G_4GT1 | 6043 | G | 4GT1 | 2712 | Combined Cycle | FRCC | Florida | Martin | 165 | 1994 | 9999 | 2019 | 23.2634 | 1405698 | 0.04812 | NEI 2019
Martin | 6043_G_4GT2 | 6043 | G | 4GT2 | 2713 | Combined Cycle | FRCC | Florida | Martin | 165 | 1994 | 9999 | 2019 | 29.0028 | 766766 | 0.04812 | NEI 2019
Martin | 6043_G_4ST | 6043 | G | 4ST | 2712 | Combined Cycle | FRCC | Florida | Martin | 157 | 1994 | 9999 |  |  |  | 0.04812 | NEI 2019
Martin | 6043_G_8 | 6043 | G | 8 | 2716 | Combined Cycle | FRCC | Florida | Martin | 447.8 | 2005 | 9999 |  |  |  | 0.04501 | NEI 2019
Martin | 6043_G_8A | 6043 | G | 8A | 2716 | Combined Cycle | FRCC | Florida | Martin | 196.8 | 2001 | 9999 | 2019 | 40.7157 | 3790930 | 0.04501 | NEI 2019
Martin | 6043_G_8B | 6043 | G | 8B | 2717 | Combined Cycle | FRCC | Florida | Martin | 196.8 | 2001 | 9999 | 2019 | 40.686 | 1158691 | 0.04501 | NEI 2019
Martin | 6043_G_8C | 6043 | G | 8C | 88114 | Combined Cycle | FRCC | Florida | Martin | 196.8 | 2005 | 9999 | 2019 | 43.4182 | 1250411 | 0.04501 | NEI 2019
Martin | 6043_G_8D | 6043 | G | 8D | 88115 | Combined Cycle | FRCC | Florida | Martin | 196.8 | 2005 | 9999 | 2019 | 42.6992 | 1242898 | 0.04501 | NEI 2019
Athens Energy | 60457_G_1 | 60457 | G | 1 |  | Biomass | NENG_ME | Maine | Somerset | 7.1 | 2016 | 9999 |  |  |  | 0.58208 | Default Emission Factor
Port Comfort Power LLC | 60459_G_PC1 | 60459 | G | PC1 | 91150 | Combustion Turbine | ERC_REST | Texas | Calhoun | 45 | 2017 | 9999 | 2019 | 0.32 | 28264 | 0.02264 | NEI 2019
Port Comfort Power LLC | 60459_G_PC2 | 60459 | G | PC2 | 91151 | Combustion Turbine | ERC_REST | Texas | Calhoun | 45 | 2017 | 9999 | 2019 | 0.24 | 28264 | 0.01698 | NEI 2019
DeBary | 6046_G_10 | 6046 | G | 10 | 2718 | Combustion Turbine | FRCC | Florida | Volusia | 75 | 1992 | 9999 | 2019 | 0.16795 | 18104.6797 | 0.01855 | NEI 2019
DeBary | 6046_G_2 | 6046 | G | 2 |  | Combustion Turbine | FRCC | Florida | Volusia | 48 | 1976 | 9999 | 2019 | 0.16995 | 11586.995 | 0.02934 | NEI 2019
DeBary | 6046_G_3 | 6046 | G | 3 |  | Combustion Turbine | FRCC | Florida | Volusia | 50 | 1975 | 9999 | 2019 | 0.10287 | 12069.7865 | 0.01705 | NEI 2019
DeBary | 6046_G_4 | 6046 | G | 4 |  | Combustion Turbine | FRCC | Florida | Volusia | 50 | 1976 | 9999 | 2019 | 0.091709 | 12069.7865 | 0.0152 | NEI 2019
DeBary | 6046_G_5 | 6046 | G | 5 |  | Combustion Turbine | FRCC | Florida | Volusia | 50 | 1975 | 9999 | 2019 | 0.042672 | 12069.7865 | 0.00707 | NEI 2019
DeBary | 6046_G_6 | 6046 | G | 6 |  | Combustion Turbine | FRCC | Florida | Volusia | 51 | 1976 | 9999 | 2019 | 0.10643 | 12311.1822 | 0.01729 | NEI 2019
DeBary | 6046_G_7 | 6046 | G | 7 | 2719 | Combustion Turbine | FRCC | Florida | Volusia | 79 | 1992 | 9999 | 2019 | 1.7441 | 19070.2626 | 0.18291 | NEI 2019
DeBary | 6046_G_8 | 6046 | G | 8 | 2720 | Combustion Turbine | FRCC | Florida | Volusia | 78 | 1992 | 9999 | 2019 | 1.8617 | 18828.8669 | 0.19775 | NEI 2019
DeBary | 6046_G_9 | 6046 | G | 9 | 2721 | Combustion Turbine | FRCC | Florida | Volusia | 80 | 1992 | 9999 | 2019 | 2.1981 | 19311.6583 | 0.22765 | NEI 2019
Chamon Power LLC | 60460_G_CH1 | 60460 | G | CH1 | 91152 | Combustion Turbine | ERC_REST | Texas | Harris | 45 | 2017 | 9999 | 2019 | 0.33 | 30802 | 0.02143 | NEI 2019
Chamon Power LLC | 60460_G_CH2 | 60460 | G | CH2 | 91153 | Combustion Turbine | ERC_REST | Texas | Harris | 45 | 2017 | 9999 | 2019 | 0.31 | 30802 | 0.02013 | NEI 2019
Tenaska Westmoreland Generating Station | 60464_G_CTG1 | 60464 | G | CTG1 | 91139 | Combined Cycle | PJM_PENE | Pennsylvania | Westmoreland | 286.6 | 2018 | 9999 | 2019 | 11.4 | 1654814 | 0.01217 | NEI 2019
Tenaska Westmoreland Generating Station | 60464_G_CTG2 | 60464 | G | CTG2 | 91140 | Combined Cycle | PJM_PENE | Pennsylvania | Westmoreland | 286.6 | 2018 | 9999 | 2019 | 20 | 1848104 | 0.01217 | NEI 2019
Tenaska Westmoreland Generating Station | 60464_G_STG1 | 60464 | G | STG1 | 91139 | Combined Cycle | PJM_PENE | Pennsylvania | Westmoreland | 370.8 | 2018 | 9999 |  |  |  | 0.01217 | NEI 2019
Friendswood Energy | 60468_G_GT-1 | 60468 | G | GT-1 | 91283 | Combustion Turbine | ERC_REST | Texas | Harris | 117 | 2018 | 9999 | 2019 | 3 | 70635 | 0.08494 | NEI 2019
West Tisbury Generating Facility | 6049_G_UN1 | 6049 | G | UN1 |  | Combustion Turbine | NENGREST | Massachusetts | Dukes | 2.8 | 1975 | 9999 | 2019 | 0.024523 | 293 | 0.1674 | NEI 2019
West Tisbury Generating Facility | 6049_G_UN2 | 6049 | G | UN2 |  | Combustion Turbine | NENGREST | Massachusetts | Dukes | 2.8 | 1975 | 9999 | 2019 | 0.3429 | 293 | 2.3406 | NEI 2019
Wansley | 6052_G_5A | 6052 | G | 5A | 90257 | Combustion Turbine | S_SOU | Georgia | Heard | 49 | 1980 | 9999 |  |  |  | 0.12736 | Default Emission Factor
UA Central Utility Plant | 60536_G_TRBN1 | 60536 | G | TRBN1 |  | Combustion Turbine | SPP_WEST | Arkansas | Washington | 5.2 | 2016 | 9999 |  |  |  | 0.12736 | Default Emission Factor
Marquette Energy Center | 60559_G_MEC1 | 60559 | G | MEC1 |  | Combustion Turbine | MIS_WUMS | Michigan | Marquette | 16.7 | 2017 | 9999 | 2019 | 24.3241 | 143873.999 | 0.33813 | NEI 2019
Marquette Energy Center | 60559_G_MEC2 | 60559 | G | MEC2 |  | Combustion Turbine | MIS_WUMS | Michigan | Marquette | 16.7 | 2017 | 9999 |  |  |  | 0.33813 | NEI 2019
Marquette Energy Center | 60559_G_MEC3 | 60559 | G | MEC3 |  | Combustion Turbine | MIS_WUMS | Michigan | Marquette | 16.7 | 2017 | 9999 |  |  |  | 0.33813 | NEI 2019
Westside Energy Station | 60564_G_WES1 | 60564 | G | WES1 |  | Combustion Turbine | MIS_MNWI | Minnesota | Olmsted | 9.3 | 2018 | 9999 |  |  |  | 0.92213 | Default Emission Factor
Westside Energy Station | 60564_G_WES2 | 60564 | G | WES2 |  | Combustion Turbine | MIS_MNWI | Minnesota | Olmsted | 9.3 | 2018 | 9999 |  |  |  | 0.92213 | Default Emission Factor
Westside Energy Station | 60564_G_WES3 | 60564 | G | WES3 |  | Combustion Turbine | MIS_MNWI | Minnesota | Olmsted | 9.3 | 2018 | 9999 |  |  |  | 0.92213 | Default Emission Factor
Westside Energy Station | 60564_G_WES4 | 60564 | G | WES4 |  | Combustion Turbine | MIS_MNWI | Minnesota | Olmsted | 9.3 | 2018 | 9999 |  |  |  | 0.92213 | Default Emission Factor
Westside Energy Station | 60564_G_WES5 | 60564 | G | WES5 |  | Combustion Turbine | MIS_MNWI | Minnesota | Olmsted | 9.3 | 2018 | 9999 |  |  |  | 0.92213 | Default Emission Factor
North City Cogeneration Facility | 60571_G_NCEP | 60571 | G | NCEP |  | Landfill Gas | WEC_SDGE | California | San Diego | 1.4 | 2013 | 9999 |  |  |  | 0.54258 | Default Emission Factor
Cascade Creek | 6058_G_1 | 6058 | G | 1 | 90209 | Combustion Turbine | MIS_MNWI | Minnesota | Olmsted | 27.9 | 1975 | 9999 |  |  |  | 0.12736 | Default Emission Factor
Cascade Creek | 6058_G_2 | 6058 | G | 2 | 2727 | Combustion Turbine | MIS_MNWI | Minnesota | Olmsted | 49.5 | 2002 | 9999 |  |  |  | 0.12736 | Default Emission Factor
CPV Fairview Energy Center | 60589_G_GEN1 | 60589 | G | GEN1 | 91312 | Combined Cycle | PJM_PENE | Pennsylvania | Cambria | 342 | 2020 | 9999 |  |  |  | 0.02842 | Default Emission Factor
CPV Fairview Energy Center | 60589_G_GEN2 | 60589 | G | GEN2 | 91311 | Combined Cycle | PJM_PENE | Pennsylvania | Cambria | 342 | 2020 | 9999 |  |  |  | 0.02842 | Default Emission Factor
CPV Fairview Energy Center | 60589_G_GEN3 | 60589 | G | GEN3 | 91312 | Combined Cycle | PJM_PENE | Pennsylvania | Cambria | 416 | 2020 | 9999 |  |  |  | 0.02842 | Default Emission Factor
Coachella | 6060_G_1 | 6060 | G | 1 |  | Combustion Turbine | WECC_IID | California | Riverside | 20.1 | 1973 | 9999 |  |  |  | 0.12736 | Default Emission Factor
Coachella | 6060_G_2 | 6060 | G | 2 |  | Combustion Turbine | WECC_IID | California | Riverside | 20 | 1973 | 9999 |  |  |  | 0.12736 | Default Emission Factor
Coachella | 6060_G_3 | 6060 | G | 3 |  | Combustion Turbine | WECC_IID | California | Riverside | 20.7 | 1974 | 9999 | 2017 | 0.044012 | 525.6176 | 0.16747 | NEI 2019
Coachella | 6060_G_4 | 6060 | G | 4 |  | Combustion Turbine | WECC_IID | California | Riverside | 20.8 | 1976 | 9999 |  |  |  | 0.12736 | Default Emission Factor
St. Mary Clean Energy Center | 60610_G_1 | 60610 | G | 1 |  | Non-Fossil Waste | MIS_LA | Louisiana | St Mary | 47.9 | 2019 | 9999 |  |  |  | 0.32253 | Default Emission Factor
Electrifarm | 6063_G_1 | 6063 | G | 1 | 90086 | Combustion Turbine | MIS_MIDA | Iowa | Black Hawk | 56.4 | 1975 | 9999 | 2019 | 0.041587 | 303.9895 | 0.27361 | NEI 2019
Electrifarm | 6063_G_2 | 6063 | G | 2 | 90087 | Combustion Turbine | MIS_MIDA | Iowa | Black Hawk | 65.6 | 1978 | 9999 | 2019 | 0.12604 | 353.5764 | 0.71294 | NEI 2019
Electrifarm | 6063_G_3 | 6063 | G | 3 | 90088 | Combustion Turbine | MIS_MIDA | Iowa | Black Hawk | 67.8 | 1978 | 9999 | 2019 | 0.073083 | 365.4341 | 0.39998 | NEI 2019
Nearman Creek | 6064_G_CT4 | 6064 | G | CT4 | 89528 | Combustion Turbine | SPP_N | Kansas | Wyandotte | 76 | 2006 | 9999 | 2019 | 0.58979 | 8892 | 0.13266 | NEI 2019
Shakopee Energy Park | 60647_G_SQA01 | 60647 | G | SQA01 |  | Combustion Turbine | MIS_MNWI | Minnesota | Scott | 9.3 | 2017 | 9999 |  |  |  | 0.92213 | Default Emission Factor
Shakopee Energy Park | 60647_G_SQA02 | 60647 | G | SQA02 |  | Combustion Turbine | MIS_MNWI | Minnesota | Scott | 9.3 | 2017 | 9999 |  |  |  | 0.92213 | Default Emission Factor
Shakopee Energy Park | 60647_G_SQA03 | 60647 | G | SQA03 |  | Combustion Turbine | MIS_MNWI | Minnesota | Scott | 9.3 | 2017 | 9999 |  |  |  | 0.92213 | Default Emission Factor
Shakopee Energy Park | 60647_G_SQA04 | 60647 | G | SQA04 |  | Combustion Turbine | MIS_MNWI | Minnesota | Scott | 9.3 | 2017 | 9999 |  |  |  | 0.92213 | Default Emission Factor
Shakopee Energy Park | 60647_G_SQA05 | 60647 | G | SQA05 |  | Combustion Turbine | MIS_MNWI | Minnesota | Scott | 9.3 | 2017 | 9999 |  |  |  | 0.92213 | Default Emission Factor
Four Peaks Camino Real | 60696_G_1 | 60696 | G | 1 |  | Landfill Gas | WECC_NM | New Mexico | Dona Ana | 1.6 | 2008 | 9999 |  |  |  | 0.54258 | Default Emission Factor
Four Peaks Camino Real | 60696_G_2 | 60696 | G | 2 |  | Landfill Gas | WECC_NM | New Mexico | Dona Ana | 1.6 | 2008 | 9999 |  |  |  | 0.54258 | Default Emission Factor
Stanton Energy Reliability Center | 60698_G_GT1 | 60698 | G | GT1 |  | Combustion Turbine | WECC_SCE | California | Orange | 45.9 | 2020 | 9999 |  |  |  | 0.06536 | Default Emission Factor
Stanton Energy Reliability Center | 60698_G_GT2 | 60698 | G | GT2 |  | Combustion Turbine | WECC_SCE | California | Orange | 45.9 | 2020 | 9999 |  |  |  | 0.06536 | Default Emission Factor
Fredonia | 607_G_1 | 607 | G | 1 |  | Combustion Turbine | WECC_PNW | Washington | Skagit | 93 | 1984 | 9999 | 2019 | 2.6 | 65041.876 | 0.07995 | NEI 2019
Fredonia | 607_G_2 | 607 | G | 2 |  | Combustion Turbine | WECC_PNW | Washington | Skagit | 93 | 1984 | 9999 | 2019 | 5.9 | 65041.876 | 0.18142 | NEI 2019
Fredonia | 607_G_3 | 607 | G | 3 | 9183 | Combustion Turbine | WECC_PNW | Washington | Skagit | 47 | 2001 | 9999 | 2019 | 0.3 | 32870.6255 | 0.01825 | NEI 2019
Fredonia | 607_G_4 | 607 | G | 4 | 9184 | Combustion Turbine | WECC_PNW | Washington | Skagit | 47 | 2001 | 9999 | 2019 | 1.1 | 32870.6255 | 0.06693 | NEI 2019
JED Solid Waste Mgmt Renewable Energy | 60701_G_00603 | 60701 | G | 00603 |  | Landfill Gas | FRCC | Florida | Osceola | 1.4 | 2017 | 9999 |  |  |  | 0.54258 | Default Emission Factor
JED Solid Waste Mgmt Renewable Energy | 60701_G_00696 | 60701 | G | 00696 |  | Landfill Gas | FRCC | Florida | Osceola | 1.4 | 2017 | 9999 |  |  |  | 0.54258 | Default Emission Factor
JED Solid Waste Mgmt Renewable Energy | 60701_G_00697 | 60701 | G | 00697 |  | Landfill Gas | FRCC | Florida | Osceola | 1.4 | 2017 | 9999 |  |  |  | 0.54258 | Default Emission Factor
JED Solid Waste Mgmt Renewable Energy | 60701_G_00698 | 60701 | G | 00698 |  | Landfill Gas | FRCC | Florida | Osceola | 1.4 | 2017 | 9999 |  |  |  | 0.54258 | Default Emission Factor
JED Solid Waste Mgmt Renewable Energy | 60701_G_00699 | 60701 | G | 00699 |  | Landfill Gas | FRCC | Florida | Osceola | 1.4 | 2017 | 9999 |  |  |  | 0.54258 | Default Emission Factor
JED Solid Waste Mgmt Renewable Energy | 60701_G_00700 | 60701 | G | 00700 |  | Landfill Gas | FRCC | Florida | Osceola | 1.4 | 2017 | 9999 |  |  |  | 0.54258 | Default Emission Factor
Green City Recovery, LLC | 60703_G_1 | 60703 | G | 1 |  | Landfill Gas | S_C_KY | Kentucky | Scott | 1 | 2016 | 9999 |  |  |  | 0.54258 | Default Emission Factor
Green City Recovery, LLC | 60703_G_2 | 60703 | G | 2 |  | Landfill Gas | S_C_KY | Kentucky | Scott | 1 | 2019 | 9999 |  |  |  | 0.58569 | Default Emission Factor
Trimble County | 6071_G_10 | 6071 | G | 10 | 2738 | Combustion Turbine | S_C_KY | Kentucky | Trimble | 159 | 2004 | 9999 | 2019 | 2.3547 | 146651.6667 | 0.03211 | NEI 2019
Trimble County | 6071_G_5 | 6071 | G | 5 | 2739 | Combustion Turbine | S_C_KY | Kentucky | Trimble | 159 | 2002 | 9999 | 2019 | 8.9681 | 146651.6667 | 0.1223 | NEI 2019
Trimble County | 6071_G_6 | 6071 | G | 6 | 2740 | Combustion Turbine | S_C_KY | Kentucky | Trimble | 159 | 2002 | 9999 | 2019 | 2.9817 | 146651.6667 | 0.04066 | NEI 2019
Trimble County | 6071_G_7 | 6071 | G | 7 | 2741 | Combustion Turbine | S_C_KY | Kentucky | Trimble | 159 | 2004 | 9999 | 2019 | 5.204 | 146651.6667 | 0.07097 | NEI 2019
Trimble County | 6071_G_8 | 6071 | G | 8 | 2742 | Combustion Turbine | S_C_KY | Kentucky | Trimble | 159 | 2004 | 9999 | 2019 | 2.3102 | 146651.6667 | 0.03151 | NEI 2019
Trimble County | 6071_G_9 | 6071 | G | 9 | 2743 | Combustion Turbine | S_C_KY | Kentucky | Trimble | 159 | 2004 | 9999 | 2019 | 4.6108 | 146651.6667 | 0.06288 | NEI 2019
Green Cow Power | 60721_G_ENG1 | 60721 | G | ENG1 |  | Non-Fossil Waste | MIS_INKY | Indiana | Elkhart | 1 | 2015 | 9999 |  |  |  | 0.70317 | Default Emission Factor
Green Cow Power | 60721_G_ENG2 | 60721 | G | ENG2 |  | Non-Fossil Waste | MIS_INKY | Indiana | Elkhart | 1 | 2015 | 9999 |  |  |  | 0.70317 | Default Emission Factor
Green Cow Power | 60721_G_ENG3 | 60721 | G | ENG3 |  | Non-Fossil Waste | MIS_INKY | Indiana | Elkhart | 1 | 2015 | 9999 |  |  |  | 0.70317 | Default Emission Factor
Victor J Daniel Jr | 6073_G_3 | 6073 | G | 3 | 2746 | Combined Cycle | S_SOU | Mississippi | Jackson | 177.2 | 2001 | 9999 | 2019 | 26.39 | 2866607 | 0.02503 | NEI 2019
Victor J Daniel Jr | 6073_G_3CT | 6073 | G | 3CT | 2747 | Combined Cycle | S_SOU | Mississippi | Jackson | 177.2 | 2001 | 9999 | 2019 | 26.4264 | 1353882 | 0.02503 | NEI 2019
Victor J Daniel Jr | 6073_G_3ST | 6073 | G | 3ST | 2746 | Combined Cycle | S_SOU | Mississippi | Jackson | 186.5 | 2001 | 9999 |  |  |  | 0.02503 | NEI 2019
Victor J Daniel Jr | 6073_G_4 | 6073 | G | 4 | 2748 | Combined Cycle | S_SOU | Mississippi | Jackson | 176.9 | 2001 | 9999 | 2019 | 26.1534 | 2811011 | 0.02931 | NEI 2019
Victor J Daniel Jr | 6073_G_4CT | 6073 | G | 4CT | 2749 | Combined Cycle | S_SOU | Mississippi | Jackson | 176.9 | 2001 | 9999 | 2019 | 33.5244 | 1260835 | 0.02931 | NEI 2019
Victor J Daniel Jr | 6073_G_4ST | 6073 | G | 4ST | 2748 | Combined Cycle | S_SOU | Mississippi | Jackson | 186.2 | 2001 | 9999 |  |  |  | 0.02931 | NEI 2019
Greenwood (MO) | 6074_G_3 | 6074 | G | 3 | 90009 | Combustion Turbine | SPP_N | Missouri | Jackson | 62.9 | 1977 | 2025 | 2019 | 0.3855 | 3597.3292 | 0.21433 | NEI 2019
Greenwood (MO) | 6074_G_4 | 6074 | G | 4 | 90010 | Combustion Turbine | SPP_N | Missouri | Jackson | 58.3 | 1979 | 9999 | 2019 | 0.3413 | 3334.2495 | 0.20472 | NEI 2019
Argonne National Laboratory CHP | 60742_G_CHP | 60742 | G | CHP |  | Combustion Turbine | PJM_COMD | Illinois | DuPage | 4.7 | 2016 | 2045 |  |  |  | 0.12736 | Default Emission Factor
Osawatomie Power Plant South Sub | 60750_G_CAT4 | 60750 | G | CAT4 |  | Combustion Turbine | SPP_N | Kansas | Miami | 2 | 2017 | 9999 |  |  |  | 0.92213 | Default Emission Factor
Osawatomie Power Plant South Sub | 60750_G_CAT5 | 60750 | G | CAT5 |  | Combustion Turbine | SPP_N | Kansas | Miami | 2 | 2017 | 9999 |  |  |  | 0.92213 | Default Emission Factor
Osawatomie Power Plant South Sub | 60750_G_CAT6 | 60750 | G | CAT6 |  | Combustion Turbine | SPP_N | Kansas | Miami | 2 | 2017 | 9999 |  |  |  | 0.92213 | Default Emission Factor
Osawatomie Power Plant North Sub | 60751_G_CAT1 | 60751 | G | CAT1 |  | Combustion Turbine | SPP_N | Kansas | Miami | 2 | 2018 | 9999 |  |  |  | 0.92213 | Default Emission Factor
Osawatomie Power Plant North Sub | 60751_G_CAT2 | 60751 | G | CAT2 |  | Combustion Turbine | SPP_N | Kansas | Miami | 2 | 2018 | 9999 |  |  |  | 0.92213 | Default Emission Factor
Osawatomie Power Plant North Sub | 60751_G_CAT3 | 60751 | G | CAT3 |  | Combustion Turbine | SPP_N | Kansas | Miami | 2 | 2018 | 9999 |  |  |  | 0.92213 | Default Emission Factor
Gila River Power Block 2 | 60768_G_CTG3 | 60768 | G | CTG3 |  | Combined Cycle | WECC_AZ | Arizona | Maricopa | 146 | 2003 | 9999 | 2019 | 13.9726 | 1939260 | 0.01934 | NEI 2019
Gila River Power Block 2 | 60768_G_CTG4 | 60768 | G | CTG4 |  | Combined Cycle | WECC_AZ | Arizona | Maricopa | 146 | 2003 | 9999 | 2019 | 13.4885 | 900772 | 0.01934 | NEI 2019
Gila River Power Block 2 | 60768_G_ST10 | 60768 | G | ST10 |  | Combined Cycle | WECC_AZ | Arizona | Maricopa | 223 | 2003 | 9999 |  |  |  | 0.01934 | NEI 2019
CC Landfill Energy, LLC | 60792_G_GT1 | 60792 | G | GT1 |  | Landfill Gas | WECC_SNV | Nevada | Clark | 3.3 | 2012 | 9999 |  |  |  | 0.54258 | Default Emission Factor
CC Landfill Energy, LLC | 60792_G_GT2 | 60792 | G | GT2 |  | Landfill Gas | WECC_SNV | Nevada | Clark | 3.3 | 2012 | 9999 |  |  |  | 0.54258 | Default Emission Factor
Lake Forest Hospital | 60797_G_GEN1 | 60797 | G | GEN1 |  | Combustion Turbine | PJM_COMD | Illinois | Lake | 3.2 | 1996 | 2045 |  |  |  | 0.92213 | Default Emission Factor
Stony Brook | 6081_G_1 | 6081 | G | 1 | 2759 | Combustion Turbine | NENGREST | Massachusetts | Hampden | 65 | 1982 | 9999 | 2017 | 0.47236 | 1629.5 | 0.57977 | NEI 2019
Stony Brook | 6081_G_2 | 6081 | G | 2 | 2760 | Combustion Turbine | NENGREST | Massachusetts | Hampden | 65 | 1982 | 9999 | 2019 | 0.34238 | 760.5 | 0.90042 | NEI 2019
Stony Brook | 6081_G_BS#1 | 6081 | G | BS#1 |  | Combustion Turbine | NENGREST | Massachusetts | Hampden | 2 | 2007 | 9999 |  |  |  | 0.92213 | Default Emission Factor
Stony Brook | 6081_G_BS#2 | 6081 | G | BS#2 |  | Combustion Turbine | NENGREST | Massachusetts | Hampden | 2 | 2007 | 9999 |  |  |  | 0.92213 | Default Emission Factor
Stony Brook | 6081_G_CA1 | 6081 | G | CA1 | 2756 | Combined Cycle | NENGREST | Massachusetts | Hampden | 96 | 1981 | 9999 |  |  |  | 0.02072 | NEI 2019
Stony Brook | 6081_G_CT1 | 6081 | G | CT1 | 2756 | Combined Cycle | NENGREST | Massachusetts | Hampden | 69.7 | 1981 | 9999 | 2019 | 0.082321 | 28038 | 0.02072 | NEI 2019
Stony Brook | 6081_G_CT2 | 6081 | G | CT2 | 2757 | Combined Cycle | NENGREST | Massachusetts | Hampden | 69.7 | 1981 | 9999 | 2019 | 0.2552 | 2476 | 0.02072 | NEI 2019
Stony Brook | 6081_G_CT3 | 6081 | G | CT3 | 2758 | Combined Cycle | NENGREST | Massachusetts | Hampden | 69.7 | 1981 | 9999 | 2019 | 0.12602 | 14239 | 0.02072 | NEI 2019
Stony Brook | 6081_G_EDSI | 6081 | G | EDSI |  | Combustion Turbine | NENGREST | Massachusetts | Hampden | 0.6 | 1981 | 9999 |  |  |  | 0.92213 | Default Emission Factor
Orbit Energy RI | 60831_G_1 | 60831 | G | 1 |  | Non-Fossil Waste | NENGREST | Rhode Island | Providence | 3.2 | 2017 | 9999 |  |  |  | 0.70317 | Default Emission Factor
R M Schahfer | 6085_G_16A | 6085 | G | 16A | 9095 | Combustion Turbine | MIS_INKY | Indiana | Jasper | 78 | 1979 | 9999 | 2017 | 0.17523 | 7213.7419 | 0.04858 | NEI 2019
R M Schahfer | 6085_G_16B | 6085 | G | 16B | 9096 | Combustion Turbine | MIS_INKY | Indiana | Jasper | 77 | 1979 | 9999 | 2017 | 0.23877 | 7121.2581 | 0.06706 | NEI 2019
North Loop | 6088_G_1 | 6088 | G | 1 |  | Combustion Turbine | WECC_AZ | Arizona | Pima | 25 | 1972 | 9999 | 2019 | 0.073719 | 3283.1579 | 0.04491 | NEI 2019
North Loop | 6088_G_2 | 6088 | G | 2 |  | Combustion Turbine | WECC_AZ | Arizona | Pima | 25 | 1972 | 9999 | 2019 | 0.31972 | 3283.1579 | 0.19477 | NEI 2019
North Loop | 6088_G_3 | 6088 | G | 3 |  | Combustion Turbine | WECC_AZ | Arizona | Pima | 25 | 1972 | 9999 | 2019 | 0.19382 | 3283.1579 | 0.11807 | NEI 2019
North Loop | 6088_G_4 | 6088 | G | 4 |  | Combustion Turbine | WECC_AZ | Arizona | Pima | 20 | 2001 | 9999 | 2019 | 0.032807 | 2626.5263 | 0.02498 | NEI 2019
Lewis & Clark | 6089_G_2 | 6089 | G | 2 |  | Combustion Turbine | MIS_MAPP | Montana | Richland | 9.1 | 2016 | 9999 | 2019 | 0.1964 | 1001.5 | 0.39221 | NEI 2019
Lewis & Clark | 6089_G_3 | 6089 | G | 3 |  | Combustion Turbine | MIS_MAPP | Montana | Richland | 9.1 | 2016 | 9999 | 2019 | 0.3465 | 1001.5 | 0.69196 | NEI 2019
Cape Canaveral | 609_G_3A | 609 | G | 3A | 90801 | Combined Cycle | FRCC | Florida | Brevard | 270.4 | 2013 | 9999 | 2019 | 56.3902 | 3628560 | 0.04313 | NEI 2019
Cape Canaveral | 609_G_3B | 609 | G | 3B | 90802 | Combined Cycle | FRCC | Florida | Brevard | 270.4 | 2013 | 9999 | 2019 | 44.4308 | 1711020 | 0.04313 | NEI 2019
Cape Canaveral | 609_G_3C | 609 | G | 3C | 90803 | Combined Cycle | FRCC | Florida | Brevard | 270.4 | 2013 | 9999 | 2019 | 43.1711 | 1337282 | 0.04313 | NEI 2019
Cape Canaveral | 609_G_3ST | 609 | G | 3ST | 90801 | Combined Cycle | FRCC | Florida | Brevard | 478.8 | 2013 | 9999 |  |  |  | 0.04313 | NEI 2019
Salem Harbor Station NGCC | 60903_G_1 | 60903 | G | 1 | 91204 | Combined Cycle | NENGREST | Massachusetts | Essex | 134.5 | 2018 | 9999 | 2019 | 1.9694 | 86887 | 0.01622 | NEI 2019
Salem Harbor Station NGCC | 60903_G_2 | 60903 | G | 2 | 91205 | Combined Cycle | NENGREST | Massachusetts | Essex | 134.2 | 2018 | 9999 | 2019 | 1.6116 | 101470 | 0.01107 | NEI 2019
Salem Harbor Station NGCC | 60903_G_3 | 60903 | G | 3 |  | Combined Cycle | NENGREST | Massachusetts | Essex | 204.4 | 2018 | 9999 |  |  |  | 0.01622 | NEI 2019
Salem Harbor Station NGCC | 60903_G_4 | 60903 | G | 4 |  | Combined Cycle | NENGREST | Massachusetts | Essex | 204 | 2018 | 9999 |  |  |  | 0.01107 | NEI 2019
NET Power La Porte Station | 60910_G_NPLPS | 60910 | G | NPLPS |  | Combustion Turbine | ERC_REST | Texas | Harris | 25.5 | 2019 | 9999 |  |  |  | 0.06536 | Default Emission Factor
Verwey-Hanford Dairy Digester #1 | 60918_G_00003 | 60918 | G | 00003 |  | Non-Fossil Waste | WEC_CALN | California | Kings | 1 | 2016 | 9999 |  |  |  | 0.70317 | Default Emission Factor
Spirit Mound | 6092_G_1 | 6092 | G | 1 |  | Combustion Turbine | SPP_WAUE | South Dakota | Clay | 54.6 | 1978 | 2025 |  |  |  | 0.12736 | Default Emission Factor
Spirit Mound | 6092_G_2 | 6092 | G | 2 |  | Combustion Turbine | SPP_WAUE | South Dakota | Clay | 45.5 | 1978 | 2025 | 2019 | 0.011512 | 2454.5455 | 0.00938 | NEI 2019
St. Charles Power Station (LA) | 60926_G_1A | 60926 | G | 1A | 91295 | Combined Cycle | MIS_AMSO | Louisiana | St Charles | 250 | 2019 | 9999 | 2019 | 32.5678 | 3615675 | 0.01802 | NEI 2019
St. Charles Power Station (LA) | 60926_G_1B | 60926 | G | 1B | 91296 | Combined Cycle | MIS_AMSO | Louisiana | St Charles | 250 | 2019 | 9999 |  |  |  | 0.01802 | NEI 2019
St. Charles Power Station (LA) | 60926_G_1C | 60926 | G | 1C | 91295 | Combined Cycle | MIS_AMSO | Louisiana | St Charles | 500 | 2019 | 9999 |  |  |  | 0.01802 | NEI 2019
Lake Charles Power | 60927_G_1A | 60927 | G | 1A |  | Combined Cycle | MIS_WOTA | Louisiana | Calcasieu | 250 | 2020 | 9999 |  |  |  | 0.02842 | Default Emission Factor
Lake Charles Power | 60927_G_1B | 60927 | G | 1B |  | Combined Cycle | MIS_WOTA | Louisiana | Calcasieu | 250 | 2020 | 9999 |  |  |  | 0.02842 | Default Emission Factor
Lake Charles Power | 60927_G_1C | 60927 | G | 1C |  | Combined Cycle | MIS_WOTA | Louisiana | Calcasieu | 500 | 2020 | 9999 |  |  |  | 0.02842 | Default Emission Factor
New Orleans Power | 60928_G_1 | 60928 | G | 1 |  | Combustion Turbine | MIS_AMSO | Louisiana | Orleans | 250 | 2020 | 9999 |  |  |  | 0.06536 | Default Emission Factor
Hopewell Cogeneration NJ | 60933_G_GEN1 | 60933 | G | GEN1 |  | Combustion Turbine | PJM_EMAC | New Jersey | Mercer | 2 | 2015 | 9999 |  |  |  | 0.92213 | Default Emission Factor
Hopewell Cogeneration NJ | 60933_G_GEN2 | 60933 | G | GEN2 |  | Combustion Turbine | PJM_EMAC | New Jersey | Mercer | 2 | 2015 | 9999 |  |  |  | 0.92213 | Default Emission Factor
Hyperion Treatment Plant CHP Plant | 60960_G_CTG1 | 60960 | G | CTG1 |  | Non-Fossil Waste | WEC_LADW | California | Los Angeles | 10 | 2017 | 9999 |  |  |  | 0.70317 | Default Emission Factor
Hyperion Treatment Plant CHP Plant | 60960_G_CTG2 | 60960 | G | CTG2 |  | Non-Fossil Waste | WEC_LADW | California | Los Angeles | 10 | 2017 | 9999 |  |  |  | 0.70317 | Default Emission Factor
Hyperion Treatment Plant CHP Plant | 60960_G_STG1 | 60960 | G | STG1 |  | Non-Fossil Waste | WEC_LADW | California | Los Angeles | 2 | 2017 | 9999 |  |  |  | 0.70317 | Default Emission Factor
Big Stone | 6098_G_D1 | 6098 | G | D1 |  | Combustion Turbine | MIS_MAPP | South Dakota | Grant | 0.6 | 1975 | 9999 |  |  |  | 0.92213 | Default Emission Factor
Mill Seat Renewable Energy Facility | 61012_G_GEN1 | 61012 | G | GEN1 |  | Landfill Gas | NY_Z_B | New York | Genesee | 0.8 | 2007 | 9999 |  |  |  | 0.54258 | Default Emission Factor
Mill Seat Renewable Energy Facility | 61012_G_GEN2 | 61012 | G | GEN2 |  | Landfill Gas | NY_Z_B | New York | Genesee | 0.8 | 2007 | 9999 |  |  |  | 0.54258 | Default Emission Factor
Mill Seat Renewable Energy Facility | 61012_G_GEN3 | 61012 | G | GEN3 |  | Landfill Gas | NY_Z_B | New York | Genesee | 0.8 | 2007 | 9999 |  |  |  | 0.54258 | Default Emission Factor
Mill Seat Renewable Energy Facility | 61012_G_GEN4 | 61012 | G | GEN4 |  | Landfill Gas | NY_Z_B | New York | Genesee | 0.8 | 2007 | 9999 |  |  |  | 0.54258 | Default Emission Factor
Mill Seat Renewable Energy Facility | 61012_G_GEN5 | 61012 | G | GEN5 |  | Landfill Gas | NY_Z_B | New York | Genesee | 0.8 | 2007 | 9999 |  |  |  | 0.54258 | Default Emission Factor
Mill Seat Renewable Energy Facility | 61012_G_GEN6 | 61012 | G | GEN6 |  | Landfill Gas | NY_Z_B | New York | Genesee | 0.8 | 2007 | 9999 |  |  |  | 0.54258 | Default Emission Factor
Mill Seat Renewable Energy Facility | 61012_G_GEN7 | 61012 | G | GEN7 |  | Landfill Gas | NY_Z_B | New York | Genesee | 0.8 | 2007 | 9999 |  |  |  | 0.54258 | Default Emission Factor
Mill Seat Renewable Energy Facility | 61012_G_GEN8 | 61012 | G | GEN8 |  | Landfill Gas | NY_Z_B | New York | Genesee | 0.8 | 2007 | 9999 |  |  |  | 0.54258 | Default Emission Factor
Montefiore - Westchester Square | 61025_G_EGEN1 | 61025 | G | EGEN1 |  | Combustion Turbine | NY_Z_J | New York | Bronx | 1 | 1983 | 9999 |  |  |  | 0.92213 | Default Emission Factor
New York Presbyterian Hospital-168th St | 61026_G_CHNY1 | 61026 | G | CHNY1 |  | Combustion Turbine | NY_Z_J | New York | New York | 2 | 2003 | 9999 |  |  |  | 0.92213 | Default Emission Factor
New York Presbyterian Hospital-168th St | 61026_G_CHNY2 | 61026 | G | CHNY2 |  | Combustion Turbine | NY_Z_J | New York | New York | 2 | 2003 | 9999 |  |  |  | 0.92213 | Default Emission Factor
New York Presbyterian Hospital-168th St | 61026_G_GARG | 61026 | G | GARG |  | Combustion Turbine | NY_Z_J | New York | New York | 0.1 | 2000 | 9999 |  |  |  | 0.92213 | Default Emission Factor
New York Presbyterian Hospital-168th St | 61026_G_MHB1 | 61026 | G | MHB1 |  | Combustion Turbine | NY_Z_J | New York | New York | 2 | 2000 | 9999 |  |  |  | 0.92213 | Default Emission Factor
New York Presbyterian Hospital-168th St | 61026_G_MHB2 | 61026 | G | MHB2 |  | Combustion Turbine | NY_Z_J | New York | New York | 1.4 | 2000 | 9999 |  |  |  | 0.92213 | Default Emission Factor
New York Presbyterian Hospital-168th St | 61026_G_MHB3 | 61026 | G | MHB3 |  | Combustion Turbine | NY_Z_J | New York | New York | 1.4 | 2000 | 9999 |  |  |  | 0.92213 | Default Emission Factor
New York Presbyterian Hospital-168th St | 61026_G_MHB4 | 61026 | G | MHB4 |  | Combustion Turbine | NY_Z_J | New York | New York | 1.5 | 2008 | 9999 |  |  |  | 0.92213 | Default Emission Factor
New York Presbyterian Hospital-168th St | 61026_G_MHB5 | 61026 | G | MHB5 |  | Combustion Turbine | NY_Z_J | New York | New York | 1.5 | 2008 | 9999 |  |  |  | 0.92213 | Default Emission Factor
Hickory Run Energy Station | 61028_G_CTG1 | 61028 | G | CTG1 |  | Combined Cycle | PJM_ATSI | Pennsylvania | Lawrence | 283 | 2020 | 9999 |  |  |  | 0.02842 | Default Emission Factor
Hickory Run Energy Station | 61028_G_CTG2 | 61028 | G | CTG2 |  | Combined Cycle | PJM_ATSI | Pennsylvania | Lawrence | 283 | 2020 | 9999 |  |  |  | 0.02842 | Default Emission Factor
Hickory Run Energy Station | 61028_G_STG1 | 61028 | G | STG1 |  | Combined Cycle | PJM_ATSI | Pennsylvania | Lawrence | 437 | 2020 | 9999 |  |  |  | 0.02842 | Default Emission Factor
Birdsboro Power | 61035_G_GEN1 | 61035 | G | GEN1 | 91213 | Combined Cycle | PJM_WMAC | Pennsylvania | Berks | 476 | 2019 | 9999 | 2019 | 8.62 | 2186256 | 0.00789 | NEI 2019
Sub 12 | 61080_G_IC1 | 61080 | G | IC1 |  | Combustion Turbine | FRCC | Florida | Leon | 9.3 | 2018 | 9999 |  |  |  | 0.92213 | Default Emission Factor
Sub 12 | 61080_G_IC2 | 61080 | G | IC2 |  | Combustion Turbine | FRCC | Florida | Leon | 9.3 | 2018 | 9999 |  |  |  | 0.92213 | Default Emission Factor
Fort St Vrain | 6112_G_1 | 6112 | G | 1 | 2779 | Combined Cycle | WECC_CO | Colorado | Weld | 301 | 1998 | 9999 |  |  |  | 0.04505 | Default Emission Factor
Fort St Vrain | 6112_G_2 | 6112 | G | 2 | 2779 | Combined Cycle | WECC_CO | Colorado | Weld | 123 | 1996 | 9999 |  |  |  | 0.04505 | Default Emission Factor
Fort St Vrain | 6112_G_3 | 6112 | G | 3 | 2780 | Combined Cycle | WECC_CO | Colorado | Weld | 128 | 1999 | 9999 |  |  |  | 0.04505 | Default Emission Factor
Fort St Vrain | 6112_G_4 | 6112 | G | 4 | 2781 | Combined Cycle | WECC_CO | Colorado | Weld | 128 | 2001 | 9999 |  |  |  | 0.04505 | Default Emission Factor
Fort St Vrain | 6112_G_5 | 6112 | G | 5 | 90254 | Combustion Turbine | WECC_CO | Colorado | Weld | 144 | 2009 | 9999 | 2019 | 1.0337 | 53729 | 0.03848 | NEI 2019
Fort St Vrain | 6112_G_6 | 6112 | G | 6 | 90255 | Combustion Turbine | WECC_CO | Colorado | Weld | 144 | 2009 | 9999 | 2019 | 0.97957 | 53729 | 0.03646 | NEI 2019
Brown County LFGTE Power Station | 61145_G_GM01 | 61145 | G | GM01 |  | Landfill Gas | PJM_West | Ohio | Brown | 1.5 | 2017 | 9999 |  |  |  | 0.54258 | Default Emission Factor
Brown County LFGTE Power Station | 61145_G_GM02 | 61145 | G | GM02 |  | Landfill Gas | PJM_West | Ohio | Brown | 1.5 | 2017 | 9999 |  |  |  | 0.54258 | Default Emission Factor
Brown County LFGTE Power Station | 61145_G_GM03 | 61145 | G | GM03 |  | Landfill Gas | PJM_West | Ohio | Brown | 1.5 | 2017 | 9999 |  |  |  | 0.54258 | Default Emission Factor
Boston Medical Center CHP Plant | 61186_G_COGEN | 61186 | G | COGEN |  | Combustion Turbine | NENGREST | Massachusetts | Suffolk | 2 | 2017 | 9999 |  |  |  | 0.92213 | Default Emission Factor
Fort Myers | 612_G_2A | 612 | G | 2A | 403 | Combined Cycle | FRCC | Florida | Lee | 199.5 | 2000 | 9999 | 2019 | 37.7059 | 1527241 | 0.06055 | NEI 2019
Fort Myers | 612_G_2B | 612 | G | 2B | 404 | Combined Cycle | FRCC | Florida | Lee | 199.5 | 2000 | 9999 | 2019 | 32.5834 | 896237 | 0.06055 | NEI 2019
Fort Myers | 612_G_2C | 612 | G | 2C | 405 | Combined Cycle | FRCC | Florida | Lee | 199.5 | 2000 | 9999 | 2019 | 26.4602 | 772094 | 0.06055 | NEI 2019
Fort Myers | 612_G_2D | 612 | G | 2D | 406 | Combined Cycle | FRCC | Florida | Lee | 199.5 | 2001 | 9999 | 2019 | 33.4271 | 2901818 | 0.04125 | NEI 2019
Fort Myers | 612_G_2E | 612 | G | 2E | 407 | Combined Cycle | FRCC | Florida | Lee | 199.5 | 2001 | 9999 | 2019 | 32.8551 | 957893 | 0.04125 | NEI 2019
Fort Myers | 612_G_2F | 612 | G | 2F | 408 | Combined Cycle | FRCC | Florida | Lee | 199.5 | 2001 | 9999 | 2019 | 34.2884 | 1016973 | 0.04125 | NEI 2019
Fort Myers | 612_G_9 | 612 | G | 9 |  | Combustion Turbine | FRCC | Florida | Lee | 54 | 1974 | 9999 |  |  |  | 0.12736 | Default Emission Factor
Fort Myers | 612_G_CT1 | 612 | G | CT1 | 411 | Combustion Turbine | FRCC | Florida | Lee | 182 | 2003 | 9999 | 2019 | 3.0255 | 67677.8892 | 0.08941 | NEI 2019
Fort Myers | 612_G_CT2 | 612 | G | CT2 | 412 | Combustion Turbine | FRCC | Florida | Lee | 182 | 2003 | 9999 | 2019 | 1.9765 | 67677.8892 | 0.05841 | NEI 2019
Fort Myers | 612_G_GT1 | 612 | G | GT1 |  | Combustion Turbine | FRCC | Florida | Lee | 54 | 1974 | 9999 |  |  |  | 0.12736 | Default Emission Factor
Fort Myers | 612_G_PFM3C | 612 | G | PFM3C | 91055 | Combustion Turbine | FRCC | Florida | Lee | 231 | 2016 | 9999 | 2019 | 2.3703 | 85898.8594 | 0.05519 | NEI 2019
Fort Myers | 612_G_PFM3D | 612 | G | PFM3D | 91054 | Combustion Turbine | FRCC | Florida | Lee | 231 | 2016 | 9999 | 2019 | 2.5613 | 85898.8594 | 0.05964 | NEI 2019
Fort Myers | 612_G_ST1 | 612 | G | ST1 | 403 | Combined Cycle | FRCC | Florida | Lee | 155.8 | 1958 | 9999 |  |  |  | 0.06055 | NEI 2019
Fort Myers | 612_G_ST2 | 612 | G | ST2 | 406 | Combined Cycle | FRCC | Florida | Lee | 459.2 | 1969 | 9999 |  |  |  | 0.04125 | NEI 2019
Whitehorn | 6120_G_2 | 6120 | G | 2 |  | Combustion Turbine | WECC_PNW | Washington | Whatcom | 67 | 1981 | 9999 | 2019 | 0.2 | 3935 | 0.10165 | NEI 2019
Whitehorn | 6120_G_3 | 6120 | G | 3 |  | Combustion Turbine | WECC_PNW | Washington | Whatcom | 67 | 1981 | 9999 | 2019 | 0.2 | 3935 | 0.10165 | NEI 2019
NY - Presbyt. Hospital - 525 E 68TH St | 61238_G_ANX1 | 61238 | G | ANX1 |  | Combustion Turbine | NY_Z_J | New York | New York | 2.5 | 2016 | 9999 |  |  |  | 0.92213 | Default Emission Factor
NY - Presbyt. Hospital - 525 E 68TH St | 61238_G_ANX2 | 61238 | G | ANX2 |  | Combustion Turbine | NY_Z_J | New York | New York | 2.5 | 2016 | 9999 |  |  |  | 0.92213 | Default Emission Factor
NY - Presbyt. Hospital - 525 E 68TH St | 61238_G_CGTB | 61238 | G | CGTB |  | Combustion Turbine | NY_Z_J | New York | New York | 7.7 | 2009 | 9999 |  |  |  | 0.12736 | Default Emission Factor
NY - Presbyt. Hospital - 525 E 68TH St | 61238_G_GRB1 | 61238 | G | GRB1 |  | Combustion Turbine | NY_Z_J | New York | New York | 1.4 | 1997 | 9999 |  |  |  | 0.92213 | Default Emission Factor
NY - Presbyt. Hospital - 525 E 68TH St | 61238_G_GRB2 | 61238 | G | GRB2 |  | Combustion Turbine | NY_Z_J | New York | New York | 1.4 | 1997 | 9999 |  |  |  | 0.92213 | Default Emission Factor
NY - Presbyt. Hospital - 525 E 68TH St | 61238_G_GRB3 | 61238 | G | GRB3 |  | Combustion Turbine | NY_Z_J | New York | New York | 1.4 | 1997 | 9999 |  |  |  | 0.92213 | Default Emission Factor
NY - Presbyt. Hospital - 525 E 68TH St | 61238_G_GRB4 | 61238 | G | GRB4 |  | Combustion Turbine | NY_Z_J | New York | New York | 1.5 | 2008 | 9999 |  |  |  | 0.92213 | Default Emission Factor
McIntosh | 6124_G_CT1 | 6124 | G | CT1 | 2788 | Combustion Turbine | S_SOU | Georgia | Effingham | 82.2 | 1995 | 9999 | 2019 | 0.27244 | 5467.5 | 0.09966 | NEI 2019
McIntosh | 6124_G_CT2 | 6124 | G | CT2 | 2789 | Combustion Turbine | S_SOU | Georgia | Effingham | 82.2 | 1995 | 9999 | 2019 | 0.32191 | 5467.5 | 0.11775 | NEI 2019
McIntosh | 6124_G_CT3 | 6124 | G | CT3 | 2790 | Combustion Turbine | S_SOU | Georgia | Effingham | 82.2 | 1994 | 9999 | 2019 | 0.20052 | 5467.5 | 0.07335 | NEI 2019
McIntosh | 6124_G_CT4 | 6124 | G | CT4 | 2791 | Combustion Turbine | S_SOU | Georgia | Effingham | 82.2 | 1994 | 9999 | 2019 | 0.4338 | 5467.5 | 0.15868 | NEI 2019
McIntosh | 6124_G_CT5 | 6124 | G | CT5 | 2792 | Combustion Turbine | S_SOU | Georgia | Effingham | 82.2 | 1994 | 9999 | 2019 | 0.43912 | 5467.5 | 0.16063 | NEI 2019
McIntosh | 6124_G_CT6 | 6124 | G | CT6 | 2793 | Combustion Turbine | S_SOU | Georgia | Effingham | 82.2 | 1994 | 9999 | 2019 | 0.36462 | 5467.5 | 0.13338 | NEI 2019
McIntosh | 6124_G_CT7 | 6124 | G | CT7 | 2794 | Combustion Turbine | S_SOU | Georgia | Effingham | 82.2 | 1994 | 9999 | 2019 | 0.28103 | 5467.5 | 0.1028 | NEI 2019
McIntosh | 6124_G_CT8 | 6124 | G | CT8 | 2795 | Combustion Turbine | S_SOU | Georgia | Effingham | 82.2 | 1994 | 9999 | 2019 | 0.16504 | 5467.5 | 0.06037 | NEI 2019
Victoria City Power LLC | 61241_G_VC-1 | 61241 | G | VC-1 |  | Combustion Turbine | ERC_REST | Texas | Victoria | 43 | 2019 | 9999 |  |  |  | 0.06536 | Default Emission Factor
Victoria City Power LLC | 61241_G_VC-2 | 61241 | G | VC-2 |  | Combustion Turbine | ERC_REST | Texas | Victoria | 43 | 2019 | 9999 |  |  |  | 0.06536 | Default Emission Factor
Victoria Port Power LLC | 61242_G_VP-1 | 61242 | G | VP-1 | 91228 | Combustion Turbine | ERC_REST | Texas | Victoria | 50 | 2019 | 9999 |  |  |  | 0.06536 | Default Emission Factor
Victoria Port Power LLC | 61242_G_VP-2 | 61242 | G | VP-2 | 91229 | Combustion Turbine | ERC_REST | Texas | Victoria | 50 | 2019 | 9999 |  |  |  | 0.06536 | Default Emission Factor
Shrewsbury | 6125_G_1 | 6125 | G | 1 |  | Combustion Turbine | NENGREST | Massachusetts | Worcester | 2.8 | 1969 | 9999 |  |  |  | 0.92213 | Default Emission Factor
Shrewsbury | 6125_G_2 | 6125 | G | 2 |  | Combustion Turbine | NENGREST | Massachusetts | Worcester | 2.8 | 1969 | 9999 |  |  |  | 0.92213 | Default Emission Factor
Shrewsbury | 6125_G_3 | 6125 | G | 3 |  | Combustion Turbine | NENGREST | Massachusetts | Worcester | 2.8 | 1975 | 9999 |  |  |  | 0.92213 | Default Emission Factor
Shrewsbury | 6125_G_4 | 6125 | G | 4 |  | Combustion Turbine | NENGREST | Massachusetts | Worcester | 2.8 | 1975 | 9999 |  |  |  | 0.92213 | Default Emission Factor
Shrewsbury | 6125_G_5 | 6125 | G | 5 |  | Combustion Turbine | NENGREST | Massachusetts | Worcester | 2.8 | 1978 | 9999 |  |  |  | 0.92213 | Default Emission Factor
Wolf Run Energy | 61263_G_GEN1 | 61263 | G | GEN1 |  | Combustion Turbine | PJM_PENE | Pennsylvania | Bradford | 4.4 | 2019 | 9999 |  |  |  | 0.35769 | Default Emission Factor
Wolf Run Energy | 61263_G_GEN2 | 61263 | G | GEN2 |  | Combustion Turbine | PJM_PENE | Pennsylvania | Bradford | 4.4 | 2019 | 9999 |  |  |  | 0.35769 | Default Emission Factor
Wolf Run Energy | 61263_G_GEN3 | 61263 | G | GEN3 |  | Combustion Turbine | PJM_PENE | Pennsylvania | Bradford | 4.4 | 2019 | 9999 |  |  |  | 0.35769 | Default Emission Factor
Wolf Run Energy | 61263_G_GEN4 | 61263 | G | GEN4 |  | Combustion Turbine | PJM_PENE | Pennsylvania | Bradford | 4.4 | 2019 | 9999 |  |  |  | 0.35769 | Default Emission Factor
Wolf Run Energy | 61263_G_GEN5 | 61263 | G | GEN5 |  | Combustion Turbine | PJM_PENE | Pennsylvania | Bradford | 4.4 | 2019 | 9999 |  |  |  | 0.35769 | Default Emission Factor
Hurricane Creek Lift Station | 61267_G_HURR | 61267 | G | HURR |  | Combustion Turbine | MIS_INKY | Indiana | Johnson | 2 | 2004 | 9999 |  |  |  | 0.92213 | Default Emission Factor
APG Combined Heat and Power Plant | 61282_G_GEN1 | 61282 | G | GEN1 |  | Combustion Turbine | PJM_EMAC | Maryland | Harford | 6.2 | 2016 | 9999 |  |  |  | 0.12736 | Default Emission Factor
Lauderdale | 613_G_3 | 613 | G | 3 |  | Combustion Turbine | FRCC | Florida | Broward | 34.3 | 1970 | 9999 |  |  |  | 0.12736 | Default Emission Factor
Lauderdale | 613_G_5 | 613 | G | 5 |  | Combustion Turbine | FRCC | Florida | Broward | 34.3 | 1970 | 9999 |  |  |  | 0.12736 | Default Emission Factor
Lauderdale | 613_G_6A | 613 | G | 6A | 91056 | Combustion Turbine | FRCC | Florida | Broward | 231 | 2016 | 9999 | 2019 | 1.3385 | 79648.181 | 0.03361 | NEI 2019
Lauderdale | 613_G_6B | 613 | G | 6B | 91057 | Combustion Turbine | FRCC | Florida | Broward | 231 | 2016 | 9999 | 2019 | 1.4127 | 79648.181 | 0.03547 | NEI 2019
Lauderdale | 613_G_6C | 613 | G | 6C | 91058 | Combustion Turbine | FRCC | Florida | Broward | 231 | 2016 | 9999 | 2019 | 1.6794 | 79648.181 | 0.04217 | NEI 2019
Lauderdale | 613_G_6D | 613 | G | 6D | 91059 | Combustion Turbine | FRCC | Florida | Broward | 231 | 2016 | 9999 | 2019 | 1.8728 | 79648.181 | 0.04703 | NEI 2019
Lauderdale | 613_G_6E | 613 | G | 6E | 91060 | Combustion Turbine | FRCC | Florida | Broward | 231 | 2016 | 9999 | 2019 | 2.281 | 79648.181 | 0.05728 | NEI 2019
A B Brown | 6137_G_4 | 6137 | G | 4 | 2799 | Combustion Turbine | MIS_INKY | Indiana | Posey | 80 | 1991 | 9999 | 2019 | 0.3021 | 10931.5 | 0.05527 | NEI 2019
A B Brown | 6137_G_5 | 6137 | G | 5 | 10210 | Combustion Turbine | MIS_INKY | Indiana | Posey | 80 | 2002 | 9999 | 2019 | 0.4976 | 10931.5 | 0.09104 | NEI 2019
Georgia LFG Oak Grove Plant | 61385_G_GM01 | 61385 | G | GM01 |  | Landfill Gas | S_SOU | Georgia | Barrow | 2.1 | 2016 | 9999 |  |  |  | 0.54258 | Default Emission Factor
Georgia LFG Oak Grove Plant | 61385_G_GM02 | 61385 | G | GM02 |  | Landfill Gas | S_SOU | Georgia | Barrow | 2.1 | 2016 | 9999 |  |  |  | 0.54258 | Default Emission Factor
Georgia LFG Oak Grove Plant | 61385_G_GM03 | 61385 | G | GM03 |  | Landfill Gas | S_SOU | Georgia | Barrow | 2.1 | 2016 | 9999 |  |  |  | 0.54258 | Default Emission Factor
Georgia LFG Pine Ridge Plant | 61386_G_GM01 | 61386 | G | GM01 |  | Landfill Gas | S_SOU | Georgia | Spalding | 2.1 | 2016 | 9999 |  |  |  | 0.54258 | Default Emission Factor
Georgia LFG Pine Ridge Plant | 61386_G_GM02 | 61386 | G | GM02 |  | Landfill Gas | S_SOU | Georgia | Spalding | 2.1 | 2016 | 9999 |  |  |  | 0.54258 | Default Emission Factor
Georgia LFG Pine Ridge Plant | 61386_G_GM03 | 61386 | G | GM03 |  | Landfill Gas | S_SOU | Georgia | Spalding | 2.1 | 2016 | 9999 |  |  |  | 0.54258 | Default Emission Factor
Georgia LFG Richland Creek Plant | 61387_G_GM01 | 61387 | G | GM01 |  | Landfill Gas | S_SOU | Georgia | Gwinnett | 2.1 | 2016 | 9999 |  |  |  | 0.54258 | Default Emission Factor
Georgia LFG Richland Creek Plant | 61387_G_GM02 | 61387 | G | GM02 |  | Landfill Gas | S_SOU | Georgia | Gwinnett | 2.1 | 2016 | 9999 |  |  |  | 0.54258 | Default Emission Factor
Georgia LFG Richland Creek Plant | 61387_G_GM03 | 61387 | G | GM03 |  | Landfill Gas | S_SOU | Georgia | Gwinnett | 2.1 | 2016 | 9999 |  |  |  | 0.54258 | Default Emission Factor
Georgia LFG Richland Creek Plant | 61387_G_GM04 | 61387 | G | GM04 |  | Landfill Gas | S_SOU | Georgia | Gwinnett | 2.1 | 2016 | 9999 |  |  |  | 0.54258 | Default Emission Factor
Georgia LFG Richland Creek Plant | 61387_G_GM05 | 61387 | G | GM05 |  | Landfill Gas | S_SOU | Georgia | Gwinnett | 2.1 | 2016 | 9999 |  |  |  | 0.54258 | Default Emission Factor
A.J. Mihm Generating Station | 61391_G_M1 | 61391 | G | M1 |  | Combustion Turbine | MIS_WUMS | Michigan | Baraga | 18.3 | 2019 | 9999 |  |  |  | 0.35769 | Default Emission Factor
A.J. Mihm Generating Station | 61391_G_M2 | 61391 | G | M2 |  | Combustion Turbine | MIS_WUMS | Michigan | Baraga | 18.3 | 2019 | 9999 |  |  |  | 0.35769 | Default Emission Factor
A.J. Mihm Generating Station | 61391_G_M3 | 61391 | G | M3 |  | Combustion Turbine | MIS_WUMS | Michigan | Baraga | 18.3 | 2019 | 9999 |  |  |  | 0.35769 | Default Emission Factor
F.D. Kuester Generating Station | 61392_G_K1 | 61392 | G | K1 |  | Combustion Turbine | MIS_WUMS | Michigan | Marquette | 18.3 | 2019 | 9999 |  |  |  | 0.35769 | Default Emission Factor
F.D. Kuester Generating Station | 61392_G_K2 | 61392 | G | K2 |  | Combustion Turbine | MIS_WUMS | Michigan | Marquette | 18.3 | 2019 | 9999 |  |  |  | 0.35769 | Default Emission Factor
F.D. Kuester Generating Station | 61392_G_K3 | 61392 | G | K3 |  | Combustion Turbine | MIS_WUMS | Michigan | Marquette | 18.3 | 2019 | 9999 |  |  |  | 0.35769 | Default Emission Factor
F.D. Kuester Generating Station | 61392_G_K4 | 61392 | G | K4 |  | Combustion Turbine | MIS_WUMS | Michigan | Marquette | 18.3 | 2019 | 9999 |  |  |  | 0.35769 | Default Emission Factor
F.D. Kuester Generating Station | 61392_G_K5 | 61392 | G | K5 |  | Combustion Turbine | MIS_WUMS | Michigan | Marquette | 18.3 | 2019 | 9999 |  |  |  | 0.35769 | Default Emission Factor
F.D. Kuester Generating Station | 61392_G_K6 | 61392 | G | K6 |  | Combustion Turbine | MIS_WUMS | Michigan | Marquette | 18.3 | 2019 | 9999 |  |  |  | 0.35769 | Default Emission Factor
F.D. Kuester Generating Station | 61392_G_K7 | 61392 | G | K7 |  | Combustion Turbine | MIS_WUMS | Michigan | Marquette | 18.3 | 2019 | 9999 |  |  |  | 0.35769 | Default Emission Factor
NYC-HH - CONEY ISLAND HOSPITAL | 61413_G_GEN1 | 61413 | G | GEN1 |  | Combustion Turbine | NY_Z_J | New York | Kings | 1.2 | 1993 | 9999 |  |  |  | 0.92213 | Default Emission Factor
NYC-HH - CONEY ISLAND HOSPITAL | 61413_G_GEN2 | 61413 | G | GEN2 |  | Combustion Turbine | NY_Z_J | New York | Kings | 1.3 | 2005 | 9999 |  |  |  | 0.92213 | Default Emission Factor
NYC-HH - CONEY ISLAND HOSPITAL | 61413_G_GEN3 | 61413 | G | GEN3 |  | Combustion Turbine | NY_Z_J | New York | Kings | 0.3 | 2014 | 9999 |  |  |  | 0.92213 | Default Emission Factor
CoreSite Real Estate 2972 Stender, L.P. | 61464_G_G-1 | 61464 | G | G-1 |  | Combustion Turbine | WEC_CALN | California | Santa Clara | 2 | 2011 | 9999 |  |  |  | 0.92213 | Default Emission Factor
CoreSite Real Estate 2972 Stender, L.P. | 61464_G_G-2 | 61464 | G | G-2 |  | Combustion Turbine | WEC_CALN | California | Santa Clara | 2 | 2011 | 9999 |  |  |  | 0.92213 | Default Emission Factor
CoreSite Real Estate 2972 Stender, L.P. | 61464_G_G-3 | 61464 | G | G-3 |  | Combustion Turbine | WEC_CALN | California | Santa Clara | 2 | 2011 | 9999 |  |  |  | 0.92213 | Default Emission Factor
CoreSite Real Estate 2972 Stender, L.P. | 61464_G_G-4 | 61464 | G | G-4 |  | Combustion Turbine | WEC_CALN | California | Santa Clara | 2 | 2011 | 9999 |  |  |  | 0.92213 | Default Emission Factor
CoreSite Real Estate 2972 Stender, L.P. | 61464_G_G-5 | 61464 | G | G-5 |  | Combustion Turbine | WEC_CALN | California | Santa Clara | 2 | 2011 | 9999 |  |  |  | 0.92213 | Default Emission Factor
CoreSite Real Estate 2972 Stender, L.P. | 61464_G_G-6 | 61464 | G | G-6 |  | Combustion Turbine | WEC_CALN | California | Santa Clara | 2 | 2011 | 9999 |  |  |  | 0.92213 | Default Emission Factor
ABEC #2 dba West-Star Dairy | 61501_G_GEN1 | 61501 | G | GEN1 |  | Non-Fossil Waste | WECC_SCE | California | Kern | 1 | 2018 | 9999 |  |  |  | 0.70317 | Default Emission Factor
ABEC #3 dba Lakeview Dairy | 61502_G_GEN1 | 61502 | G | GEN1 |  | Non-Fossil Waste | WECC_SCE | California | Kern | 1 | 2018 | 9999 |  |  |  | 0.70317 | Default Emission Factor
ABEC #4 dba CE&S Dairy | 61503_G_GEN1 | 61503 | G | GEN1 |  | Non-Fossil Waste | WECC_SCE | California | Kern | 1 | 2018 | 9999 |  |  |  | 0.70317 | Default Emission Factor
Provo Power Plant | 61508_G_1 | 61508 | G | 1 |  | Combustion Turbine | WECC_UT | Utah | Utah | 2.4 | 2018 | 9999 |  |  |  | 0.92213 | Default Emission Factor
Provo Power Plant | 61508_G_2 | 61508 | G | 2 |  | Combustion Turbine | WECC_UT | Utah | Utah | 2.4 | 2018 | 9999 |  |  |  | 0.92213 | Default Emission Factor
Provo Power Plant | 61508_G_3 | 61508 | G | 3 |  | Combustion Turbine | WECC_UT | Utah | Utah | 2.4 | 2018 | 9999 |  |  |  | 0.92213 | Default Emission Factor
Provo Power Plant | 61508_G_4 | 61508 | G | 4 |  | Combustion Turbine | WECC_UT | Utah | Utah | 2.4 | 2018 | 9999 |  |  |  | 0.92213 | Default Emission Factor
Provo Power Plant | 61508_G_5 | 61508 | G | 5 |  | Combustion Turbine | WECC_UT | Utah | Utah | 2.4 | 2018 | 9999 |  |  |  | 0.92213 | Default Emission Factor
New Haven Harbor | 6156_G_2 | 6156 | G | 2 | 90569 | Combustion Turbine | NENG_CT | Connecticut | New Haven | 42.9 | 2012 | 9999 |  |  |  | 0.12736 | Default Emission Factor
New Haven Harbor | 6156_G_3 | 6156 | G | 3 | 90570 | Combustion Turbine | NENG_CT | Connecticut | New Haven | 42.9 | 2012 | 9999 |  |  |  | 0.12736 | Default Emission Factor
New Haven Harbor | 6156_G_4 | 6156 | G | 4 | 90571 | Combustion Turbine | NENG_CT | Connecticut | New Haven | 42.9 | 2012 | 9999 |  |  |  | 0.12736 | Default Emission Factor
Mount Sinai Beth Israel | 61569_G_EGEN1 | 61569 | G | EGEN1 |  | Combustion Turbine | NY_Z_J | New York | New York | 0.2 | 1988 | 9999 |  |  |  | 0.92213 | Default Emission Factor
Mount Sinai Beth Israel | 61569_G_EGEN2 | 61569 | G | EGEN2 |  | Combustion Turbine | NY_Z_J | New York | New York | 0.3 | 1988 | 9999 |  |  |  | 0.92213 | Default Emission Factor
Mount Sinai Beth Israel | 61569_G_EGEN4 | 61569 | G | EGEN4 |  | Combustion Turbine | NY_Z_J | New York | New York | 0.3 | 1988 | 9999 |  |  |  | 0.92213 | Default Emission Factor
Mount Sinai Beth Israel | 61569_G_EGEN5 | 61569 | G | EGEN5 |  | Combustion Turbine | NY_Z_J | New York | New York | 0.2 | 1988 | 9999 |  |  |  | 0.92213 | Default Emission Factor
Mount Sinai Beth Israel | 61569_G_EGEN6 | 61569 | G | EGEN6 |  | Combustion Turbine | NY_Z_J | New York | New York | 0.3 | 1988 | 9999 |  |  |  | 0.92213 | Default Emission Factor
Mount Sinai Beth Israel | 61569_G_EGEN7 | 61569 | G | EGEN7 |  | Combustion Turbine | NY_Z_J | New York | New York | 0.8 | 1988 | 9999 |  |  |  | 0.92213 | Default Emission Factor
Mount Sinai Beth Israel | 61569_G_EGEN8 | 61569 | G | EGEN8 |  | Combustion Turbine | NY_Z_J | New York | New York | 0.8 | 1988 | 9999 |  |  |  | 0.92213 | Default Emission Factor
Mount Sinai Beth Israel | 61569_G_EGEN9 | 61569 | G | EGEN9 |  | Combustion Turbine | NY_Z_J | New York | New York | 0.9 | 1988 | 9999 |  |  |  | 0.92213 | Default Emission Factor
Denton Energy Center | 61643_G_DEC1 | 61643 | G | DEC1 |  | Combustion Turbine | ERC_REST | Texas | Denton | 18.8 | 2018 | 9999 | 2019 | 2.215 | 19643.3333 | 0.22552 | NEI 2019
Denton Energy Center | 61643_G_DEC10 | 61643 | G | DEC10 |  | Combustion Turbine | ERC_REST | Texas | Denton | 18.8 | 2018 | 9999 | 2019 | 0.706 | 19643.3333 | 0.07188 | NEI 2019
Denton Energy Center | 61643_G_DEC11 | 61643 | G | DEC11 |  | Combustion Turbine | ERC_REST | Texas | Denton | 18.8 | 2018 | 9999 | 2019 | 0.687 | 19643.3333 | 0.06995 | NEI 2019
Denton Energy Center | 61643_G_DEC12 | 61643 | G | DEC12 |  | Combustion Turbine | ERC_REST | Texas | Denton | 18.8 | 2018 | 9999 | 2019 | 0.803 | 19643.3333 | 0.08176 | NEI 2019
Denton Energy Center | 61643_G_DEC2 | 61643 | G | DEC2 |  | Combustion Turbine | ERC_REST | Texas | Denton | 18.8 | 2018 | 9999 | 2019 | 1.023 | 19643.3333 | 0.10416 | NEI 2019
Denton Energy Center | 61643_G_DEC3 | 61643 | G | DEC3 |  | Combustion Turbine | ERC_REST | Texas | Denton | 18.8 | 2018 | 9999 | 2019 | 0.847 | 19643.3333 | 0.08624 | NEI 2019
Denton Energy Center | 61643_G_DEC4 | 61643 | G | DEC4 |  | Combustion Turbine | ERC_REST | Texas | Denton | 18.8 | 2018 | 9999 | 2019 | 0.841 | 19643.3333 | 0.08563 | NEI 2019
Denton Energy Center | 61643_G_DEC5 | 61643 | G | DEC5 |  | Combustion Turbine | ERC_REST | Texas | Denton | 18.8 | 2018 | 9999 | 2019 | 0.761 | 19643.3333 | 0.07748 | NEI 2019
Denton Energy Center | 61643_G_DEC6 | 61643 | G | DEC6 |  | Combustion Turbine | ERC_REST | Texas | Denton | 18.8 | 2018 | 9999 | 2019 | 1.109 | 19643.3333 | 0.11291 | NEI 2019
Denton Energy Center | 61643_G_DEC7 | 61643 | G | DEC7 |  | Combustion Turbine | ERC_REST | Texas | Denton | 18.8 | 2018 | 9999 | 2019 | 1.171 | 19643.3333 | 0.11923 | NEI 2019
Denton Energy Center | 61643_G_DEC8 | 61643 | G | DEC8 |  | Combustion Turbine | ERC_REST | Texas | Denton | 18.8 | 2018 | 9999 | 2019 | 1.045 | 19643.3333 | 0.1064 | NEI 2019
Denton Energy Center | 61643_G_DEC9 | 61643 | G | DEC9 |  | Combustion Turbine | ERC_REST | Texas | Denton | 18.8 | 2018 | 9999 | 2019 | 0.829 | 19643.3333 | 0.08441 | NEI 2019
Fiber Recovery, Inc. | 61652_G_ENG1 | 61652 | G | ENG1 |  | Landfill Gas | MIS_WUMS | Wisconsin | Marathon | 0.8 | 2008 | 9999 |  |  |  | 0.54258 | Default Emission Factor
Fiber Recovery, Inc. | 61652_G_ENG2 | 61652 | G | ENG2 |  | Landfill Gas | MIS_WUMS | Wisconsin | Marathon | 0.8 | 2008 | 9999 |  |  |  | 0.54258 | Default Emission Factor
Fiber Recovery, Inc. | 61652_G_ENG3 | 61652 | G | ENG3 |  | Landfill Gas | MIS_WUMS | Wisconsin | Marathon | 0.8 | 2008 | 9999 |  |  |  | 0.54258 | Default Emission Factor
NCSU CCUP Cogeneration Plant | 61675_G_CTG1 | 61675 | G | CTG1 |  | Combustion Turbine | S_VACA | North Carolina | Wake | 5.6 | 2019 | 9999 |  |  |  | 0.06536 | Default Emission Factor
NCSU CCUP Cogeneration Plant | 61675_G_STG | 61675 | G | STG |  | O/G Steam | S_VACA | North Carolina | Wake | 1 | 2019 | 9999 |  |  |  | 0.1289 | Default Emission Factor
NCSU Cates Cogeneration Plant | 61676_G_CTG1 | 61676 | G | CTG1 |  | Combustion Turbine | S_VACA | North Carolina | Wake | 4.7 | 2012 | 9999 |  |  |  | 0.12736 | Default Emission Factor
NCSU Cates Cogeneration Plant | 61676_G_CTG2 | 61676 | G | CTG2 |  | Combustion Turbine | S_VACA | North Carolina | Wake | 4.7 | 2012 | 9999 |  |  |  | 0.12736 | Default Emission Factor
Port Everglades | 617_G_5A | 617 | G | 5A | 91022 | Combined Cycle | FRCC | Florida | Broward | 271.9 | 2016 | 9999 | 2019 | 54.0808 | 1668730 | 0.04265 | NEI 2019
Port Everglades | 617_G_5B | 617 | G | 5B | 91023 | Combined Cycle | FRCC | Florida | Broward | 271.9 | 2016 | 9999 | 2019 | 51.5073 | 1624180 | 0.04265 | NEI 2019
Port Everglades | 617_G_5C | 617 | G | 5C | 91021 | Combined Cycle | FRCC | Florida | Broward | 271.9 | 2016 | 9999 | 2019 | 48.0453 | 1465625 | 0.04265 | NEI 2019
Port Everglades | 617_G_5ST | 617 | G | 5ST |  | Combined Cycle | FRCC | Florida | Broward | 421.3 | 2016 | 9999 |  |  |  | 0.04265 | NEI 2019
Greater New Bedford LFG Utiliz. Facility | 61702_G_11052 | 61702 | G | 11052 |  | Landfill Gas | NENGREST | Massachusetts | Bristol | 3.2 | 2005 | 9999 |  |  |  | 0.54258 | Default Emission Factor
Navy Yard Peaker Station | 61737_G_GEN1 | 61737 | G | GEN1 |  | Combustion Turbine | PJM_EMAC | Pennsylvania | Philadelphia | 2 | 2017 | 9999 |  |  |  | 0.92213 | Default Emission Factor
Navy Yard Peaker Station | 61737_G_GEN2 | 61737 | G | GEN2 |  | Combustion Turbine | PJM_EMAC | Pennsylvania | Philadelphia | 2 | 2017 | 9999 |  |  |  | 0.92213 | Default Emission Factor
Navy Yard Peaker Station | 61737_G_GEN3 | 61737 | G | GEN3 |  | Combustion Turbine | PJM_EMAC | Pennsylvania | Philadelphia | 2 | 2017 | 9999 |  |  |  | 0.92213 | Default Emission Factor
Navy Yard Peaker Station | 61737_G_GEN4 | 61737 | G | GEN4 |  | Combustion Turbine | PJM_EMAC | Pennsylvania | Philadelphia | 2 | 2018 | 9999 |  |  |  | 0.92213 | Default Emission Factor
SunSelect1 | 61754_G_1 | 61754 | G | 1 |  | Combustion Turbine | WECC_SCE | California | Kern | 3.3 | 2018 | 9999 |  |  |  | 0.92213 | Default Emission Factor
SunSelect1 | 61754_G_2 | 61754 | G | 2 |  | Combustion Turbine | WECC_SCE | California | Kern | 3.3 | 2018 | 9999 |  |  |  | 0.92213 | Default Emission Factor
Gaston County Renewable Energy Center | 61758_G_GEN1 | 61758 | G | GEN1 |  | Landfill Gas | S_VACA | North Carolina | Gaston | 1.4 | 2011 | 9999 |  |  |  | 0.54258 | Default Emission Factor
Gaston County Renewable Energy Center | 61758_G_GEN2 | 61758 | G | GEN2 |  | Landfill Gas | S_VACA | North Carolina | Gaston | 1.4 | 2011 | 9999 |  |  |  | 0.54258 | Default Emission Factor
Gaston County Renewable Energy Center | 61758_G_GEN3 | 61758 | G | GEN3 |  | Landfill Gas | S_VACA | North Carolina | Gaston | 1.4 | 2011 | 9999 |  |  |  | 0.54258 | Default Emission Factor
Douglas County Forest Products | 61761_G_GEN-1 | 61761 | G | GEN-1 |  | Biomass | WECC_PNW | Oregon | Douglas | 6.3 | 2006 | 9999 |  |  |  | 0.58208 | Default Emission Factor
Brevard | 61777_G_ENG1 | 61777 | G | ENG1 |  | Landfill Gas | FRCC | Florida | Brevard | 1.6 | 2008 | 9999 |  |  |  | 0.54258 | Default Emission Factor
Brevard | 61777_G_ENG2 | 61777 | G | ENG2 |  | Landfill Gas | FRCC | Florida | Brevard | 1.6 | 2008 | 9999 |  |  |  | 0.54258 | Default Emission Factor
Brevard | 61777_G_ENG3 | 61777 | G | ENG3 |  | Landfill Gas | FRCC | Florida | Brevard | 1.6 | 2008 | 9999 |  |  |  | 0.54258 | Default Emission Factor
Brevard | 61777_G_ENG4 | 61777 | G | ENG4 |  | Landfill Gas | FRCC | Florida | Brevard | 1.6 | 2008 | 9999 |  |  |  | 0.54258 | Default Emission Factor
Brevard | 61777_G_ENG5 | 61777 | G | ENG5 |  | Landfill Gas | FRCC | Florida | Brevard | 1.6 | 2008 | 9999 |  |  |  | 0.54258 | Default Emission Factor
Brevard | 61777_G_ENG6 | 61777 | G | ENG6 |  | Landfill Gas | FRCC | Florida | Brevard | 1.6 | 2008 | 9999 |  |  |  | 0.54258 | Default Emission Factor
Hernando | 61779_G_ENG1 | 61779 | G | ENG1 |  | Landfill Gas | FRCC | Florida | Hernando | 1.6 | 2010 | 9999 |  |  |  | 0.54258 | Default Emission Factor
Seminole Energy | 61780_G_ENG1 | 61780 | G | ENG1 |  | Landfill Gas | FRCC | Florida | Seminole | 1.6 | 2007 | 9999 |  |  |  | 0.54258 | Default Emission Factor
Seminole Energy | 61780_G_ENG2 | 61780 | G | ENG2 |  | Landfill Gas | FRCC | Florida | Seminole | 1.6 | 2007 | 9999 |  |  |  | 0.54258 | Default Emission Factor
Seminole Energy | 61780_G_ENG3 | 61780 | G | ENG3 |  | Landfill Gas | FRCC | Florida | Seminole | 1.6 | 2007 | 9999 |  |  |  | 0.54258 | Default Emission Factor
Amana Society Service Company | 61850_G_IC1 | 61850 | G | IC1 |  | Combustion Turbine | MIS_IA | Iowa | Iowa | 1.8 | 2001 | 9999 |  |  |  | 0.92213 | Default Emission Factor
Amana Society Service Company | 61850_G_IC10 | 61850 | G | IC10 |  | Combustion Turbine | MIS_IA | Iowa | Iowa | 1.8 | 2001 | 9999 |  |  |  | 0.92213 | Default Emission Factor
Amana Society Service Company | 61850_G_IC11 | 61850 | G | IC11 |  | Combustion Turbine | MIS_IA | Iowa | Iowa | 1.8 | 2001 | 9999 |  |  |  | 0.92213 | Default Emission Factor
Amana Society Service Company | 61850_G_IC12 | 61850 | G | IC12 |  | Combustion Turbine | MIS_IA | Iowa | Iowa | 1.8 | 2001 | 9999 |  |  |  | 0.92213 | Default Emission Factor
Amana Society Service Company | 61850_G_IC2 | 61850 | G | IC2 |  | Combustion Turbine | MIS_IA | Iowa | Iowa | 1.8 | 2001 | 9999 |  |  |  | 0.92213 | Default Emission Factor
Amana Society Service Company | 61850_G_IC3 | 61850 | G | IC3 |  | Combustion Turbine | MIS_IA | Iowa | Iowa | 1.8 | 2001 | 9999 |  |  |  | 0.92213 | Default Emission Factor
Amana Society Service Company | 61850_G_IC4 | 61850 | G | IC4 |  | Combustion Turbine | MIS_IA | Iowa | Iowa | 1.8 | 2001 | 9999 |  |  |  | 0.92213 | Default Emission Factor
Amana Society Service Company | 61850_G_IC5 | 61850 | G | IC5 |  | Combustion Turbine | MIS_IA | Iowa | Iowa | 1.8 | 2001 | 9999 |  |  |  | 0.92213 | Default Emission Factor
Amana Society Service Company | 61850_G_IC6 | 61850 | G | IC6 |  | Combustion Turbine | MIS_IA | Iowa | Iowa | 1.8 | 2001 | 9999 |  |  |  | 0.92213 | Default Emission Factor
Amana Society Service Company | 61850_G_IC7 | 61850 | G | IC7 |  | Combustion Turbine | MIS_IA | Iowa | Iowa | 1.8 | 2001 | 9999 |  |  |  | 0.92213 | Default Emission Factor
Amana Society Service Company | 61850_G_IC8 | 61850 | G | IC8 |  | Combustion Turbine | MIS_IA | Iowa | Iowa | 1.8 | 2001 | 9999 |  |  |  | 0.92213 | Default Emission Factor
Amana Society Service Company | 61850_G_IC9 | 61850 | G | IC9 |  | Combustion Turbine | MIS_IA | Iowa | Iowa | 1.8 | 2001 | 9999 |  |  |  | 0.92213 | Default Emission Factor
NRG Chalk Point CT | 61890_G_SGT1 | 61890 | G | SGT1 |  | Combustion Turbine | PJM_SMAC | Maryland | Prince Georges | 71 | 1990 | 9999 |  |  |  | 0.12736 | Default Emission Factor
Riviera | 619_G_5A | 619 | G | 5A | 90798 | Combined Cycle | FRCC | Florida | Palm Beach | 270.5 | 2014 | 9999 | 2019 | 41.3203 | 3508138 | 0.0423 | NEI 2019
Riviera | 619_G_5B | 619 | G | 5B | 90799 | Combined Cycle | FRCC | Florida | Palm Beach | 270.5 | 2014 | 9999 | 2019 | 41.8384 | 1278337 | 0.0423 | NEI 2019
Riviera | 619_G_5C | 619 | G | 5C | 90800 | Combined Cycle | FRCC | Florida | Palm Beach | 270.5 | 2014 | 9999 | 2019 | 53.0319 | 1653451 | 0.0423 | NEI 2019
Riviera | 619_G_5ST | 619 | G | 5ST | 90798 | Combined Cycle | FRCC | Florida | Palm Beach | 478.5 | 2014 | 9999 |  |  |  | 0.0423 | NEI 2019
John Twitty Energy Center | 6195_G_GT1 | 6195 | G | GT1 | 89861 | Combustion Turbine | SPP_N | Missouri | Greene | 52 | 1983 | 9999 | 2019 | 0.5561 | 18608 | 0.05977 | NEI 2019
John Twitty Energy Center | 6195_G_GT2 | 6195 | G | GT2 | 89863 | Combustion Turbine | SPP_N | Missouri | Greene | 52 | 1983 | 9999 | 2019 | 1.6586 | 18608 | 0.17827 | NEI 2019
MCRD Parris Island PV Hybrid | 61956_G_BAKUP | 61956 | G | BAKUP |  | Combustion Turbine | S_VACA | South Carolina | Beaufort | 2.5 | 2019 | 9999 |  |  |  | 0.35769 | Default Emission Factor
MCRD Parris Island PV Hybrid | 61956_G_BLKST | 61956 | G | BLKST |  | Combustion Turbine | S_VACA | South Carolina | Beaufort | 1 | 2019 | 9999 |  |  |  | 0.35769 | Default Emission Factor
MCRD Parris Island PV Hybrid | 61956_G_CHPP | 61956 | G | CHPP |  | Combustion Turbine | S_VACA | South Carolina | Beaufort | 3.5 | 2019 | 9999 |  |  |  | 0.06536 | Default Emission Factor
TAC-Distributed Energy Resource Hybrid | 61990_G_NG | 61990 | G | NG |  | Combustion Turbine | MIS_IL | Illinois | Champaign | 1 | 2017 | 2045 |  |  |  | 0.92213 | Default Emission Factor
Sanford | 620_G_4 | 620 | G | 4 | 429 | Combined Cycle | FRCC | Florida | Volusia | 388 | 1969 | 9999 |  |  |  | 0.05006 | NEI 2019
Sanford | 620_G_4A | 620 | G | 4A | 429 | Combined Cycle | FRCC | Florida | Volusia | 197 | 2002 | 9999 | 2019 | 29.5366 | 2531955 | 0.05006 | NEI 2019
Sanford | 620_G_4B | 620 | G | 4B | 430 | Combined Cycle | FRCC | Florida | Volusia | 197 | 2002 | 9999 | 2019 | 31.6511 | 830737 | 0.05006 | NEI 2019
Sanford | 620_G_4C | 620 | G | 4C | 431 | Combined Cycle | FRCC | Florida | Volusia | 197 | 2002 | 9999 | 2019 | 35.7956 | 946869 | 0.05006 | NEI 2019
Sanford | 620_G_4D | 620 | G | 4D | 432 | Combined Cycle | FRCC | Florida | Volusia | 197 | 2003 | 9999 | 2019 | 31.5286 | 825060 | 0.05006 | NEI 2019
Sanford | 620_G_5 | 620 | G | 5 | 433 | Combined Cycle | FRCC | Florida | Volusia | 388 | 1974 | 9999 |  |  |  | 0.04955 | NEI 2019
Sanford | 620_G_5A | 620 | G | 5A | 433 | Combined Cycle | FRCC | Florida | Volusia | 197 | 2002 | 9999 | 2019 | 18.6209 | 1624405 | 0.04955 | NEI 2019
Sanford | 620_G_5B | 620 | G | 5B | 434 | Combined Cycle | FRCC | Florida | Volusia | 197 | 2002 | 9999 | 2019 | 23.5962 | 638052 | 0.04955 | NEI 2019
Sanford | 620_G_5C | 620 | G | 5C | 435 | Combined Cycle | FRCC | Florida | Volusia | 197 | 2002 | 9999 | 2019 | 19.037 | 506723 | 0.04955 | NEI 2019
Sanford | 620_G_5D | 620 | G | 5D | 436 | Combined Cycle | FRCC | Florida | Volusia | 197 | 2002 | 9999 | 2019 | 21.7904 | 582621 | 0.04955 | NEI 2019
Brooklyn Hospital Center | 62002_G_400DF | 62002 | G | 400DF |  | Combustion Turbine | NY_Z_J | New York | Kings | 0.5 | 2004 | 9999 |  |  |  | 0.92213 | Default Emission Factor
Brooklyn Hospital Center | 62002_G_500RE | 62002 | G | 500RE |  | Combustion Turbine | NY_Z_J | New York | Kings | 0.5 | 2014 | 9999 |  |  |  | 0.92213 | Default Emission Factor
Brooklyn Hospital Center | 62002_G_SR4 | 62002 | G | SR4 |  | Combustion Turbine | NY_Z_J | New York | Kings | 0.5 | 1975 | 9999 |  |  |  | 0.92213 | Default Emission Factor
Turkey Point | 621_G_5CA | 621 | G | 5CA | 89540 | Combined Cycle | FRCC | Florida | Miami Dade | 466.2 | 2007 | 9999 |  |  |  | 0.04516 | NEI 2019
Turkey Point | 621_G_5CTA | 621 | G | 5CTA | 89540 | Combined Cycle | FRCC | Florida | Miami Dade | 196.7 | 2007 | 9999 | 2019 | 30.2722 | 1958642 | 0.04516 | NEI 2019
Turkey Point | 621_G_5CTB | 621 | G | 5CTB | 89541 | Combined Cycle | FRCC | Florida | Miami Dade | 196.7 | 2007 | 9999 | 2019 | 28.7011 | 840605 | 0.04516 | NEI 2019
Turkey Point | 621_G_5CTC | 621 | G | 5CTC | 89542 | Combined Cycle | FRCC | Florida | Miami Dade | 196.7 | 2007 | 9999 | 2019 | 30.1848 | 781964 | 0.04516 | NEI 2019
Turkey Point | 621_G_5CTD | 621 | G | 5CTD | 89543 | Combined Cycle | FRCC | Florida | Miami Dade | 196.7 | 2007 | 9999 | 2019 | 26.615 | 1546521 | 0.04516 | NEI 2019
Northeast (WA) | 6210_G_1 | 6210 | G | 1 |  | Combustion Turbine | WECC_PNW | Washington | Spokane | 45 | 1978 | 9999 |  |  |  | 0.12736 | Default Emission Factor
Dynegy Oakland Power Plant | 6211_G_GEN1 | 6211 | G | GEN1 |  | Combustion Turbine | WEC_CALN | California | Alameda | 55 | 1978 | 9999 | 2019 | 0.11592 | 1417 | 0.16362 | NEI 2019
Dynegy Oakland Power Plant | 6211_G_GEN3 | 6211 | G | GEN3 |  | Combustion Turbine | WEC_CALN | California | Alameda | 55 | 1978 | 9999 | 2017 | 0.21639 | 669.6667 | 0.64625 | NEI 2019
AES Alamitos Energy Center | 62115_G_1A | 62115 | G | 1A |  | Combined Cycle | WEC_LADW | California | Los Angeles | 194 | 2020 | 9999 |  |  |  | 0.02842 | Default Emission Factor
AES Alamitos Energy Center | 62115_G_1B | 62115 | G | 1B |  | Combined Cycle | WEC_LADW | California | Los Angeles | 194 | 2020 | 9999 |  |  |  | 0.02842 | Default Emission Factor
AES Alamitos Energy Center | 62115_G_1S | 62115 | G | 1S |  | Combined Cycle | WEC_LADW | California | Los Angeles | 215 | 2020 | 9999 |  |  |  | 0.02842 | Default Emission Factor
AES Huntington Beach Energy Project | 62116_G_1A | 62116 | G | 1A |  | Combined Cycle | WECC_SCE | California | Orange | 194 | 2020 | 9999 |  |  |  | 0.02842 | Default Emission Factor
AES Huntington Beach Energy Project | 62116_G_1B | 62116 | G | 1B |  | Combined Cycle | WECC_SCE | California | Orange | 194 | 2020 | 9999 |  |  |  | 0.02842 | Default Emission Factor
AES Huntington Beach Energy Project | 62116_G_1S | 62116 | G | 1S |  | Combined Cycle | WECC_SCE | California | Orange | 215 | 2020 | 9999 |  |  |  | 0.02842 | Default Emission Factor
Beloit Memorial Hospital Power Plant | 62117_G_GEN-1 | 62117 | G | GEN-1 |  | Combustion Turbine | MIS_WUMS | Wisconsin | Rock | 1.5 | 2000 | 9999 |  |  |  | 0.92213 | Default Emission Factor
Beloit Memorial Hospital Power Plant | 62117_G_GEN-2 | 62117 | G | GEN-2 |  | Combustion Turbine | MIS_WUMS | Wisconsin | Rock | 1.5 | 2000 | 9999 |  |  |  | 0.92213 | Default Emission Factor
4710 Hosting | 62162_G_4710 | 62162 | G | 4710 |  | Combustion Turbine | MIS_MNWI | Minnesota | Olmsted | 5 | 2012 | 9999 |  |  |  | 0.92213 | Default Emission Factor
Maimonides Medical Center | 62174_G_625DI | 62174 | G | 625DI |  | Combustion Turbine | NY_Z_J | New York | Kings | 0.5 | 1999 | 9999 |  |  |  | 0.92213 | Default Emission Factor
Maimonides Medical Center | 62174_G_CM500 | 62174 | G | CM500 |  | Combustion Turbine | NY_Z_J | New York | Kings | 0.5 | 2006 | 9999 |  |  |  | 0.92213 | Default Emission Factor
Maimonides Medical Center | 62174_G_CM800 | 62174 | G | CM800 |  | Combustion Turbine | NY_Z_J | New York | Kings | 0.8 | 2002 | 9999 |  |  |  | 0.92213 | Default Emission Factor
Maimonides Medical Center | 62174_G_CM900 | 62174 | G | CM900 |  | Combustion Turbine | NY_Z_J | New York | Kings | 0.9 | 2006 | 9999 |  |  |  | 0.92213 | Default Emission Factor
Maimonides Medical Center | 62174_G_CN900 | 62174 | G | CN900 |  | Combustion Turbine | NY_Z_J | New York | Kings | 0.9 | 2006 | 9999 |  |  |  | 0.92213 | Default Emission Factor
Maimonides Medical Center | 62174_G_ON300 | 62174 | G | ON300 |  | Combustion Turbine | NY_Z_J | New York | Kings | 0.3 | 1990 | 9999 |  |  |  | 0.92213 | Default Emission Factor
Blue Water Energy Center | 62192_G_11 | 62192 | G | 11 |  | Combined Cycle | MIS_LMI | Michigan | St Clair | 359 | 2022 | 9999 |  |  |  | 0.02842 | Default Emission Factor
Blue Water Energy Center | 62192_G_12 | 62192 | G | 12 |  | Combined Cycle | MIS_LMI | Michigan | St Clair | 359 | 2022 | 9999 |  |  |  | 0.02842 | Default Emission Factor
Blue Water Energy Center | 62192_G_1S | 62192 | G | 1S |  | Combined Cycle | MIS_LMI | Michigan | St Clair | 428 | 2022 | 9999 |  |  |  | 0.02842 | Default Emission Factor
Durant | 6220_G_7 | 6220 | G | 7 |  | Combustion Turbine | MIS_IA | Iowa | Cedar | 1.8 | 1998 | 9999 |  |  |  | 0.92213 | Default Emission Factor
Durant | 6220_G_8 | 6220 | G | 8 |  | Combustion Turbine | MIS_IA | Iowa | Cedar | 2.6 | 2011 | 9999 |  |  |  | 0.92213 | Default Emission Factor
Empire Energy Center | 6223_G_2 | 6223 | G | 2 | 89858 | Combustion Turbine | SPP_N | Missouri | Jasper | 82 | 1981 | 2025 | 2019 | 0.5966 | 35929.458 | 0.03321 | NEI 2019
Empire Energy Center | 6223_G_3 | 6223 | G | 3 | 9179 | Combustion Turbine | SPP_N | Missouri | Jasper | 49 | 2003 | 9999 | 2019 | 1.2229 | 21470.042 | 0.11392 | NEI 2019
Empire Energy Center | 6223_G_4 | 6223 | G | 4 | 9181 | Combustion Turbine | SPP_N | Missouri | Jasper | 49 | 2003 | 9999 | 2019 | 0.9274 | 21470.042 | 0.08639 | NEI 2019
NYC-HH-New Bellevue Hospital | 62250_G_CAT2H | 62250 | G | CAT2H |  | Combustion Turbine | NY_Z_J | New York | New York | 0.8 | 2011 | 9999 |  |  |  | 0.92213 | Default Emission Factor
NYC-HH-New Bellevue Hospital | 62250_G_CAT2M | 62250 | G | CAT2M |  | Combustion Turbine | NY_Z_J | New York | New York | 0.8 | 2011 | 9999 |  |  |  | 0.92213 | Default Emission Factor
NYC-HH-New Bellevue Hospital | 62250_G_CAT2X | 62250 | G | CAT2X |  | Combustion Turbine | NY_Z_J | New York | New York | 0.8 | 2011 | 9999 |  |  |  | 0.92213 | Default Emission Factor
NYC-HH-New Bellevue Hospital | 62250_G_CAT2Y | 62250 | G | CAT2Y |  | Combustion Turbine | NY_Z_J | New York | New York | 0.8 | 2011 | 9999 |  |  |  | 0.92213 | Default Emission Factor
NYC-HH-New Bellevue Hospital | 62250_G_CAT6M | 62250 | G | CAT6M |  | Combustion Turbine | NY_Z_J | New York | New York | 0.6 | 1996 | 9999 |  |  |  | 0.92213 | Default Emission Factor
NYC-HH-New Bellevue Hospital | 62250_G_CAT6P | 62250 | G | CAT6P |  | Combustion Turbine | NY_Z_J | New York | New York | 0.6 | 1996 | 9999 |  |  |  | 0.92213 | Default Emission Factor
NYC-HH-New Bellevue Hospital | 62250_G_CUM6Z | 62250 | G | CUM6Z |  | Combustion Turbine | NY_Z_J | New York | New York | 0.9 | 2011 | 9999 |  |  |  | 0.92213 | Default Emission Factor
NYC-HH-New Bellevue Hospital | 62250_G_RUD3R | 62250 | G | RUD3R |  | Combustion Turbine | NY_Z_J | New York | New York | 0.7 | 2002 | 9999 |  |  |  | 0.92213 | Default Emission Factor
Westchester County Medical Center | 62270_G_CAT04 | 62270 | G | CAT04 |  | Combustion Turbine | NY_Z_G-I | New York | Westchester | 0.7 | 2000 | 9999 |  |  |  | 0.92213 | Default Emission Factor
Westchester County Medical Center | 62270_G_CATH1 | 62270 | G | CATH1 |  | Combustion Turbine | NY_Z_G-I | New York | Westchester | 1.3 | 2002 | 9999 |  |  |  | 0.92213 | Default Emission Factor
Westchester County Medical Center | 62270_G_CATH2 | 62270 | G | CATH2 |  | Combustion Turbine | NY_Z_G-I | New York | Westchester | 1.3 | 2002 | 9999 |  |  |  | 0.92213 | Default Emission Factor
Westchester County Medical Center | 62270_G_CATN1 | 62270 | G | CATN1 |  | Combustion Turbine | NY_Z_G-I | New York | Westchester | 0.7 | 1974 | 9999 |  |  |  | 0.92213 | Default Emission Factor
Westchester County Medical Center | 62270_G_CATN2 | 62270 | G | CATN2 |  | Combustion Turbine | NY_Z_G-I | New York | Westchester | 0.7 | 1974 | 9999 |  |  |  | 0.92213 | Default Emission Factor
Westchester County Medical Center | 62270_G_CATN3 | 62270 | G | CATN3 |  | Combustion Turbine | NY_Z_G-I | New York | Westchester | 0.7 | 1996 | 9999 |  |  |  | 0.92213 | Default Emission Factor
Westchester County Medical Center | 62270_G_CATR3 | 62270 | G | CATR3 |  | Combustion Turbine | NY_Z_G-I | New York | Westchester | 0.6 | 2013 | 9999 |  |  |  | 0.92213 | Default Emission Factor
Westchester County Medical Center | 62270_G_CATR4 | 62270 | G | CATR4 |  | Combustion Turbine | NY_Z_G-I | New York | Westchester | 0.3 | 1980 | 9999 |  |  |  | 0.92213 | Default Emission Factor
Westchester County Medical Center | 62270_G_CUM37 | 62270 | G | CUM37 |  | Combustion Turbine | NY_Z_G-I | New York | Westchester | 0.4 | 2000 | 9999 |  |  |  | 0.92213 | Default Emission Factor
Westchester County Medical Center | 62270_G_DT080 | 62270 | G | DT080 |  | Combustion Turbine | NY_Z_G-I | New York | Westchester | 0.5 | 2002 | 9999 |  |  |  | 0.92213 | Default Emission Factor
Westchester County Medical Center | 62270_G_DT250 | 62270 | G | DT250 |  | Combustion Turbine | NY_Z_G-I | New York | Westchester | 0.3 | 2000 | 9999 |  |  |  | 0.92213 | Default Emission Factor
Westchester County Medical Center | 62270_G_DT500 | 62270 | G | DT500 |  | Combustion Turbine | NY_Z_G-I | New York | Westchester | 0.5 | 2000 | 9999 |  |  |  | 0.92213 | Default Emission Factor
Mobile | 6229_G_1 | 6229 | G | 1 |  | Combustion Turbine | SPP_NEBR | Nebraska | York | 1 | 1980 | 9999 |  |  |  | 0.92213 | Default Emission Factor
Mobile | 6229_G_2 | 6229 | G | 2 |  | Combustion Turbine | SPP_NEBR | Nebraska | York | 1.6 | 1996 | 9999 |  |  |  | 0.92213 | Default Emission Factor
Mobile | 6229_G_500 | 6229 | G | 500 |  | Combustion Turbine | SPP_NEBR | Nebraska | York | 0.5 | 1994 | 9999 |  |  |  | 0.92213 | Default Emission Factor
Pearl Station | 6238_G_GT1 | 6238 | G | GT1 |  | Combustion Turbine | MIS_IL | Illinois | Pike | 20.1 | 1973 | 2030 |  |  |  | 0.12736 | Default Emission Factor
Verwey-Hanford Dairy Digester #2 | 62418_G_4 | 62418 | G | 4 |  | Non-Fossil Waste | WEC_CALN | California | Kings | 1 | 2019 | 9999 |  |  |  | 0.32253 | Default Emission Factor
Verwey-Hanford Dairy Digester #3 | 62419_G_4 | 62419 | G | 4 |  | Non-Fossil Waste | WEC_CALN | California | Kings | 1 | 2019 | 9999 |  |  |  | 0.32253 | Default Emission Factor
Dansby | 6243_G_2 | 6243 | G | 2 | 89412 | Combustion Turbine | ERC_REST | Texas | Brazos | 47.1 | 2004 | 9999 | 2019 | 0.7389 | 24015 | 0.06154 | NEI 2019
Dansby | 6243_G_3 | 6243 | G | 3 | 90415 | Combustion Turbine | ERC_REST | Texas | Brazos | 47.1 | 2010 | 9999 | 2019 | 0.9151 | 24015 | 0.07621 | NEI 2019
JLL-One Rockwood Road | 62446_G_EGEN1 | 62446 | G | EGEN1 |  | Combustion Turbine | NY_Z_G-I | New York | Westchester | 1.5 | 2003 | 9999 |  |  |  | 0.92213 | Default Emission Factor
JLL-One Rockwood Road | 62446_G_EGEN2 | 62446 | G | EGEN2 |  | Combustion Turbine | NY_Z_G-I | New York | Westchester | 1.5 | 2003 | 9999 |  |  |  | 0.92213 | Default Emission Factor
Kimberly Clark Mobile - CHP Plant | 62449_G_GT100 | 62449 | G | GT100 |  | Combustion Turbine | S_SOU | Alabama | Mobile | 21.8 | 2019 | 9999 |  |  |  | 0.06536 | Default Emission Factor
Kimberly Clark Mobile - CHP Plant | 62449_G_GT200 | 62449 | G | GT200 |  | Combustion Turbine | S_SOU | Alabama | Mobile | 21.8 | 2019 | 9999 |  |  |  | 0.06536 | Default Emission Factor
St. Johns Episcopal Hospital | 62450_G_CT205 | 62450 | G | CT205 |  | Combustion Turbine | NY_Z_J | New York | Queens | 0.2 | 2010 | 9999 |  |  |  | 0.92213 | Default Emission Factor
St. Johns Episcopal Hospital | 62450_G_F1040 | 62450 | G | F1040 |  | Combustion Turbine | NY_Z_J | New York | Queens | 1 | 1995 | 9999 |  |  |  | 0.92213 | Default Emission Factor
St. Joseph Hospital | 62452_G_CT250 | 62452 | G | CT250 |  | Combustion Turbine | NY_Z_G-I | New York | Westchester | 0.3 | 1960 | 9999 |  |  |  | 0.92213 | Default Emission Factor
St. Joseph Hospital | 62452_G_CT750 | 62452 | G | CT750 |  | Combustion Turbine | NY_Z_G-I | New York | Westchester | 0.8 | 1978 | 9999 |  |  |  | 0.92213 | Default Emission Factor
Mt.Sinai-St.Lukes Roosevelt Hosp. Center | 62453_G_CT250 | 62453 | G | CT250 |  | Combustion Turbine | NY_Z_G-I | New York | Westchester | 0.3 | 1960 | 9999 |  |  |  | 0.92213 | Default Emission Factor
Mt.Sinai-St.Lukes Roosevelt Hosp. Center | 62453_G_CT750 | 62453 | G | CT750 |  | Combustion Turbine | NY_Z_G-I | New York | Westchester | 0.8 | 1978 | 9999 |  |  |  | 0.92213 | Default Emission Factor
Mt.Sinai-St.Lukes Roosevelt Hosp. Center | 62453_G_EG1 | 62453 | G | EG1 |  | Combustion Turbine | NY_Z_G-I | New York | Westchester | 0.3 | 1995 | 9999 |  |  |  | 0.92213 | Default Emission Factor
Mt.Sinai-St.Lukes Roosevelt Hosp. Center | 62453_G_EG2 | 62453 | G | EG2 |  | Combustion Turbine | NY_Z_G-I | New York | Westchester | 0.3 | 2010 | 9999 |  |  |  | 0.92213 | Default Emission Factor
Mt.Sinai-St.Lukes Roosevelt Hosp. Center | 62453_G_EG3 | 62453 | G | EG3 |  | Combustion Turbine | NY_Z_G-I | New York | Westchester | 2.5 | 2015 | 9999 |  |  |  | 0.92213 | Default Emission Factor
Mt.Sinai-St.Lukes Roosevelt Hosp. Center | 62453_G_EG4 | 62453 | G | EG4 |  | Combustion Turbine | NY_Z_G-I | New York | Westchester | 2.5 | 2015 | 9999 |  |  |  | 0.92213 | Default Emission Factor
Farmers Electric Cooperative - Kalona | 62461_G_1 | 62461 | G | 1 |  | Combustion Turbine | MIS_MIDA | Iowa | Johnson | 2 | 2001 | 9999 |  |  |  | 0.92213 | Default Emission Factor
Farmers Electric Cooperative - Kalona | 62461_G_2 | 62461 | G | 2 |  | Combustion Turbine | MIS_MIDA | Iowa | Johnson | 2 | 2001 | 9999 |  |  |  | 0.92213 | Default Emission Factor
Farmers Electric Cooperative - Kalona | 62461_G_3 | 62461 | G | 3 |  | Combustion Turbine | MIS_MIDA | Iowa | Johnson | 2 | 2006 | 9999 |  |  |  | 0.92213 | Default Emission Factor
ACB Energy Parntners LLC - MTF Cogen | 62492_G_ACB-1 | 62492 | G | ACB-1 |  | Combustion Turbine | PJM_EMAC | New Jersey | Atlantic | 7.1 | 2010 | 9999 |  |  |  | 0.12736 | Default Emission Factor
Germantown | 6253_G_1 | 6253 | G | 1 | 90037 | Combustion Turbine | MIS_WUMS | Wisconsin | Washington | 48.8 | 1978 | 9999 | 2019 | 0.19164 | 2721.9912 | 0.14081 | NEI 2019
Germantown | 6253_G_2 | 6253 | G | 2 | 90039 | Combustion Turbine | MIS_WUMS | Wisconsin | Washington | 48.6 | 1978 | 9999 | 2019 | 0.056206 | 2710.8355 | 0.04147 | NEI 2019
Germantown | 6253_G_3 | 6253 | G | 3 | 90234 | Combustion Turbine | MIS_WUMS | Wisconsin | Washington | 45.8 | 1978 | 9999 | 2019 | 0.19258 | 2554.6557 | 0.15077 | NEI 2019
Germantown | 6253_G_4 | 6253 | G | 4 | 90236 | Combustion Turbine | MIS_WUMS | Wisconsin | Washington | 49.2 | 1978 | 9999 | 2019 | 0.055866 | 2744.3026 | 0.04071 | NEI 2019
Germantown | 6253_G_5 | 6253 | G | 5 | 2873 | Combustion Turbine | MIS_WUMS | Wisconsin | Washington | 81.2 | 2000 | 9999 |  |  |  | 0.12736 | Default Emission Factor
Scherer | 6257_G_1 | 6257 | G | 1 | 2875 | Coal Steam | S_SOU | Georgia | Monroe | 860 | 1982 | 9999 | 2017 | 23.1224 | 2304302 | 0.02007 | NEI 2019
Wilson | 6258_G_5A | 6258 | G | 5A | 89926 | Combustion Turbine | S_SOU | Georgia | Burke | 41 | 1972 | 9999 |  |  |  | 0.12736 | Default Emission Factor
Wilson | 6258_G_5B | 6258 | G | 5B | 89927 | Combustion Turbine | S_SOU | Georgia | Burke | 56 | 1972 | 9999 |  |  |  | 0.12736 | Default Emission Factor
Wilson | 6258_G_5C | 6258 | G | 5C | 89928 | Combustion Turbine | S_SOU | Georgia | Burke | 49 | 1972 | 9999 |  |  |  | 0.12736 | Default Emission Factor
Wilson | 6258_G_5D | 6258 | G | 5D | 89929 | Combustion Turbine | S_SOU | Georgia | Burke | 41 | 1973 | 9999 |  |  |  | 0.12736 | Default Emission Factor
Wilson | 6258_G_5E | 6258 | G | 5E | 89930 | Combustion Turbine | S_SOU | Georgia | Burke | 54 | 1973 | 9999 |  |  |  | 0.12736 | Default Emission Factor
Wilson | 6258_G_5F | 6258 | G | 5F | 89931 | Combustion Turbine | S_SOU | Georgia | Burke | 54 | 1973 | 9999 |  |  |  | 0.12736 | Default Emission Factor
Wilson | 6258_G_IC1 | 6258 | G | IC1 |  | Combustion Turbine | S_SOU | Georgia | Burke | 2.5 | 1972 | 9999 |  |  |  | 0.92213 | Default Emission Factor
Montefiore Mount Vernon Hospital | 62589_G_CONP7 | 62589 | G | CONP7 |  | Combustion Turbine | NY_Z_G-I | New York | Westchester | 0.4 | 1976 | 9999 |  |  |  | 0.92213 | Default Emission Factor
Montefiore Mount Vernon Hospital | 62589_G_DETR4 | 62589 | G | DETR4 |  | Combustion Turbine | NY_Z_G-I | New York | Westchester | 0.7 | 1976 | 9999 |  |  |  | 0.92213 | Default Emission Factor
Wolf Creek Generator | 62590_G_WOLF | 62590 | G | WOLF |  | Combustion Turbine | SPP_N | Kansas | Coffey | 1 | 2014 | 9999 |  |  |  | 0.92213 | Default Emission Factor
Rockland Bakery Inc. | 62619_G_CAT1 | 62619 | G | CAT1 |  | Combustion Turbine | NY_Z_G-I | New York | Rockland | 0.8 | 1996 | 9999 |  |  |  | 0.92213 | Default Emission Factor
Rockland Bakery Inc. | 62619_G_CAT2 | 62619 | G | CAT2 |  | Combustion Turbine | NY_Z_G-I | New York | Rockland | 0.8 | 1996 | 9999 |  |  |  | 0.92213 | Default Emission Factor
Rockland Bakery Inc. | 62619_G_CAT3 | 62619 | G | CAT3 |  | Combustion Turbine | NY_Z_G-I | New York | Rockland | 0.8 | 1996 | 9999 |  |  |  | 0.92213 | Default Emission Factor
Rockland Bakery Inc. | 62619_G_CATE4 | 62619 | G | CATE4 |  | Combustion Turbine | NY_Z_G-I | New York | Rockland | 1.5 | 1996 | 9999 |  |  |  | 0.92213 | Default Emission Factor
Overlook Medical Center | 62622_G_CHPS1 | 62622 | G | CHPS1 |  | Combustion Turbine | PJM_EMAC | New Jersey | Union | 1 | 2012 | 9999 |  |  |  | 0.92213 | Default Emission Factor
Overlook Medical Center | 62622_G_CHPS2 | 62622 | G | CHPS2 |  | Combustion Turbine | PJM_EMAC | New Jersey | Union | 1 | 2012 | 9999 |  |  |  | 0.92213 | Default Emission Factor
Overlook Medical Center | 62622_G_CHPS3 | 62622 | G | CHPS3 |  | Combustion Turbine | PJM_EMAC | New Jersey | Union | 1 | 2012 | 9999 |  |  |  | 0.92213 | Default Emission Factor
West Water Street | 62625_G_G1 | 62625 | G | G1 |  | Combustion Turbine | NENGREST | Massachusetts | Bristol | 2.5 | 2018 | 9999 |  |  |  | 0.92213 | Default Emission Factor
West Water Street | 62625_G_G2 | 62625 | G | G2 |  | Combustion Turbine | NENGREST | Massachusetts | Bristol | 2.5 | 2018 | 9999 |  |  |  | 0.92213 | Default Emission Factor
West Water Street | 62625_G_G3 | 62625 | G | G3 |  | Combustion Turbine | NENGREST | Massachusetts | Bristol | 2.5 | 2018 | 9999 |  |  |  | 0.92213 | Default Emission Factor
West Water Street | 62625_G_G4 | 62625 | G | G4 |  | Combustion Turbine | NENGREST | Massachusetts | Bristol | 2.5 | 2018 | 9999 |  |  |  | 0.92213 | Default Emission Factor
Morehead Generating Facility | 62641_G_M3516 | 62641 | G | M3516 |  | Landfill Gas | PJM_West | Kentucky | Rowan | 1.4 | 2019 | 9999 |  |  |  | 0.58569 | Default Emission Factor
MBS Texbook Exchange | 62647_G_MBS1 | 62647 | G | MBS1 |  | Combustion Turbine | MIS_MO | Missouri | Boone | 1 | 2008 | 9999 |  |  |  | 0.92213 | Default Emission Factor
MBS Texbook Exchange | 62647_G_MBS2 | 62647 | G | MBS2 |  | Combustion Turbine | MIS_MO | Missouri | Boone | 1 | 2008 | 9999 |  |  |  | 0.92213 | Default Emission Factor
New York Presbyterian-The Allen Hospital | 62650_G_CAT32 | 62650 | G | CAT32 |  | Combustion Turbine | NY_Z_J | New York | New York | 1 | 2009 | 9999 |  |  |  | 0.92213 | Default Emission Factor
Cuyahoga Falls 1 | 62658_G_P001 | 62658 | G | P001 |  | Combustion Turbine | PJM_ATSI | Ohio | Summit | 1.5 | 2018 | 9999 |  |  |  | 0.92213 | Default Emission Factor
Cuyahoga Falls 1 | 62658_G_P002 | 62658 | G | P002 |  | Combustion Turbine | PJM_ATSI | Ohio | Summit | 1.5 | 2018 | 9999 |  |  |  | 0.92213 | Default Emission Factor
Cuyahoga Falls 1 | 62658_G_P003 | 62658 | G | P003 |  | Combustion Turbine | PJM_ATSI | Ohio | Summit | 1.5 | 2018 | 9999 |  |  |  | 0.92213 | Default Emission Factor
Cuyahoga Falls 1 | 62658_G_P004 | 62658 | G | P004 |  | Combustion Turbine | PJM_ATSI | Ohio | Summit | 1.5 | 2018 | 9999 |  |  |  | 0.92213 | Default Emission Factor
Cuyahoga Falls 1 | 62658_G_P005 | 62658 | G | P005 |  | Combustion Turbine | PJM_ATSI | Ohio | Summit | 1.5 | 2018 | 9999 |  |  |  | 0.92213 | Default Emission Factor
Cuyahoga Falls 1 | 62658_G_P006 | 62658 | G | P006 |  | Combustion Turbine | PJM_ATSI | Ohio | Summit | 1.5 | 2018 | 9999 |  |  |  | 0.92213 | Default Emission Factor
Epic Verona | 62676_G_G101 | 62676 | G | G101 |  | Combustion Turbine | MIS_WUMS | Wisconsin | Dane | 2.3 | 2013 | 9999 |  |  |  | 0.92213 | Default Emission Factor
Epic Verona | 62676_G_G102 | 62676 | G | G102 |  | Combustion Turbine | MIS_WUMS | Wisconsin | Dane | 2.3 | 2013 | 9999 |  |  |  | 0.92213 | Default Emission Factor
Epic Verona | 62676_G_G103 | 62676 | G | G103 |  | Combustion Turbine | MIS_WUMS | Wisconsin | Dane | 2.3 | 2013 | 9999 |  |  |  | 0.92213 | Default Emission Factor
Epic Verona | 62676_G_G104 | 62676 | G | G104 |  | Combustion Turbine | MIS_WUMS | Wisconsin | Dane | 2.3 | 2013 | 9999 |  |  |  | 0.92213 | Default Emission Factor
Epic Verona | 62676_G_G105 | 62676 | G | G105 |  | Combustion Turbine | MIS_WUMS | Wisconsin | Dane | 2.3 | 2013 | 9999 |  |  |  | 0.92213 | Default Emission Factor
Epic Verona | 62676_G_G202 | 62676 | G | G202 |  | Combustion Turbine | MIS_WUMS | Wisconsin | Dane | 2.3 | 2013 | 9999 |  |  |  | 0.92213 | Default Emission Factor
Epic Verona | 62676_G_G203 | 62676 | G | G203 |  | Combustion Turbine | MIS_WUMS | Wisconsin | Dane | 2.3 | 2013 | 9999 |  |  |  | 0.92213 | Default Emission Factor
Epic Verona | 62676_G_G204 | 62676 | G | G204 |  | Combustion Turbine | MIS_WUMS | Wisconsin | Dane | 2.3 | 2013 | 9999 |  |  |  | 0.92213 | Default Emission Factor
Epic Verona | 62676_G_G205 | 62676 | G | G205 |  | Combustion Turbine | MIS_WUMS | Wisconsin | Dane | 2.3 | 2013 | 9999 |  |  |  | 0.92213 | Default Emission Factor
Epic Verona | 62676_G_G206 | 62676 | G | G206 |  | Combustion Turbine | MIS_WUMS | Wisconsin | Dane | 2.3 | 2013 | 9999 |  |  |  | 0.92213 | Default Emission Factor
Epic Verona | 62676_G_G207 | 62676 | G | G207 |  | Combustion Turbine | MIS_WUMS | Wisconsin | Dane | 2.3 | 2013 | 9999 |  |  |  | 0.92213 | Default Emission Factor
Epic Verona | 62676_G_G208 | 62676 | G | G208 |  | Combustion Turbine | MIS_WUMS | Wisconsin | Dane | 2.3 | 2013 | 9999 |  |  |  | 0.92213 | Default Emission Factor
Epic Verona | 62676_G_G209 | 62676 | G | G209 |  | Combustion Turbine | MIS_WUMS | Wisconsin | Dane | 2.3 | 2013 | 9999 |  |  |  | 0.92213 | Default Emission Factor
Epic Verona | 62676_G_G210 | 62676 | G | G210 |  | Combustion Turbine | MIS_WUMS | Wisconsin | Dane | 2.3 | 2013 | 9999 |  |  |  | 0.92213 | Default Emission Factor
Epic Verona | 62676_G_G211 | 62676 | G | G211 |  | Combustion Turbine | MIS_WUMS | Wisconsin | Dane | 2.3 | 2013 | 9999 |  |  |  | 0.92213 | Default Emission Factor
Epic Verona | 62676_G_G301 | 62676 | G | G301 |  | Combustion Turbine | MIS_WUMS | Wisconsin | Dane | 2.3 | 2009 | 9999 |  |  |  | 0.92213 | Default Emission Factor
Epic Verona | 62676_G_G302 | 62676 | G | G302 |  | Combustion Turbine | MIS_WUMS | Wisconsin | Dane | 2.3 | 2009 | 9999 |  |  |  | 0.92213 | Default Emission Factor
Epic Verona | 62676_G_G303 | 62676 | G | G303 |  | Combustion Turbine | MIS_WUMS | Wisconsin | Dane | 2.3 | 2009 | 9999 |  |  |  | 0.92213 | Default Emission Factor
Bayboro | 627_G_P1 | 627 | G | P1 |  | Combustion Turbine | FRCC | Florida | Pinellas | 44 | 1973 | 9999 | 2019 | 0.057154 | 847.0643 | 0.13495 | NEI 2019
Bayboro | 627_G_P2 | 627 | G | P2 |  | Combustion Turbine | FRCC | Florida | Pinellas | 41 | 1973 | 9999 | 2019 | 0.083626 | 789.3099 | 0.2119 | NEI 2019
Bayboro | 627_G_P3 | 627 | G | P3 |  | Combustion Turbine | FRCC | Florida | Pinellas | 43 | 1973 | 9999 | 2019 | 0.052914 | 827.8129 | 0.12784 | NEI 2019
Bayboro | 627_G_P4 | 627 | G | P4 |  | Combustion Turbine | FRCC | Florida | Pinellas | 43 | 1973 | 9999 | 2019 | 0.072029 | 827.8129 | 0.17402 | NEI 2019
Harbec Energy | 62736_G_CPH | 62736 | G | CPH |  | Combustion Turbine | NY_Z_C&E | New York | Ontario | 0.5 | 2015 | 9999 |  |  |  | 0.12736 | Default Emission Factor
Mount Joy Wire | 62741_G_CHP | 62741 | G | CHP |  | Combustion Turbine | PJM_EMAC | Pennsylvania | Lancaster | 1.1 | 2011 | 9999 |  |  |  | 0.92213 | Default Emission Factor
Bridgewater Complex Co-Generation Plant | 62757_G_CG1 | 62757 | G | CG1 |  | Combustion Turbine | NENGREST | Massachusetts | Bristol | 1.5 | 2015 | 9999 |  |  |  | 0.12736 | Default Emission Factor
NASA Johnson Space Center CHP | 62762_G_CTG-1 | 62762 | G | CTG-1 |  | Combustion Turbine | ERC_REST | Texas | Harris | 5.3 | 2018 | 9999 |  |  |  | 0.12736 | Default Emission Factor
NASA Johnson Space Center CHP | 62762_G_CTG-2 | 62762 | G | CTG-2 |  | Combustion Turbine | ERC_REST | Texas | Harris | 5.3 | 2018 | 9999 |  |  |  | 0.12736 | Default Emission Factor
Crystal River | 628_G_1GTA | 628 | G | 1GTA | 91095 | Combined Cycle | FRCC | Florida | Citrus | 244 | 2018 | 9999 | 2019 | 32.2429 | 3747894 | 0.02364 | NEI 2019
Crystal River | 628_G_1GTB | 628 | G | 1GTB | 91096 | Combined Cycle | FRCC | Florida | Citrus | 244 | 2018 | 9999 | 2019 | 32.2858 | 1712108 | 0.02364 | NEI 2019
Crystal River | 628_G_2GTA | 628 | G | 2GTA | 91097 | Combined Cycle | FRCC | Florida | Citrus | 244 | 2018 | 9999 | 2019 | 30.6745 | 3573862 | 0.02361 | NEI 2019
Crystal River | 628_G_2GTB | 628 | G | 2GTB | 91098 | Combined Cycle | FRCC | Florida | Citrus | 244 | 2018 | 9999 | 2019 | 31.4375 | 1688661 | 0.02361 | NEI 2019
Crystal River | 628_G_CC1ST | 628 | G | CC1ST | 91095 | Combined Cycle | FRCC | Florida | Citrus | 328 | 2018 | 9999 |  |  |  | 0.02364 | NEI 2019
Crystal River | 628_G_CC2ST | 628 | G | CC2ST | 91097 | Combined Cycle | FRCC | Florida | Citrus | 328 | 2018 | 9999 |  |  |  | 0.02361 | NEI 2019
Coventry Clean Energy Corporation | 62859_G_COV-1 | 62859 | G | COV-1 |  | Landfill Gas | NENGREST | Vermont | Orleans | 1.5 | 2005 | 2024 |  |  |  | 0.54258 | Default Emission Factor
Coventry Clean Energy Corporation | 62859_G_COV-2 | 62859 | G | COV-2 |  | Landfill Gas | NENGREST | Vermont | Orleans | 1.5 | 2005 | 2024 |  |  |  | 0.54258 | Default Emission Factor
Coventry Clean Energy Corporation | 62859_G_COV-3 | 62859 | G | COV-3 |  | Landfill Gas | NENGREST | Vermont | Orleans | 1.5 | 2005 | 2024 |  |  |  | 0.54258 | Default Emission Factor
Coventry Clean Energy Corporation | 62859_G_COV-4 | 62859 | G | COV-4 |  | Landfill Gas | NENGREST | Vermont | Orleans | 1.5 | 2007 | 2024 |  |  |  | 0.54258 | Default Emission Factor
Coventry Clean Energy Corporation | 62859_G_COV-5 | 62859 | G | COV-5 |  | Landfill Gas | NENGREST | Vermont | Orleans | 1.5 | 2009 | 2024 |  |  |  | 0.54258 | Default Emission Factor
Carolina Poultry Power Farmville | 62873_G_7474 | 62873 | G | 7474 |  | Biomass | S_VACA | North Carolina | Pitt | 0.8 | 2019 | 9999 |  |  |  | 0.27133 | Default Emission Factor
Carolina Poultry Power Farmville | 62873_G_7475 | 62873 | G | 7475 |  | Biomass | S_VACA | North Carolina | Pitt | 0.8 | 2019 | 9999 |  |  |  | 0.27133 | Default Emission Factor
Carolina Poultry Power Farmville | 62873_G_7476 | 62873 | G | 7476 |  | Biomass | S_VACA | North Carolina | Pitt | 0.1 | 2019 | 9999 |  |  |  | 0.27133 | Default Emission Factor
Phoenix Contact - CCHP Plant | 62901_G_CCHP | 62901 | G | CCHP |  | Combustion Turbine | PJM_WMAC | Pennsylvania | Dauphin | 1 | 2014 | 9999 |  |  |  | 0.12736 | Default Emission Factor
Burrstone Energy Center | 62920_G_CG-1 | 62920 | G | CG-1 |  | Combustion Turbine | NY_Z_C&E | New York | Oneida | 1.1 | 2009 | 9999 |  |  |  | 0.92213 | Default Emission Factor
Burrstone Energy Center | 62920_G_CG-2 | 62920 | G | CG-2 |  | Combustion Turbine | NY_Z_C&E | New York | Oneida | 1.1 | 2009 | 9999 |  |  |  | 0.92213 | Default Emission Factor
Burrstone Energy Center | 62920_G_CG-3 | 62920 | G | CG-3 |  | Combustion Turbine | NY_Z_C&E | New York | Oneida | 1.1 | 2009 | 9999 |  |  |  | 0.92213 | Default Emission Factor
Burrstone Energy Center | 62920_G_CG-4 | 62920 | G | CG-4 |  | Combustion Turbine | NY_Z_C&E | New York | Oneida | 0.3 | 2009 | 9999 |  |  |  | 0.92213 | Default Emission Factor
Jefferson Torresdale Hospital | 63023_G_COGEN | 63023 | G | COGEN |  | Combustion Turbine | PJM_EMAC | Pennsylvania | Philadelphia | 1.1 | 2016 | 9999 |  |  |  | 0.92213 | Default Emission Factor
Duke Energy CHP at Clemson University | 63063_G_GT01 | 63063 | G | GT01 |  | Combustion Turbine | S_VACA | South Carolina | Pickens | 12.8 | 2019 | 9999 |  |  |  | 0.06536 | Default Emission Factor
ReSource Center | 63094_G_SBAD1 | 63094 | G | SBAD1 |  | Non-Fossil Waste | WECC_SCE | California | Santa Barbara | 1.1 | 2020 | 9999 |  |  |  | 0.32253 | Default Emission Factor
ReSource Center | 63094_G_SBAD2 | 63094 | G | SBAD2 |  | Non-Fossil Waste | WECC_SCE | California | Santa Barbara | 1.1 | 2020 | 9999 |  |  |  | 0.32253 | Default Emission Factor
Hannibal - Oakwood Substation | 63097_G_EP-01 | 63097 | G | EP-01 |  | Combustion Turbine | S_D_AECI | Missouri | Marion | 1.8 | 2018 | 9999 |  |  |  | 0.92213 | Default Emission Factor
Hannibal - Oakwood Substation | 63097_G_EP-02 | 63097 | G | EP-02 |  | Combustion Turbine | S_D_AECI | Missouri | Marion | 1.8 | 2018 | 9999 |  |  |  | 0.92213 | Default Emission Factor
Hannibal - Oakwood Substation | 63097_G_EP-03 | 63097 | G | EP-03 |  | Combustion Turbine | S_D_AECI | Missouri | Marion | 1.8 | 2018 | 9999 |  |  |  | 0.92213 | Default Emission Factor
Hannibal - Oakwood Substation | 63097_G_EP-04 | 63097 | G | EP-04 |  | Combustion Turbine | S_D_AECI | Missouri | Marion | 1.8 | 2018 | 9999 |  |  |  | 0.92213 | Default Emission Factor
Hannibal - Oakwood Substation | 63097_G_EP-05 | 63097 | G | EP-05 |  | Combustion Turbine | S_D_AECI | Missouri | Marion | 1.8 | 2018 | 9999 |  |  |  | 0.92213 | Default Emission Factor
Hannibal - Oakwood Substation | 63097_G_EP-06 | 63097 | G | EP-06 |  | Combustion Turbine | S_D_AECI | Missouri | Marion | 1.8 | 2018 | 9999 |  |  |  | 0.92213 | Default Emission Factor
Hannibal - Oakwood Substation | 63097_G_EP-07 | 63097 | G | EP-07 |  | Combustion Turbine | S_D_AECI | Missouri | Marion | 1.8 | 2018 | 9999 |  |  |  | 0.92213 | Default Emission Factor
Hannibal - Oakwood Substation | 63097_G_EP-08 | 63097 | G | EP-08 |  | Combustion Turbine | S_D_AECI | Missouri | Marion | 1.8 | 2018 | 9999 |  |  |  | 0.92213 | Default Emission Factor
Hannibal - Water Treatment Plant | 63098_G_EP-09 | 63098 | G | EP-09 |  | Combustion Turbine | S_D_AECI | Missouri | Marion | 1.8 | 2018 | 9999 |  |  |  | 0.92213 | Default Emission Factor
Hannibal - Wastewater Treatment Plant | 63099_G_EP-10 | 63099 | G | EP-10 |  | Combustion Turbine | S_D_AECI | Missouri | Marion | 1.8 | 2018 | 9999 |  |  |  | 0.92213 | Default Emission Factor
Orange Street G1 | 63173_G_1 | 63173 | G | 1 |  | Combustion Turbine | PJM_West | Virginia | Bedford | 1.8 | 2005 | 9999 |  |  |  | 0.92213 | Default Emission Factor
P L Bartow | 634_G_4AGT | 634 | G | 4AGT | 90418 | Combined Cycle | FRCC | Florida | Pinellas | 189 | 2009 | 9999 | 2019 | 39.136 | 1015621 | 0.0523 | NEI 2019
P L Bartow | 634_G_4BGT | 634 | G | 4BGT | 90416 | Combined Cycle | FRCC | Florida | Pinellas | 187 | 2009 | 9999 | 2019 | 30.0155 | 793278 | 0.0523 | NEI 2019
P L Bartow | 634_G_4CGT | 634 | G | 4CGT | 90417 | Combined Cycle | FRCC | Florida | Pinellas | 192 | 2009 | 9999 | 2019 | 43.1465 | 1133143 | 0.0523 | NEI 2019
P L Bartow | 634_G_4DGT | 634 | G | 4DGT | 90419 | Combined Cycle | FRCC | Florida | Pinellas | 187 | 2009 | 9999 | 2019 | 39.8023 | 2874179 | 0.0523 | NEI 2019
P L Bartow | 634_G_4ST | 634 | G | 4ST | 90418 | Combined Cycle | FRCC | Florida | Pinellas | 349 | 2009 | 9999 |  |  |  | 0.0523 | NEI 2019
P L Bartow | 634_G_P1 | 634 | G | P1 |  | Combustion Turbine | FRCC | Florida | Pinellas | 41 | 1972 | 9999 | 2019 | 0.20362 | 5675.8155 | 0.07175 | NEI 2019
P L Bartow | 634_G_P2 | 634 | G | P2 |  | Combustion Turbine | FRCC | Florida | Pinellas | 41 | 1972 | 9999 | 2019 | 0.98137 | 5675.8155 | 0.34581 | NEI 2019
P L Bartow | 634_G_P3 | 634 | G | P3 |  | Combustion Turbine | FRCC | Florida | Pinellas | 41 | 1972 | 9999 | 2019 | 0.093322 | 5675.8155 | 0.03288 | NEI 2019
P L Bartow | 634_G_P4 | 634 | G | P4 |  | Combustion Turbine | FRCC | Florida | Pinellas | 45 | 1972 | 9999 | 2019 | 0.83298 | 6229.5536 | 0.26743 | NEI 2019
Sixth Street Gas Turbine | 6356_G_1 | 6356 | G | 1 |  | Combustion Turbine | MIS_LMI | Michigan | Ottawa | 16 | 1974 | 9999 |  |  |  | 0.12736 | Default Emission Factor
Hutchinson Plant #2 | 6358_G_2 | 6358 | G | 2 | 2880 | Combined Cycle | MIS_MNWI | Minnesota | McLeod | 41 | 1994 | 9999 | 2017 | 0.035574 | 20054 | 0.00355 | NEI 2019
Hutchinson Plant #2 | 6358_G_3 | 6358 | G | 3 | 2880 | Combined Cycle | MIS_MNWI | Minnesota | McLeod | 10 | 1994 | 9999 |  |  |  | 0.00355 | NEI 2019
Hutchinson Plant #2 | 6358_G_9 | 6358 | G | 9 |  | Combustion Turbine | MIS_MNWI | Minnesota | McLeod | 22 | 2001 | 9999 |  |  |  | 0.12736 | Default Emission Factor
Detour | 6369_G_6 | 6369 | G | 6 |  | Combustion Turbine | MIS_WUMS | Michigan | Chippewa | 2.5 | 1973 | 9999 |  |  |  | 0.92213 | Default Emission Factor
Detour | 6369_G_7 | 6369 | G | 7 |  | Combustion Turbine | MIS_WUMS | Michigan | Chippewa | 2.5 | 1976 | 9999 |  |  |  | 0.92213 | Default Emission Factor
Rokeby | 6373_G_2 | 6373 | G | 2 | 2883 | Combustion Turbine | SPP_NEBR | Nebraska | Lancaster | 90.4 | 1997 | 9999 |  |  |  | 0.12736 | Default Emission Factor
Rokeby | 6373_G_3 | 6373 | G | 3 | 2884 | Combustion Turbine | SPP_NEBR | Nebraska | Lancaster | 94.2 | 2001 | 9999 |  |  |  | 0.12736 | Default Emission Factor
Rokeby | 6373_G_BSU | 6373 | G | BSU |  | Combustion Turbine | SPP_NEBR | Nebraska | Lancaster | 3.2 | 1997 | 9999 |  |  |  | 0.92213 | Default Emission Factor
Ocracoke Hybrid | 6377_G_1 | 6377 | G | 1 |  | Combustion Turbine | S_VACA | North Carolina | Hyde | 3 | 1991 | 9999 | 2019 | 0.12 | 141 | 1.7021 | NEI 2019
Suwannee River | 638_G_P1 | 638 | G | P1 |  | Combustion Turbine | FRCC | Florida | Suwannee | 49 | 1980 | 9999 | 2019 | 1.3533 | 21178.1946 | 0.1278 | NEI 2019
Suwannee River | 638_G_P2 | 638 | G | P2 |  | Combustion Turbine | FRCC | Florida | Suwannee | 50 | 1980 | 9999 | 2019 | 0.1322 | 21610.4027 | 0.01224 | NEI 2019
Suwannee River | 638_G_P3 | 638 | G | P3 |  | Combustion Turbine | FRCC | Florida | Suwannee | 50 | 1980 | 9999 | 2019 | 1.4392 | 21610.4027 | 0.1332 | NEI 2019
Tangier | 6390_G_5 | 6390 | G | 5 |  | Combustion Turbine | PJM_EMAC | Virginia | Accomack | 1.2 | 1993 | 9999 |  |  |  | 0.92213 | Default Emission Factor
Tangier | 6390_G_6 | 6390 | G | 6 |  | Combustion Turbine | PJM_EMAC | Virginia | Accomack | 1.2 | 1993 | 9999 |  |  |  | 0.92213 | Default Emission Factor
Smith Island | 6391_G_2 | 6391 | G | 2 |  | Combustion Turbine | PJM_EMAC | Maryland | Somerset | 0.4 | 1969 | 9999 |  |  |  | 0.92213 | Default Emission Factor
Lansing Smith | 643_G_3A | 643 | G | 3A | 8284 | Combined Cycle | S_SOU | Florida | Bay | 167.6 | 2002 | 9999 | 2019 | 45.9627 | 1251259 | 0.04832 | NEI 2019
Lansing Smith | 643_G_3B | 643 | G | 3B | 8286 | Combined Cycle | S_SOU | Florida | Bay | 167.6 | 2002 | 9999 | 2019 | 48.5708 | 2661846 | 0.04832 | NEI 2019
Lansing Smith | 643_G_3S | 643 | G | 3S | 8284 | Combined Cycle | S_SOU | Florida | Bay | 175.9 | 2002 | 9999 |  |  |  | 0.04832 | NEI 2019
Lansing Smith | 643_G_CT1 | 643 | G | CT1 |  | Combustion Turbine | S_SOU | Florida | Bay | 32 | 1971 | 9999 |  |  |  | 0.12736 | Default Emission Factor
Big Bend | 645_G_GT4 | 645 | G | GT4 | 90409 | Combustion Turbine | FRCC | Florida | Hillsborough | 56 | 2009 | 9999 | 2019 | 0.050822 | 3682 | 0.02761 | NEI 2019
Ames GT | 6463_G_GT1 | 6463 | G | GT1 |  | Combustion Turbine | MIS_MIDA | Iowa | Story | 15.5 | 1972 | 9999 |  |  |  | 0.12736 | Default Emission Factor
Ames GT | 6463_G_GT2 | 6463 | G | GT2 | 89535 | Combustion Turbine | MIS_MIDA | Iowa | Story | 26.1 | 2005 | 9999 |  |  |  | 0.12736 | Default Emission Factor
Valencia | 6515_G_GT1 | 6515 | G | GT1 |  | Combustion Turbine | WECC_AZ | Arizona | Santa Cruz | 13.5 | 1989 | 9999 | 2019 | 0.12228 | 6135.2239 | 0.03986 | NEI 2019
Valencia | 6515_G_GT2 | 6515 | G | GT2 |  | Combustion Turbine | WECC_AZ | Arizona | Santa Cruz | 13.5 | 1989 | 9999 | 2019 | 0.11859 | 6135.2239 | 0.03866 | NEI 2019
Valencia | 6515_G_GT3 | 6515 | G | GT3 |  | Combustion Turbine | WECC_AZ | Arizona | Santa Cruz | 13.5 | 1989 | 9999 |  |  |  | 0.12736 | Default Emission Factor
Valencia | 6515_G_GT4 | 6515 | G | GT4 |  | Combustion Turbine | WECC_AZ | Arizona | Santa Cruz | 19.8 | 2006 | 9999 | 2019 | 0.79125 | 8998.3284 | 0.17587 | NEI 2019
Rocky Ford | 6516_G_IC1A | 6516 | G | IC1A |  | Combustion Turbine | WECC_CO | Colorado | Otero | 2 | 1964 | 9999 |  |  |  | 0.92213 | Default Emission Factor
Rocky Ford | 6516_G_IC2 | 6516 | G | IC2 |  | Combustion Turbine | WECC_CO | Colorado | Otero | 2 | 1964 | 9999 |  |  |  | 0.92213 | Default Emission Factor
Rocky Ford | 6516_G_IC3 | 6516 | G | IC3 |  | Combustion Turbine | WECC_CO | Colorado | Otero | 2 | 1964 | 9999 |  |  |  | 0.92213 | Default Emission Factor
Rocky Ford | 6516_G_IC4 | 6516 | G | IC4 |  | Combustion Turbine | WECC_CO | Colorado | Otero | 2 | 1964 | 9999 |  |  |  | 0.92213 | Default Emission Factor
Rocky Ford | 6516_G_IC5 | 6516 | G | IC5 |  | Combustion Turbine | WECC_CO | Colorado | Otero | 2 | 1964 | 9999 |  |  |  | 0.92213 | Default Emission Factor
Kings Beach | 6518_G_KB1 | 6518 | G | KB1 |  | Combustion Turbine | WECC_NNV | California | Placer | 2 | 2008 | 9999 |  |  |  | 0.92213 | Default Emission Factor
Kings Beach | 6518_G_KB2 | 6518 | G | KB2 |  | Combustion Turbine | WECC_NNV | California | Placer | 2 | 2008 | 9999 |  |  |  | 0.92213 | Default Emission Factor
Kings Beach | 6518_G_KB3 | 6518 | G | KB3 |  | Combustion Turbine | WECC_NNV | California | Placer | 2 | 2008 | 9999 |  |  |  | 0.92213 | Default Emission Factor
Kings Beach | 6518_G_KB4 | 6518 | G | KB4 |  | Combustion Turbine | WECC_NNV | California | Placer | 2 | 2008 | 9999 |  |  |  | 0.92213 | Default Emission Factor
Kings Beach | 6518_G_KB5 | 6518 | G | KB5 |  | Combustion Turbine | WECC_NNV | California | Placer | 2 | 2008 | 9999 |  |  |  | 0.92213 | Default Emission Factor
Kings Beach | 6518_G_KB6 | 6518 | G | KB6 |  | Combustion Turbine | WECC_NNV | California | Placer | 2 | 2008 | 9999 |  |  |  | 0.92213 | Default Emission Factor
Vergennes 9 | 6519_G_5 | 6519 | G | 5 |  | Combustion Turbine | NENGREST | Vermont | Addison | 2 | 1963 | 9999 |  |  |  | 0.92213 | Default Emission Factor
Vergennes 9 | 6519_G_6 | 6519 | G | 6 |  | Combustion Turbine | NENGREST | Vermont | Addison | 2 | 1964 | 9999 |  |  |  | 0.92213 | Default Emission Factor
Waverly Municipal Electric North Plant | 6554_G_10 | 6554 | G | 10 |  | Combustion Turbine | MIS_MIDA | Iowa | Bremer | 7 | 1993 | 9999 |  |  |  | 0.92213 | Default Emission Factor
Waverly Municipal Electric North Plant | 6554_G_17 | 6554 | G | 17 |  | Combustion Turbine | MIS_MIDA | Iowa | Bremer | 1.8 | 2015 | 9999 |  |  |  | 0.92213 | Default Emission Factor
Waverly Municipal Electric North Plant | 6554_G_18 | 6554 | G | 18 |  | Combustion Turbine | MIS_MIDA | Iowa | Bremer | 1.8 | 2015 | 9999 |  |  |  | 0.92213 | Default Emission Factor
Waverly Municipal Electric North Plant | 6554_G_19 | 6554 | G | 19 |  | Combustion Turbine | MIS_MIDA | Iowa | Bremer | 1.8 | 2015 | 9999 |  |  |  | 0.92213 | Default Emission Factor
Waverly Municipal Electric North Plant | 6554_G_20 | 6554 | G | 20 |  | Combustion Turbine | MIS_MIDA | Iowa | Bremer | 1.8 | 2015 | 9999 |  |  |  | 0.92213 | Default Emission Factor
Waverly Municipal Electric North Plant | 6554_G_7 | 6554 | G | 7 |  | Combustion Turbine | MIS_MIDA | Iowa | Bremer | 3.5 | 1958 | 9999 |  |  |  | 0.92213 | Default Emission Factor
Waverly Municipal Electric North Plant | 6554_G_8 | 6554 | G | 8 |  | Combustion Turbine | MIS_MIDA | Iowa | Bremer | 3.7 | 1967 | 9999 |  |  |  | 0.92213 | Default Emission Factor
Waverly Municipal Electric North Plant | 6554_G_9 | 6554 | G | 9 |  | Combustion Turbine | MIS_MIDA | Iowa | Bremer | 3.7 | 1967 | 9999 |  |  |  | 0.92213 | Default Emission Factor
D G Hunter | 6558_G_10 | 6558 | G | 10 |  | Combustion Turbine | MIS_LA | Louisiana | Rapides | 8.6 | 2016 | 9999 |  |  |  | 0.92213 | Default Emission Factor
D G Hunter | 6558_G_11 | 6558 | G | 11 |  | Combustion Turbine | MIS_LA | Louisiana | Rapides | 8.6 | 2016 | 9999 |  |  |  | 0.92213 | Default Emission Factor
D G Hunter | 6558_G_5 | 6558 | G | 5 |  | Combustion Turbine | MIS_LA | Louisiana | Rapides | 8.6 | 2016 | 9999 |  |  |  | 0.92213 | Default Emission Factor
D G Hunter | 6558_G_6 | 6558 | G | 6 |  | Combustion Turbine | MIS_LA | Louisiana | Rapides | 8.6 | 2016 | 9999 |  |  |  | 0.92213 | Default Emission Factor
D G Hunter | 6558_G_7 | 6558 | G | 7 |  | Combustion Turbine | MIS_LA | Louisiana | Rapides | 8.6 | 2016 | 9999 |  |  |  | 0.92213 | Default Emission Factor
D G Hunter | 6558_G_8 | 6558 | G | 8 |  | Combustion Turbine | MIS_LA | Louisiana | Rapides | 8.6 | 2016 | 9999 |  |  |  | 0.92213 | Default Emission Factor
D G Hunter | 6558_G_9 | 6558 | G | 9 |  | Combustion Turbine | MIS_LA | Louisiana | Rapides | 8.6 | 2016 | 9999 |  |  |  | 0.92213 | Default Emission Factor
Berlin | 6565_G_1A | 6565 | G | 1A |  | Combustion Turbine | PJM_EMAC | Maryland | Worcester | 1.1 | 1961 | 9999 | 2019 | 0.090735 | 10.3889 | 17.4677 | NEI 2019
Berlin | 6565_G_5A | 6565 | G | 5A |  | Combustion Turbine | PJM_EMAC | Maryland | Worcester | 2.5 | 1989 | 9999 | 2019 | 0.02948 | 23.6111 | 2.4971 | NEI 2019
Block Island | 6567_G_23 | 6567 | G | 23 |  | Combustion Turbine | NENGREST | Rhode Island | Washington | 1.2 | 2001 | 9999 |  |  |  | 0.92213 | Default Emission Factor
Block Island | 6567_G_24 | 6567 | G | 24 |  | Combustion Turbine | NENGREST | Rhode Island | Washington | 1.6 | 2002 | 9999 |  |  |  | 0.92213 | Default Emission Factor
Block Island | 6567_G_25 | 6567 | G | 25 |  | Combustion Turbine | NENGREST | Rhode Island | Washington | 1.8 | 2006 | 9999 |  |  |  | 0.92213 | Default Emission Factor
Block Island | 6567_G_27 | 6567 | G | 27 |  | Combustion Turbine | NENGREST | Rhode Island | Washington | 2.5 | 2018 | 9999 |  |  |  | 0.92213 | Default Emission Factor
Johnson | 6579_G_CAT8 | 6579 | G | CAT8 |  | Combustion Turbine | SPP_N | Kansas | Stanton | 3 | 2017 | 9999 |  |  |  | 0.92213 | Default Emission Factor
Johnson | 6579_G_CAT9 | 6579 | G | CAT9 |  | Combustion Turbine | SPP_N | Kansas | Stanton | 3 | 2017 | 9999 |  |  |  | 0.92213 | Default Emission Factor
Stock Island | 6584_G_EP2 | 6584 | G | EP2 |  | Combustion Turbine | FRCC | Florida | Monroe | 2.5 | 2012 | 9999 |  |  |  | 0.92213 | Default Emission Factor
Stock Island | 6584_G_GT1 | 6584 | G | GT1 |  | Combustion Turbine | FRCC | Florida | Monroe | 19 | 1978 | 9999 | 2019 | 0.018597 | 487.5361 | 0.07629 | NEI 2019
Stock Island | 6584_G_GT2 | 6584 | G | GT2 |  | Combustion Turbine | FRCC | Florida | Monroe | 17 | 1999 | 9999 | 2019 | 0.0048713 | 436.2165 | 0.02233 | NEI 2019
Stock Island | 6584_G_GT3 | 6584 | G | GT3 |  | Combustion Turbine | FRCC | Florida | Monroe | 17 | 1999 | 9999 | 2019 | 0.010487 | 436.2165 | 0.04808 | NEI 2019
Stock Island | 6584_G_GT4 | 6584 | G | GT4 | 89604 | Combustion Turbine | FRCC | Florida | Monroe | 44 | 2006 | 9999 |  |  |  | 0.12736 | Default Emission Factor
Stock Island | 6584_G_MSD1 | 6584 | G | MSD1 |  | Combustion Turbine | FRCC | Florida | Monroe | 7.5 | 1991 | 9999 | 2019 | 0.056036 | 102.8571 | 1.0896 | NEI 2019
Stock Island | 6584_G_MSD2 | 6584 | G | MSD2 |  | Combustion Turbine | FRCC | Florida | Monroe | 7.5 | 1991 | 9999 | 2019 | 0.048599 | 102.8571 | 0.94497 | NEI 2019
Wilkins Station | 6586_G_1 | 6586 | G | 1 |  | Combustion Turbine | NENGREST | Massachusetts | Essex | 2.5 | 1975 | 9999 | 2019 | 0.0029041 | 3 | 1.9361 | NEI 2019
Wilkins Station | 6586_G_2 | 6586 | G | 2 |  | Combustion Turbine | NENGREST | Massachusetts | Essex | 2.5 | 1975 | 9999 | 2019 | 0.0029041 | 3 | 1.9361 | NEI 2019
Burlington (CO) | 6619_G_1 | 6619 | G | 1 |  | Combustion Turbine | WECC_CO | Colorado | Kit Carson | 50 | 1977 | 9999 | 2019 | 0.04 | 1481 | 0.05402 | NEI 2019
Burlington (CO) | 6619_G_2 | 6619 | G | 2 |  | Combustion Turbine | WECC_CO | Colorado | Kit Carson | 50 | 1977 | 9999 | 2017 | 0.18073 | 1285.5 | 0.28118 | NEI 2019
Deerhaven Generating Station | 663_G_GT1 | 663 | G | GT1 |  | Combustion Turbine | FRCC | Florida | Alachua | 17.5 | 1976 | 2025 | 2019 | 0.032495 | 975.7045 | 0.06661 | NEI 2019
Deerhaven Generating Station | 663_G_GT2 | 663 | G | GT2 |  | Combustion Turbine | FRCC | Florida | Alachua | 17.5 | 1976 | 2025 | 2019 | 0.068894 | 975.7045 | 0.14122 | NEI 2019
Deerhaven Generating Station | 663_G_GT3 | 663 | G | GT3 | 488 | Combustion Turbine | FRCC | Florida | Alachua | 75 | 1996 | 9999 | 2019 | 0.26331 | 4181.5909 | 0.12594 | NEI 2019
A L Pierce | 6635_G_4 | 6635 | G | 4 | 90114 | Combustion Turbine | NENG_CT | Connecticut | New Haven | 74.1 | 2007 | 9999 | 2019 | 0.13653 | 1958 | 0.13945 | NEI 2019
John R Kelly | 664_G_CT04 | 664 | G | CT04 | 489 | Combined Cycle | FRCC | Florida | Alachua | 75 | 2001 | 9999 | 2017 | 13.6859 | 369897 | 0.0501 | NEI 2019
G W Ivey | 665_G_13 | 665 | G | 13 |  | Combustion Turbine | FRCC | Florida | Miami Dade | 1.8 | 1972 | 9999 |  |  |  | 0.92213 | Default Emission Factor
G W Ivey | 665_G_14 | 665 | G | 14 |  | Combustion Turbine | FRCC | Florida | Miami Dade | 1.8 | 1972 | 9999 |  |  |  | 0.92213 | Default Emission Factor
G W Ivey | 665_G_15 | 665 | G | 15 |  | Combustion Turbine | FRCC | Florida | Miami Dade | 1.8 | 1972 | 9999 |  |  |  | 0.92213 | Default Emission Factor
G W Ivey | 665_G_16 | 665 | G | 16 |  | Combustion Turbine | FRCC | Florida | Miami Dade | 1.8 | 1972 | 9999 |  |  |  | 0.92213 | Default Emission Factor
G W Ivey | 665_G_17 | 665 | G | 17 |  | Combustion Turbine | FRCC | Florida | Miami Dade | 1.8 | 1972 | 9999 | 2017 | 0.0077389 | 36.3853 | 0.42539 | NEI 2019
G W Ivey | 665_G_19 | 665 | G | 19 |  | Combustion Turbine | FRCC | Florida | Miami Dade | 8 | 1975 | 9999 |  |  |  | 0.92213 | Default Emission Factor
G W Ivey | 665_G_2 | 665 | G | 2 |  | Combustion Turbine | FRCC | Florida | Miami Dade | 1.8 | 1970 | 9999 |  |  |  | 0.92213 | Default Emission Factor
G W Ivey | 665_G_20 | 665 | G | 20 |  | Combustion Turbine | FRCC | Florida | Miami Dade | 6 | 1981 | 9999 |  |  |  | 0.92213 | Default Emission Factor
G W Ivey | 665_G_21 | 665 | G | 21 |  | Combustion Turbine | FRCC | Florida | Miami Dade | 6 | 1981 | 9999 |  |  |  | 0.92213 | Default Emission Factor
G W Ivey | 665_G_22 | 665 | G | 22 |  | Combustion Turbine | FRCC | Florida | Miami Dade | 0.1 | 2013 | 9999 |  |  |  | 0.92213 | Default Emission Factor
G W Ivey | 665_G_3 | 665 | G | 3 |  | Combustion Turbine | FRCC | Florida | Miami Dade | 1.8 | 1970 | 9999 |  |  |  | 0.92213 | Default Emission Factor
Mexico | 6650_G_1 | 6650 | G | 1 | 90098 | Combustion Turbine | MIS_MO | Missouri | Audrain | 53 | 1978 | 9999 | 2019 | 0.0447 | 220 | 0.40636 | NEI 2019
Moberly | 6651_G_1 | 6651 | G | 1 | 90099 | Combustion Turbine | MIS_MO | Missouri | Randolph | 53 | 1978 | 9999 | 2019 | 0.1335 | 2125 | 0.12565 | NEI 2019
Moreau | 6652_G_1 | 6652 | G | 1 | 90100 | Combustion Turbine | MIS_MO | Missouri | Cole | 53 | 1978 | 9999 | 2019 | 0.1298 | 1711 | 0.15172 | NEI 2019
J D Kennedy | 666_G_GT37 | 666 | G | GT37 | 493 | Combustion Turbine | FRCC | Florida | Duval | 158.6 | 2000 | 9999 | 2019 | 5.8027 | 106045.998 | 0.10944 | NEI 2019
J D Kennedy | 666_G_GT38 | 666 | G | GT38 | 90118 | Combustion Turbine | FRCC | Florida | Duval | 158.6 | 2009 | 9999 | 2019 | 2.0587 | 106045.998 | 0.03883 | NEI 2019
Northside Generating Station | 667_G_4 | 667 | G | 4 |  | Combustion Turbine | FRCC | Florida | Duval | 53 | 1975 | 9999 |  |  |  | 0.12736 | Default Emission Factor
Northside Generating Station | 667_G_5 | 667 | G | 5 |  | Combustion Turbine | FRCC | Florida | Duval | 53 | 1974 | 9999 |  |  |  | 0.12736 | Default Emission Factor
Northside Generating Station | 667_G_6 | 667 | G | 6 |  | Combustion Turbine | FRCC | Florida | Duval | 53 | 1974 | 9999 |  |  |  | 0.12736 | Default Emission Factor
Northside Generating Station | 667_G_GT3 | 667 | G | GT3 |  | Combustion Turbine | FRCC | Florida | Duval | 53 | 1975 | 9999 |  |  |  | 0.12736 | Default Emission Factor
Northside Generating Station | 667_G_ST3 | 667 | G | ST3 | 500 | O/G Steam | FRCC | Florida | Duval | 524 | 1977 | 9999 | 2019 | 68.5186 | 1751571 | 0.07824 | NEI 2019
Pebbly Beach Generating Station | 6704_G_10 | 6704 | G | 10 |  | Combustion Turbine | WECC_SCE | California | Los Angeles | 1.1 | 1966 | 9999 |  |  |  | 0.92213 | Default Emission Factor
Pebbly Beach Generating Station | 6704_G_12 | 6704 | G | 12 |  | Combustion Turbine | WECC_SCE | California | Los Angeles | 1.6 | 1976 | 9999 |  |  |  | 0.92213 | Default Emission Factor
Pebbly Beach Generating Station | 6704_G_14 | 6704 | G | 14 |  | Combustion Turbine | WECC_SCE | California | Los Angeles | 1.4 | 1986 | 9999 |  |  |  | 0.92213 | Default Emission Factor
Pebbly Beach Generating Station | 6704_G_15 | 6704 | G | 15 |  | Combustion Turbine | WECC_SCE | California | Los Angeles | 2.8 | 1995 | 9999 |  |  |  | 0.92213 | Default Emission Factor
Pebbly Beach Generating Station | 6704_G_7 | 6704 | G | 7 |  | Combustion Turbine | WECC_SCE | California | Los Angeles | 1 | 1958 | 9999 |  |  |  | 0.92213 | Default Emission Factor
Pebbly Beach Generating Station | 6704_G_8 | 6704 | G | 8 |  | Combustion Turbine | WECC_SCE | California | Los Angeles | 1.5 | 1963 | 9999 |  |  |  | 0.92213 | Default Emission Factor
Pebbly Beach Generating Station | 6704_G_MT01 | 6704 | G | MT01 |  | Combustion Turbine | WEC_LADW | California | Los Angeles | 0.1 | 2011 | 9999 |  |  |  | 0.12736 | Default Emission Factor
Pebbly Beach Generating Station | 6704_G_MT02 | 6704 | G | MT02 |  | Combustion Turbine | WEC_LADW | California | Los Angeles | 0.1 | 2011 | 9999 |  |  |  | 0.12736 | Default Emission Factor
Pebbly Beach Generating Station | 6704_G_MT03 | 6704 | G | MT03 |  | Combustion Turbine | WEC_LADW | California | Los Angeles | 0.1 | 2011 | 9999 |  |  |  | 0.12736 | Default Emission Factor
Pebbly Beach Generating Station | 6704_G_MT04 | 6704 | G | MT04 |  | Combustion Turbine | WEC_LADW | California | Los Angeles | 0.1 | 2011 | 9999 |  |  |  | 0.12736 | Default Emission Factor
Pebbly Beach Generating Station | 6704_G_MT05 | 6704 | G | MT05 |  | Combustion Turbine | WEC_LADW | California | Los Angeles | 0.1 | 2011 | 9999 |  |  |  | 0.12736 | Default Emission Factor
Pebbly Beach Generating Station | 6704_G_MT06 | 6704 | G | MT06 |  | Combustion Turbine | WEC_LADW | California | Los Angeles | 0.1 | 2011 | 9999 |  |  |  | 0.12736 | Default Emission Factor
Pebbly Beach Generating Station | 6704_G_MT07 | 6704 | G | MT07 |  | Combustion Turbine | WEC_LADW | California | Los Angeles | 0.1 | 2011 | 9999 |  |  |  | 0.12736 | Default Emission Factor
Pebbly Beach Generating Station | 6704_G_MT08 | 6704 | G | MT08 |  | Combustion Turbine | WEC_LADW | California | Los Angeles | 0.1 | 2011 | 9999 |  |  |  | 0.12736 | Default Emission Factor
Pebbly Beach Generating Station | 6704_G_MT09 | 6704 | G | MT09 |  | Combustion Turbine | WEC_LADW | California | Los Angeles | 0.1 | 2011 | 9999 |  |  |  | 0.12736 | Default Emission Factor
Pebbly Beach Generating Station | 6704_G_MT10 | 6704 | G | MT10 |  | Combustion Turbine | WEC_LADW | California | Los Angeles | 0.1 | 2011 | 9999 |  |  |  | 0.12736 | Default Emission Factor
Pebbly Beach Generating Station | 6704_G_MT11 | 6704 | G | MT11 |  | Combustion Turbine | WEC_LADW | California | Los Angeles | 0.1 | 2011 | 9999 |  |  |  | 0.12736 | Default Emission Factor
Pebbly Beach Generating Station | 6704_G_MT14 | 6704 | G | MT14 |  | Combustion Turbine | WEC_LADW | California | Los Angeles | 0.1 | 2011 | 9999 |  |  |  | 0.12736 | Default Emission Factor
Pebbly Beach Generating Station | 6704_G_MT15 | 6704 | G | MT15 |  | Combustion Turbine | WEC_LADW | California | Los Angeles | 0.1 | 2011 | 9999 |  |  |  | 0.12736 | Default Emission Factor
Pebbly Beach Generating Station | 6704_G_MT16 | 6704 | G | MT16 |  | Combustion Turbine | WEC_LADW | California | Los Angeles | 0.1 | 2011 | 9999 |  |  |  | 0.12736 | Default Emission Factor
Pebbly Beach Generating Station | 6704_G_MT17 | 6704 | G | MT17 |  | Combustion Turbine | WEC_LADW | California | Los Angeles | 0.1 | 2011 | 9999 |  |  |  | 0.12736 | Default Emission Factor
Pebbly Beach Generating Station | 6704_G_MT18 | 6704 | G | MT18 |  | Combustion Turbine | WEC_LADW | California | Los Angeles | 0.1 | 2011 | 9999 |  |  |  | 0.12736 | Default Emission Factor
Pebbly Beach Generating Station | 6704_G_MT19 | 6704 | G | MT19 |  | Combustion Turbine | WEC_LADW | California | Los Angeles | 0.1 | 2011 | 9999 |  |  |  | 0.12736 | Default Emission Factor
Pebbly Beach Generating Station | 6704_G_MT20 | 6704 | G | MT20 |  | Combustion Turbine | WEC_LADW | California | Los Angeles | 0.1 | 2011 | 9999 |  |  |  | 0.12736 | Default Emission Factor
Pebbly Beach Generating Station | 6704_G_MT21 | 6704 | G | MT21 |  | Combustion Turbine | WEC_LADW | California | Los Angeles | 0.1 | 2011 | 9999 |  |  |  | 0.12736 | Default Emission Factor
Pebbly Beach Generating Station | 6704_G_MT22 | 6704 | G | MT22 |  | Combustion Turbine | WEC_LADW | California | Los Angeles | 0.1 | 2011 | 9999 |  |  |  | 0.12736 | Default Emission Factor
Pebbly Beach Generating Station | 6704_G_MT23 | 6704 | G | MT23 |  | Combustion Turbine | WEC_LADW | California | Los Angeles | 0.1 | 2011 | 9999 |  |  |  | 0.12736 | Default Emission Factor
Pebbly Beach Generating Station | 6704_G_MT24 | 6704 | G | MT24 |  | Combustion Turbine | WEC_LADW | California | Los Angeles | 0.1 | 2011 | 9999 |  |  |  | 0.12736 | Default Emission Factor
Pebbly Beach Generating Station | 6704_G_MT25 | 6704 | G | MT25 |  | Combustion Turbine | WEC_LADW | California | Los Angeles | 0.1 | 2011 | 9999 |  |  |  | 0.12736 | Default Emission Factor
Tom G Smith | 673_G_GT1 | 673 | G | GT1 |  | Combustion Turbine | FRCC | Florida | Palm Beach | 26 | 1976 | 9999 | 2019 | 0.35271 | 876 | 0.80529 | NEI 2019
Tom G Smith | 673_G_GT2 | 673 | G | GT2 |  | Combined Cycle | FRCC | Florida | Palm Beach | 21 | 1978 | 9999 | 2019 | 0.047724 | 3585 | 0.02222 | NEI 2019
Tom G Smith | 673_G_MU1 | 673 | G | MU1 |  | Combustion Turbine | FRCC | Florida | Palm Beach | 2 | 1965 | 9999 |  |  |  | 0.92213 | Default Emission Factor
Tom G Smith | 673_G_MU2 | 673 | G | MU2 |  | Combustion Turbine | FRCC | Florida | Palm Beach | 2 | 1965 | 9999 |  |  |  | 0.92213 | Default Emission Factor
Tom G Smith | 673_G_MU3 | 673 | G | MU3 |  | Combustion Turbine | FRCC | Florida | Palm Beach | 2 | 1965 | 9999 |  |  |  | 0.92213 | Default Emission Factor
Tom G Smith | 673_G_MU4 | 673 | G | MU4 |  | Combustion Turbine | FRCC | Florida | Palm Beach | 2 | 1965 | 9999 |  |  |  | 0.92213 | Default Emission Factor
Tom G Smith | 673_G_MU5 | 673 | G | MU5 |  | Combustion Turbine | FRCC | Florida | Palm Beach | 2 | 1965 | 9999 |  |  |  | 0.92213 | Default Emission Factor
Tom G Smith | 673_G_S5 | 673 | G | S5 |  | Combined Cycle | FRCC | Florida | Palm Beach | 10 | 1978 | 9999 |  |  |  | 0.04505 | Default Emission Factor
Rock Lake CT | 6741_G_1 | 6741 | G | 1 | 90185 | Combustion Turbine | MIS_MNWI | Minnesota | Pine | 22.1 | 1978 | 9999 | 2019 | 0.010606 | 743 | 0.02855 | NEI 2019
Larsen Memorial | 675_G_2 | 675 | G | 2 |  | Combustion Turbine | FRCC | Florida | Polk | 10 | 1962 | 9999 | 2019 | 0.012251 | 87.8947 | 0.27877 | NEI 2019
Larsen Memorial | 675_G_3 | 675 | G | 3 |  | Combustion Turbine | FRCC | Florida | Polk | 9 | 1962 | 9999 |  |  |  | 0.12736 | Default Emission Factor
Larsen Memorial | 675_G_5 | 675 | G | 5 | 509 | Combined Cycle | FRCC | Florida | Polk | 29 | 1956 | 9999 |  |  |  | 0.0734 | NEI 2019
Larsen Memorial | 675_G_8 | 675 | G | 8 | 509 | Combined Cycle | FRCC | Florida | Polk | 76 | 1992 | 9999 | 2019 | 5.481 | 110290 | 0.0734 | NEI 2019
C D McIntosh Jr | 676_G_5CT | 676 | G | 5CT | 515 | Combined Cycle | FRCC | Florida | Polk | 215 | 2001 | 9999 | 2019 | 53.6739 | 2233650 | 0.04806 | NEI 2019
C D McIntosh Jr | 676_G_5ST | 676 | G | 5ST | 515 | Combined Cycle | FRCC | Florida | Polk | 123 | 2002 | 9999 |  |  |  | 0.04806 | NEI 2019
C D McIntosh Jr | 676_G_GT1 | 676 | G | GT1 |  | Combustion Turbine | FRCC | Florida | Polk | 16 | 1973 | 9999 | 2019 | 0.013638 | 276 | 0.09883 | NEI 2019
C D McIntosh Jr | 676_G_GT2 | 676 | G | GT2 |  | Combustion Turbine | FRCC | Florida | Polk | 115 | 2020 | 9999 |  |  |  | 0.06536 | Default Emission Factor
C D McIntosh Jr | 676_G_IC1 | 676 | G | IC1 |  | Combustion Turbine | FRCC | Florida | Polk | 2.5 | 1970 | 9999 |  |  |  | 0.92213 | Default Emission Factor
C D McIntosh Jr | 676_G_IC2 | 676 | G | IC2 |  | Combustion Turbine | FRCC | Florida | Polk | 2.5 | 1970 | 9999 |  |  |  | 0.92213 | Default Emission Factor
Rawhide | 6761_G_A | 6761 | G | A | 8360 | Combustion Turbine | WECC_CO | Colorado | Larimer | 65 | 2002 | 9999 | 2019 | 0.04 | 12070.0644 | 0.00663 | NEI 2019
Rawhide | 6761_G_B | 6761 | G | B | 8362 | Combustion Turbine | WECC_CO | Colorado | Larimer | 65 | 2002 | 9999 | 2017 | 0.07 | 6449.2397 | 0.02171 | NEI 2019
Rawhide | 6761_G_C | 6761 | G | C | 8364 | Combustion Turbine | WECC_CO | Colorado | Larimer | 65 | 2002 | 9999 | 2017 | 0.06 | 6449.2397 | 0.01861 | NEI 2019
Rawhide | 6761_G_D | 6761 | G | D | 89476 | Combustion Turbine | WECC_CO | Colorado | Larimer | 65 | 2004 | 9999 | 2019 | 0.17 | 12070.0644 | 0.02817 | NEI 2019
Rawhide | 6761_G_F | 6761 | G | F | 90256 | Combustion Turbine | WECC_CO | Colorado | Larimer | 128 | 2008 | 9999 | 2017 | 1.51 | 12700.0412 | 0.2378 | NEI 2019
West Station (NJ) | 6776_G_1 | 6776 | G | 1 | 2909 | Combustion Turbine | PJM_EMAC | New Jersey | Cumberland | 22.9 | 1972 | 9999 | 2019 | 0.0503 | 274 | 0.36715 | NEI 2019
Augusta Electric Plant No 2 | 6791_G_1 | 6791 | G | 1 |  | Combustion Turbine | SPP_N | Kansas | Butler | 4 | 1968 | 9999 | 2019 | 0.071591 | 261.6915 | 0.54714 | NEI 2019
Augusta Electric Plant No 2 | 6791_G_2 | 6791 | G | 2 |  | Combustion Turbine | SPP_N | Kansas | Butler | 4 | 1968 | 9999 | 2019 | 0.10923 | 261.6915 | 0.83483 | NEI 2019
Augusta Electric Plant No 2 | 6791_G_3 | 6791 | G | 3 |  | Combustion Turbine | SPP_N | Kansas | Butler | 6 | 1981 | 9999 | 2019 | 0.23138 | 392.5373 | 1.1789 | NEI 2019
Augusta Electric Plant No 2 | 6791_G_4 | 6791 | G | 4 |  | Combustion Turbine | SPP_N | Kansas | Butler | 6.1 | 2005 | 9999 |  |  |  | 0.92213 | Default Emission Factor
St Bonifacius | 6824_G_1 | 6824 | G | 1 | 90186 | Combustion Turbine | MIS_MNWI | Minnesota | Carver | 60.1 | 1978 | 9999 | 2017 | 0.010052 | 536 | 0.03751 | NEI 2019
Indian River Plant | 683_G_A | 683 | G | A |  | Combustion Turbine | FRCC | Florida | Brevard | 37 | 1989 | 9999 | 2019 | 0.02985 | 244.3276 | 0.24434 | NEI 2019
Indian River Plant | 683_G_B | 683 | G | B |  | Combustion Turbine | FRCC | Florida | Brevard | 37 | 1989 | 9999 | 2019 | 0.023735 | 244.3276 | 0.19429 | NEI 2019
Indian River Plant | 683_G_C | 683 | G | C | 516 | Combustion Turbine | FRCC | Florida | Brevard | 108 | 1992 | 9999 |  |  |  | 0.12736 | Default Emission Factor
Indian River Plant | 683_G_D | 683 | G | D | 517 | Combustion Turbine | FRCC | Florida | Brevard | 108 | 1992 | 9999 | 2019 | 0.34336 | 713.1724 | 0.96291 | NEI 2019
Arvah B Hopkins | 688_G_2 | 688 | G | 2 | 89683 | Combined Cycle | FRCC | Florida | Leon | 141 | 1977 | 9999 |  |  |  | 0.06463 | NEI 2019
Arvah B Hopkins | 688_G_CT 2A | 688 | G | CT 2A | 89683 | Combined Cycle | FRCC | Florida | Leon | 159 | 2008 | 9999 | 2019 | 42.5538 | 1316771 | 0.06463 | NEI 2019
Arvah B Hopkins | 688_G_GT3 | 688 | G | GT3 | 89526 | Combustion Turbine | FRCC | Florida | Leon | 46 | 2005 | 9999 | 2019 | 1.5309 | 74882.5 | 0.04089 | NEI 2019
Arvah B Hopkins | 688_G_GT4 | 688 | G | GT4 | 89527 | Combustion Turbine | FRCC | Florida | Leon | 46 | 2005 | 9999 | 2019 | 1.5731 | 74882.5 | 0.04201 | NEI 2019
Arvah B Hopkins | 688_G_IC1 | 688 | G | IC1 |  | Combustion Turbine | FRCC | Florida | Leon | 18.5 | 2019 | 9999 |  |  |  | 0.35769 | Default Emission Factor
Arvah B Hopkins | 688_G_IC2 | 688 | G | IC2 |  | Combustion Turbine | FRCC | Florida | Leon | 18.5 | 2019 | 9999 |  |  |  | 0.35769 | Default Emission Factor
Arvah B Hopkins | 688_G_IC3 | 688 | G | IC3 |  | Combustion Turbine | FRCC | Florida | Leon | 18.5 | 2019 | 9999 |  |  |  | 0.35769 | Default Emission Factor
Arvah B Hopkins | 688_G_IC4 | 688 | G | IC4 |  | Combustion Turbine | FRCC | Florida | Leon | 18.5 | 2019 | 9999 |  |  |  | 0.35769 | Default Emission Factor
S O Purdom | 689_G_8 | 689 | G | 8 | 521 | Combined Cycle | FRCC | Florida | Wakulla | 154 | 2000 | 9999 | 2019 | 33.9778 | 816054 | 0.05229 | NEI 2019
S O Purdom | 689_G_9 | 689 | G | 9 | 521 | Combined Cycle | FRCC | Florida | Wakulla | 72 | 2000 | 9999 | 2019 | 0.012012 | 484113 | 0.05229 | NEI 2019
Marathon Generating Plant | 696_G_10 | 696 | G | 10 |  | Combustion Turbine | FRCC | Florida | Monroe | 3.5 | 1998 | 9999 |  |  |  | 0.92213 | Default Emission Factor
Marathon Generating Plant | 696_G_11 | 696 | G | 11 |  | Combustion Turbine | FRCC | Florida | Monroe | 3.5 | 2001 | 9999 |  |  |  | 0.92213 | Default Emission Factor
Marathon Generating Plant | 696_G_8 | 696 | G | 8 |  | Combustion Turbine | FRCC | Florida | Monroe | 2 | 1989 | 9999 |  |  |  | 0.92213 | Default Emission Factor
Marathon Generating Plant | 696_G_9 | 696 | G | 9 |  | Combustion Turbine | FRCC | Florida | Monroe | 2 | 1989 | 9999 |  |  |  | 0.92213 | Default Emission Factor
Trenton North | 698_G_1 | 698 | G | 1 |  | Combustion Turbine | MIS_MO | Missouri | Grundy | 2.7 | 1974 | 9999 |  |  |  | 0.92213 | Default Emission Factor
Trenton North | 698_G_2 | 698 | G | 2 |  | Combustion Turbine | MIS_MO | Missouri | Grundy | 2.7 | 1974 | 9999 |  |  |  | 0.92213 | Default Emission Factor
Trenton North | 698_G_3 | 698 | G | 3 |  | Combustion Turbine | MIS_MO | Missouri | Grundy | 2.7 | 1974 | 9999 |  |  |  | 0.92213 | Default Emission Factor
Trenton North | 698_G_4 | 698 | G | 4 |  | Combustion Turbine | MIS_MO | Missouri | Grundy | 2.7 | 1974 | 9999 |  |  |  | 0.92213 | Default Emission Factor
Trenton North | 698_G_5 | 698 | G | 5 |  | Combustion Turbine | MIS_MO | Missouri | Grundy | 2.7 | 1975 | 9999 | 2019 | 0.0063 | 18 | 0.7 | NEI 2019
Hugoton 2 | 7011_G_10 | 7011 | G | 10 |  | Combustion Turbine | SPP_N | Kansas | Stevens | 4 | 1983 | 9999 |  |  |  | 0.92213 | Default Emission Factor
Hugoton 2 | 7011_G_11 | 7011 | G | 11 |  | Combustion Turbine | SPP_N | Kansas | Stevens | 2.2 | 1997 | 9999 |  |  |  | 0.92213 | Default Emission Factor
Hugoton 2 | 7011_G_12 | 7011 | G | 12 |  | Combustion Turbine | SPP_N | Kansas | Stevens | 2.8 | 1997 | 9999 |  |  |  | 0.92213 | Default Emission Factor
Hugoton 2 | 7011_G_13 | 7011 | G | 13 |  | Combustion Turbine | SPP_N | Kansas | Stevens | 0.5 | 1998 | 9999 |  |  |  | 0.92213 | Default Emission Factor
Hugoton 2 | 7011_G_7 | 7011 | G | 7 |  | Combustion Turbine | SPP_N | Kansas | Stevens | 2 | 1964 | 9999 |  |  |  | 0.92213 | Default Emission Factor
Hugoton 2 | 7011_G_8 | 7011 | G | 8 |  | Combustion Turbine | SPP_N | Kansas | Stevens | 1.8 | 1971 | 9999 |  |  |  | 0.92213 | Default Emission Factor
Hugoton 2 | 7011_G_9A | 7011 | G | 9A |  | Combustion Turbine | SPP_N | Kansas | Stevens | 4 | 1994 | 9999 |  |  |  | 0.92213 | Default Emission Factor
East 12th Street | 7013_G_5 | 7013 | G | 5 |  | Combustion Turbine | SPP_N | Kansas | Cowley | 1.6 | 2002 | 9999 |  |  |  | 0.92213 | Default Emission Factor
Chanute 3 | 7018_G_10 | 7018 | G | 10 |  | Combustion Turbine | SPP_N | Kansas | Neosho | 6.9 | 1986 | 9999 | 2019 | 0.095356 | 225.7009 | 0.84498 | NEI 2019
Chanute 3 | 7018_G_11 | 7018 | G | 11 |  | Combustion Turbine | SPP_N | Kansas | Neosho | 6.9 | 1986 | 9999 | 2019 | 0.091281 | 225.7009 | 0.80886 | NEI 2019
Chanute 3 | 7018_G_12 | 7018 | G | 12 |  | Combustion Turbine | SPP_N | Kansas | Neosho | 5.5 | 1991 | 9999 | 2019 | 0.0053484 | 179.9065 | 0.05946 | NEI 2019
Chanute 3 | 7018_G_13 | 7018 | G | 13 |  | Combustion Turbine | SPP_N | Kansas | Neosho | 5.9 | 1991 | 9999 | 2019 | 0.0046743 | 192.9907 | 0.04844 | NEI 2019
Chanute 3 | 7018_G_9 | 7018 | G | 9 |  | Combustion Turbine | SPP_N | Kansas | Neosho | 6.9 | 1985 | 9999 | 2019 | 0.12582 | 225.7009 | 1.1149 | NEI 2019
Whitehead | 7028_G_K1 | 7028 | G | K1 |  | Combustion Turbine | WECC_UT | Utah | Utah | 5.9 | 1986 | 9999 | 2019 | 0.17174 | 1510.6642 | 0.22737 | NEI 2019
Whitehead | 7028_G_K2 | 7028 | G | K2 |  | Combustion Turbine | WECC_UT | Utah | Utah | 6 | 1986 | 9999 |  |  |  | 0.92213 | Default Emission Factor
Whitehead | 7028_G_K3 | 7028 | G | K3 |  | Combustion Turbine | WECC_UT | Utah | Utah | 5.9 | 2000 | 9999 | 2017 | 0.17625 | 1828.5597 | 0.19278 | NEI 2019
Whitehead | 7028_G_K4 | 7028 | G | K4 |  | Combustion Turbine | WECC_UT | Utah | Utah | 4 | 2002 | 9999 |  |  |  | 0.92213 | Default Emission Factor
Whitehead | 7028_G_K6CAT | 7028 | G | K6CAT |  | Combustion Turbine | WECC_UT | Utah | Utah | 2.5 | 2016 | 9999 |  |  |  | 0.92213 | Default Emission Factor
Whitehead | 7028_G_K7CAT | 7028 | G | K7CAT |  | Combustion Turbine | WECC_UT | Utah | Utah | 2.5 | 2016 | 9999 |  |  |  | 0.92213 | Default Emission Factor
Gravel Neck | 7032_G_1 | 7032 | G | 1 |  | Combustion Turbine | PJM_Dom | Virginia | Surry | 12 | 1970 | 9999 |  |  |  | 0.12736 | Default Emission Factor
Gravel Neck | 7032_G_2 | 7032 | G | 2 |  | Combustion Turbine | PJM_Dom | Virginia | Surry | 16 | 1970 | 9999 | 2019 | 0.012449 | 3426.913 | 0.00727 | NEI 2019
Gravel Neck | 7032_G_3 | 7032 | G | 3 | 88238 | Combustion Turbine | PJM_Dom | Virginia | Surry | 85 | 1989 | 9999 |  |  |  | 0.07848 | NEI 2019
Gravel Neck | 7032_G_4 | 7032 | G | 4 | 88239 | Combustion Turbine | PJM_Dom | Virginia | Surry | 85 | 1989 | 9999 |  |  |  | 0.07848 | NEI 2019
Gravel Neck | 7032_G_5 | 7032 | G | 5 | 88240 | Combustion Turbine | PJM_Dom | Virginia | Surry | 85 | 1989 | 9999 |  |  |  | 0.07848 | NEI 2019
Gravel Neck | 7032_G_6 | 7032 | G | 6 | 88241 | Combustion Turbine | PJM_Dom | Virginia | Surry | 85 | 1989 | 9999 | 2019 | 2.8576 | 72821.9022 | 0.07848 | NEI 2019
Lake (WY) | 7039_G_1 | 7039 | G | 1 |  | Combustion Turbine | WECC_WY | Wyoming | Teton | 2.7 | 1967 | 9999 |  |  |  | 0.92213 | Default Emission Factor
Solon Diesel | 7058_G_1 | 7058 | G | 1 |  | Combustion Turbine | MIS_MNWI | Wisconsin | Douglas | 0.8 | 1988 | 9999 |  |  |  | 0.92213 | Default Emission Factor
Solon Diesel | 7058_G_2 | 7058 | G | 2 |  | Combustion Turbine | MIS_MNWI | Wisconsin | Douglas | 0.8 | 1988 | 9999 |  |  |  | 0.92213 | Default Emission Factor
Solon Diesel | 7058_G_3 | 7058 | G | 3 |  | Combustion Turbine | MIS_MNWI | Wisconsin | Douglas | 0.8 | 1989 | 9999 |  |  |  | 0.92213 | Default Emission Factor
Solon Diesel | 7058_G_4 | 7058 | G | 4 |  | Combustion Turbine | MIS_MNWI | Wisconsin | Douglas | 0.8 | 1989 | 9999 |  |  |  | 0.92213 | Default Emission Factor
Solon Diesel | 7058_G_5 | 7058 | G | 5 |  | Combustion Turbine | MIS_MNWI | Wisconsin | Douglas | 0.8 | 1989 | 9999 |  |  |  | 0.92213 | Default Emission Factor
Solon Diesel | 7058_G_6 | 7058 | G | 6 |  | Combustion Turbine | MIS_MNWI | Wisconsin | Douglas | 0.8 | 1995 | 9999 |  |  |  | 0.92213 | Default Emission Factor
Solon Diesel | 7058_G_7 | 7058 | G | 7 |  | Combustion Turbine | MIS_MNWI | Wisconsin | Douglas | 0.8 | 1995 | 9999 |  |  |  | 0.92213 | Default Emission Factor
Solon Diesel | 7058_G_8 | 7058 | G | 8 |  | Combustion Turbine | MIS_MNWI | Wisconsin | Douglas | 0.8 | 1995 | 9999 |  |  |  | 0.92213 | Default Emission Factor
Sibley No Two | 7060_G_4 | 7060 | G | 4 |  | Combustion Turbine | MIS_IA | Iowa | Osceola | 1 | 1987 | 9999 |  |  |  | 0.92213 | Default Emission Factor
McIntosh (AL) | 7063_G_1 | 7063 | G | 1 | 2924 | Combustion Turbine | S_SOU | Alabama | Washington | 110 | 1991 | 9999 |  |  |  | 0.12736 | Default Emission Factor
McIntosh (AL) | 7063_G_2 | 7063 | G | 2 | 2925 | Combustion Turbine | S_SOU | Alabama | Washington | 114 | 1998 | 9999 | 2019 | 1 | 131885.1797 | 0.01517 | NEI 2019
McIntosh (AL) | 7063_G_3 | 7063 | G | 3 | 2926 | Combustion Turbine | S_SOU | Alabama | Washington | 114 | 1998 | 9999 | 2019 | 2.4 | 131885.1797 | 0.0364 | NEI 2019
McIntosh (AL) | 7063_G_4 | 7063 | G | 4 | 90423 | Combustion Turbine | S_SOU | Alabama | Washington | 175 | 2010 | 9999 | 2019 | 11.5 | 202455.3198 | 0.11361 | NEI 2019
McIntosh (AL) | 7063_G_5 | 7063 | G | 5 | 90424 | Combustion Turbine | S_SOU | Alabama | Washington | 175 | 2010 | 9999 | 2019 | 8.2 | 202455.3198 | 0.08101 | NEI 2019
St George Red Rock | 7080_G_1 | 7080 | G | 1 |  | Combustion Turbine | WECC_UT | Utah | Washington | 7 | 1987 | 9999 | 2019 | 0.0018973 | 38.5 | 0.09856 | NEI 2019
St George Red Rock | 7080_G_2 | 7080 | G | 2 |  | Combustion Turbine | WECC_UT | Utah | Washington | 7 | 1987 | 9999 | 2017 | 0.00069083 | 2.5 | 0.55266 | NEI 2019
Harry Allen | 7082_G_5 | 7082 | G | 5 | 2933 | Combined Cycle | WECC_SNV | Nevada | Clark | 151.6 | 2011 | 9999 | 2019 | 36.74 | 2235227 | 0.04508 | NEI 2019
Harry Allen | 7082_G_6 | 7082 | G | 6 | 2934 | Combined Cycle | WECC_SNV | Nevada | Clark | 151.6 | 2011 | 9999 | 2019 | 36.99 | 1035844 | 0.04508 | NEI 2019
Harry Allen | 7082_G_7 | 7082 | G | 7 | 2933 | Combined Cycle | WECC_SNV | Nevada | Clark | 206.8 | 2011 | 9999 |  |  |  | 0.04508 | NEI 2019
Harry Allen | 7082_G_GT1 | 7082 | G | GT1 | 2931 | Combustion Turbine | WECC_SNV | Nevada | Clark | 72 | 1995 | 9999 | 2019 | 1.59 | 53643.5 | 0.05928 | NEI 2019
Harry Allen | 7082_G_GT4 | 7082 | G | GT4 | 2932 | Combustion Turbine | WECC_SNV | Nevada | Clark | 72 | 2006 | 9999 | 2019 | 4.98 | 53643.5 | 0.18567 | NEI 2019
Jack McDonough | 710_G_3A | 710 | G | 3A | 90360 | Combustion Turbine | S_SOU | Georgia | Cobb | 32 | 1971 | 9999 | 2019 | 0.011088 | 116 | 0.19117 | NEI 2019
Jack McDonough | 710_G_3B | 710 | G | 3B | 90362 | Combustion Turbine | S_SOU | Georgia | Cobb | 32 | 1971 | 9999 | 2019 | 0.008758 | 116 | 0.151 | NEI 2019
Jack McDonough | 710_G_4 | 710 | G | 4 | 90761 | Combined Cycle | S_SOU | Georgia | Cobb | 360 | 2011 | 9999 |  |  |  | 0.04589 | NEI 2019
Jack McDonough | 710_G_5 | 710 | G | 5 | 90763 | Combined Cycle | S_SOU | Georgia | Cobb | 360 | 2012 | 9999 |  |  |  | 0.0457 | NEI 2019
Jack McDonough | 710_G_5ACT | 710 | G | 5ACT | 90763 | Combined Cycle | S_SOU | Georgia | Cobb | 231.5 | 2012 | 9999 | 2019 | 69.9302 | 4312956 | 0.0457 | NEI 2019
Jack McDonough | 710_G_5BCT | 710 | G | 5BCT | 90764 | Combined Cycle | S_SOU | Georgia | Cobb | 231.5 | 2012 | 9999 | 2019 | 73.8484 | 1979101 | 0.0457 | NEI 2019
Jack McDonough | 710_G_6 | 710 | G | 6 | 90765 | Combined Cycle | S_SOU | Georgia | Cobb | 360 | 2012 | 9999 |  |  |  | 0.04628 | NEI 2019
Jack McDonough | 710_G_6ACT | 710 | G | 6ACT | 90765 | Combined Cycle | S_SOU | Georgia | Cobb | 233 | 2012 | 9999 | 2019 | 70.87 | 4118709 | 0.04628 | NEI 2019
Jack McDonough | 710_G_6BCT | 710 | G | 6BCT | 90766 | Combined Cycle | S_SOU | Georgia | Cobb | 233 | 2012 | 9999 | 2019 | 69.7928 | 1959654 | 0.04628 | NEI 2019
Jack McDonough | 710_G_CT4A | 710 | G | CT4A | 90761 | Combined Cycle | S_SOU | Georgia | Cobb | 230.5 | 2011 | 9999 | 2019 | 77.7408 | 4587692 | 0.04589 | NEI 2019
Jack McDonough | 710_G_CT4B | 710 | G | CT4B | 90762 | Combined Cycle | S_SOU | Georgia | Cobb | 230.5 | 2011 | 9999 | 2019 | 76.0072 | 2113506 | 0.04589 | NEI 2019
Heber City | 7111_G_1 | 7111 | G | 1 |  | Combustion Turbine | WECC_UT | Utah | Wasatch | 1.4 | 2004 | 9999 |  |  |  | 0.92213 | Default Emission Factor
Heber City | 7111_G_11 | 7111 | G | 11 |  | Combustion Turbine | WECC_UT | Utah | Wasatch | 1.9 | 2015 | 9999 |  |  |  | 0.92213 | Default Emission Factor
Heber City | 7111_G_12 | 7111 | G | 12 |  | Combustion Turbine | WECC_UT | Utah | Wasatch | 2.3 | 2015 | 9999 |  |  |  | 0.92213 | Default Emission Factor
Heber City | 7111_G_2 | 7111 | G | 2 |  | Combustion Turbine | WECC_UT | Utah | Wasatch | 1.4 | 2004 | 9999 |  |  |  | 0.92213 | Default Emission Factor
Heber City | 7111_G_4 | 7111 | G | 4 |  | Combustion Turbine | WECC_UT | Utah | Wasatch | 1.9 | 2003 | 9999 |  |  |  | 0.92213 | Default Emission Factor
Heber City | 7111_G_NA10 | 7111 | G | NA10 |  | Combustion Turbine | WECC_UT | Utah | Wasatch | 1.9 | 2002 | 9999 |  |  |  | 0.92213 | Default Emission Factor
Heber City | 7111_G_NA5 | 7111 | G | NA5 |  | Combustion Turbine | WECC_UT | Utah | Wasatch | 0.7 | 1990 | 9999 |  |  |  | 0.92213 | Default Emission Factor
Heber City | 7111_G_NA6 | 7111 | G | NA6 |  | Combustion Turbine | WECC_UT | Utah | Wasatch | 0.7 | 2001 | 9999 |  |  |  | 0.92213 | Default Emission Factor
Heber City | 7111_G_NA9 | 7111 | G | NA9 |  | Combustion Turbine | WECC_UT | Utah | Wasatch | 1.9 | 2003 | 9999 |  |  |  | 0.92213 | Default Emission Factor
Gladstone | 7119_G_1 | 7119 | G | 1 |  | Combustion Turbine | MIS_WUMS | Michigan | Delta | 17 | 1975 | 9999 |  |  |  | 0.12736 | Default Emission Factor
Brandon Station | 7131_G_1 | 7131 | G | 1 |  | Combustion Turbine | SPP_SPS | Texas | Lubbock | 20 | 1990 | 9999 | 2019 | 0.706 | 20468 | 0.06899 | NEI 2019
Forked River | 7138_G_1 | 7138 | G | 1 | 2945 | Combustion Turbine | PJM_EMAC | New Jersey | Ocean | 34.5 | 1989 | 9999 | 2019 | 0.177 | 3240.4254 | 0.10925 | NEI 2019
Forked River | 7138_G_2 | 7138 | G | 2 | 2946 | Combustion Turbine | PJM_EMAC | New Jersey | Ocean | 32.5 | 1989 | 9999 | 2019 | 0.0955 | 3052.5746 | 0.06257 | NEI 2019
Pleasant Hill | 7145_G_1 | 7145 | G | 1 | 90077 | Combustion Turbine | MIS_MIDA | Iowa | Polk | 38 | 1990 | 9999 | 2019 | 0.031916 | 491.1897 | 0.12996 | NEI 2019
Pleasant Hill | 7145_G_2 | 7145 | G | 2 | 90078 | Combustion Turbine | MIS_MIDA | Iowa | Polk | 37.8 | 1990 | 9999 | 2019 | 0.065112 | 488.6045 | 0.26652 | NEI 2019
Pleasant Hill | 7145_G_3 | 7145 | G | 3 | 2954 | Combustion Turbine | MIS_MIDA | Iowa | Polk | 79.7 | 1994 | 9999 | 2019 | 0.11202 | 1030.2058 | 0.21747 | NEI 2019
Wading River | 7146_G_02 | 7146 | G | 02 | 2956 | Combustion Turbine | NY_Z_K | New York | Suffolk | 76.9 | 1989 | 9999 | 2019 | 0.20261 | 3440.0445 | 0.1178 | NEI 2019
Wading River | 7146_G_03 | 7146 | G | 03 | 2957 | Combustion Turbine | NY_Z_K | New York | Suffolk | 81.7 | 1989 | 9999 | 2019 | 0.20239 | 3654.7677 | 0.11076 | NEI 2019
Wading River | 7146_G_1 | 7146 | G | 1 | 2955 | Combustion Turbine | NY_Z_K | New York | Suffolk | 82 | 1989 | 9999 | 2019 | 0.22705 | 3668.1879 | 0.1238 | NEI 2019
McManus | 715_G_3A | 715 | G | 3A | 90262 | Combustion Turbine | S_SOU | Georgia | Glynn | 46 | 1972 | 9999 | 2019 | 0.16229 | 1069.2222 | 0.30356 | NEI 2019
McManus | 715_G_3B | 715 | G | 3B | 90263 | Combustion Turbine | S_SOU | Georgia | Glynn | 46 | 1972 | 9999 | 2019 | 0.27101 | 1069.2222 | 0.50693 | NEI 2019
McManus | 715_G_3C | 715 | G | 3C | 90264 | Combustion Turbine | S_SOU | Georgia | Glynn | 46 | 1972 | 9999 | 2019 | 0.35366 | 1069.2222 | 0.66152 | NEI 2019
McManus | 715_G_4A | 715 | G | 4A | 90265 | Combustion Turbine | S_SOU | Georgia | Glynn | 46 | 1972 | 9999 | 2019 | 0.026976 | 1069.2222 | 0.05046 | NEI 2019
McManus | 715_G_4B | 715 | G | 4B | 90266 | Combustion Turbine | S_SOU | Georgia | Glynn | 46 | 1972 | 9999 | 2019 | 0.027156 | 1069.2222 | 0.0508 | NEI 2019
McManus | 715_G_4C | 715 | G | 4C | 90267 | Combustion Turbine | S_SOU | Georgia | Glynn | 46 | 1972 | 9999 | 2019 | 0.032874 | 1069.2222 | 0.06149 | NEI 2019
McManus | 715_G_4D | 715 | G | 4D | 90268 | Combustion Turbine | S_SOU | Georgia | Glynn | 46 | 1972 | 9999 | 2019 | 0.036762 | 1069.2222 | 0.06876 | NEI 2019
McManus | 715_G_4E | 715 | G | 4E | 90270 | Combustion Turbine | S_SOU | Georgia | Glynn | 46 | 1972 | 9999 | 2019 | 0.034746 | 1069.2222 | 0.06499 | NEI 2019
McManus | 715_G_4F | 715 | G | 4F | 90271 | Combustion Turbine | S_SOU | Georgia | Glynn | 46 | 1972 | 9999 | 2019 | 0.042042 | 1069.2222 | 0.07864 | NEI 2019
McManus | 715_G_IC1 | 715 | G | IC1 |  | Combustion Turbine | S_SOU | Georgia | Glynn | 2 | 1964 | 9999 |  |  |  | 0.92213 | Default Emission Factor
Hay Road | 7153_G_HR1 | 7153 | G | HR1 | 2964 | Combined Cycle | PJM_EMAC | Delaware | New Castle | 126 | 1989 | 9999 | 2019 | 5.9369 | 390094 | 0.04863 | NEI 2019
Hay Road | 7153_G_HR2 | 7153 | G | HR2 | 2965 | Combined Cycle | PJM_EMAC | Delaware | New Castle | 126 | 1989 | 9999 | 2019 | 5.7466 | 157127 | 0.04863 | NEI 2019
Hay Road | 7153_G_HR3 | 7153 | G | HR3 | 2963 | Combined Cycle | PJM_EMAC | Delaware | New Castle | 126 | 1991 | 9999 | 2019 | 4.7914 | 130354 | 0.04863 | NEI 2019
Hay Road | 7153_G_HR4 | 7153 | G | HR4 | 2963 | Combined Cycle | PJM_EMAC | Delaware | New Castle | 187 | 1993 | 9999 |  |  |  | 0.04863 | NEI 2019
Hay Road | 7153_G_HR5 | 7153 | G | HR5 | 2966 | Combined Cycle | PJM_EMAC | Delaware | New Castle | 128 | 2001 | 9999 | 2019 | 3.2696 | 454855 | 0.03458 | NEI 2019
Hay Road | 7153_G_HR6 | 7153 | G | HR6 | 2967 | Combined Cycle | PJM_EMAC | Delaware | New Castle | 128 | 2001 | 9999 | 2019 | 4.107 | 169964 | 0.03458 | NEI 2019
Hay Road | 7153_G_HR7 | 7153 | G | HR7 | 2968 | Combined Cycle | PJM_EMAC | Delaware | New Castle | 128 | 2001 | 9999 | 2019 | 6.3924 | 171457 | 0.03458 | NEI 2019
Hay Road | 7153_G_HR8 | 7153 | G | HR8 | 2966 | Combined Cycle | PJM_EMAC | Delaware | New Castle | 187 | 2002 | 9999 |  |  |  | 0.03458 | NEI 2019
Lime Creek | 7155_G_1 | 7155 | G | 1 | 2969 | Combustion Turbine | MIS_IA | Iowa | Cerro Gordo | 35.6 | 1991 | 9999 | 2019 | 0.099202 | 283.2743 | 0.7004 | NEI 2019
Lime Creek | 7155_G_2 | 7155 | G | 2 | 2970 | Combustion Turbine | MIS_IA | Iowa | Cerro Gordo | 34.4 | 1991 | 9999 | 2019 | 0.011811 | 273.7257 | 0.0863 | NEI 2019
Woodsdale | 7158_G_GT1 | 7158 | G | GT1 | 2973 | Combustion Turbine | PJM_West | Ohio | Butler | 78 | 1993 | 9999 | 2019 | 1.94 | 22650.3153 | 0.1713 | NEI 2019
Woodsdale | 7158_G_GT2 | 7158 | G | GT2 | 2977 | Combustion Turbine | PJM_West | Ohio | Butler | 80 | 1992 | 9999 | 2019 | 1.94 | 23231.0926 | 0.16702 | NEI 2019
Woodsdale | 7158_G_GT3 | 7158 | G | GT3 | 2978 | Combustion Turbine | PJM_West | Ohio | Butler | 80 | 1992 | 9999 | 2019 | 2.74 | 23231.0926 | 0.23589 | NEI 2019
Woodsdale | 7158_G_GT4 | 7158 | G | GT4 | 2979 | Combustion Turbine | PJM_West | Ohio | Butler | 78 | 1992 | 9999 | 2019 | 1.66 | 22650.3153 | 0.14658 | NEI 2019
Woodsdale | 7158_G_GT5 | 7158 | G | GT5 | 2980 | Combustion Turbine | PJM_West | Ohio | Butler | 80 | 1992 | 9999 | 2019 | 1.78 | 23231.0926 | 0.15324 | NEI 2019
Woodsdale | 7158_G_GT6 | 7158 | G | GT6 | 2981 | Combustion Turbine | PJM_West | Ohio | Butler | 80 | 1992 | 9999 | 2019 | 1.52 | 23231.0926 | 0.13086 | NEI 2019
Concord | 7159_G_1 | 7159 | G | 1 | 2985 | Combustion Turbine | MIS_WUMS | Wisconsin | Jefferson | 90 | 1993 | 9999 | 2019 | 5.1535 | 20615.3761 | 0.49996 | NEI 2019
Concord | 7159_G_2 | 7159 | G | 2 | 2986 | Combustion Turbine | MIS_WUMS | Wisconsin | Jefferson | 89.7 | 1993 | 9999 | 2019 | 7.8306 | 20546.6582 | 0.76223 | NEI 2019
Concord | 7159_G_3 | 7159 | G | 3 | 2987 | Combustion Turbine | MIS_WUMS | Wisconsin | Jefferson | 90.7 | 1994 | 9999 | 2019 | 6.7697 | 20775.7179 | 0.65169 | NEI 2019
Concord | 7159_G_4 | 7159 | G | 4 | 2988 | Combustion Turbine | MIS_WUMS | Wisconsin | Jefferson | 91.2 | 1994 | 9999 | 2019 | 6.5041 | 20890.2478 | 0.62269 | NEI 2019
South Fond Du Lac | 7203_G_CT1 | 7203 | G | CT1 | 2999 | Combustion Turbine | MIS_WUMS | Wisconsin | Fond Du Lac | 79.6 | 1993 | 9999 |  |  |  | 0.12736 | Default Emission Factor
South Fond Du Lac | 7203_G_CT2 | 7203 | G | CT2 | 3000 | Combustion Turbine | MIS_WUMS | Wisconsin | Fond Du Lac | 79 | 1994 | 9999 |  |  |  | 0.12736 | Default Emission Factor
South Fond Du Lac | 7203_G_CT3 | 7203 | G | CT3 | 3001 | Combustion Turbine | MIS_WUMS | Wisconsin | Fond Du Lac | 81 | 1994 | 9999 |  |  |  | 0.12736 | Default Emission Factor
South Fond Du Lac | 7203_G_CT4 | 7203 | G | CT4 | 3002 | Combustion Turbine | MIS_WUMS | Wisconsin | Fond Du Lac | 82.7 | 1996 | 9999 |  |  |  | 0.12736 | Default Emission Factor
Darbytown | 7212_G_1 | 7212 | G | 1 | 88242 | Combustion Turbine | PJM_Dom | Virginia | Henrico | 84 | 1990 | 9999 | 2019 | 2.4848 | 15684.25 | 0.31685 | NEI 2019
Darbytown | 7212_G_2 | 7212 | G | 2 | 88243 | Combustion Turbine | PJM_Dom | Virginia | Henrico | 84 | 1990 | 9999 |  |  |  | 0.12736 | Default Emission Factor
Darbytown | 7212_G_3 | 7212 | G | 3 | 88244 | Combustion Turbine | PJM_Dom | Virginia | Henrico | 84 | 1990 | 9999 |  |  |  | 0.12736 | Default Emission Factor
Darbytown | 7212_G_4 | 7212 | G | 4 | 88245 | Combustion Turbine | PJM_Dom | Virginia | Henrico | 84 | 1990 | 9999 |  |  |  | 0.12736 | Default Emission Factor
Gianera | 7231_G_1 | 7231 | G | 1 |  | Combustion Turbine | WEC_CALN | California | Santa Clara | 24.8 | 1987 | 9999 |  |  |  | 0.12736 | Default Emission Factor
Gianera | 7231_G_2 | 7231 | G | 2 |  | Combustion Turbine | WEC_CALN | California | Santa Clara | 24.8 | 1986 | 9999 |  |  |  | 0.12736 | Default Emission Factor
Santa Clara Cogen | 7232_G_1 | 7232 | G | 1 |  | Combustion Turbine | WEC_CALN | California | Santa Clara | 3.5 | 1982 | 9999 |  |  |  | 0.12736 | Default Emission Factor
Santa Clara Cogen | 7232_G_2 | 7232 | G | 2 |  | Combustion Turbine | WEC_CALN | California | Santa Clara | 3.5 | 1982 | 9999 |  |  |  | 0.12736 | Default Emission Factor
Angus Anson | 7237_G_1 | 7237 | G | 1 | 3042 | Combustion Turbine | MIS_MNWI | South Dakota | Minnehaha | 90 | 1994 | 2025 |  |  |  | 0.12736 | Default Emission Factor
Angus Anson | 7237_G_2 | 7237 | G | 2 | 3041 | Combustion Turbine | MIS_MNWI | South Dakota | Minnehaha | 90 | 1994 | 2025 |  |  |  | 0.12736 | Default Emission Factor
Angus Anson | 7237_G_4 | 7237 | G | 4 | 89387 | Combustion Turbine | MIS_MNWI | South Dakota | Minnehaha | 147 | 2005 | 9999 |  |  |  | 0.12736 | Default Emission Factor
Cane Island | 7238_G_1 | 7238 | G | 1 | 3043 | Combustion Turbine | FRCC | Florida | Osceola | 32 | 1994 | 9999 | 2019 | 0.072009 | 734 | 0.19621 | NEI 2019
Cane Island | 7238_G_2 | 7238 | G | 2 | 3044 | Combined Cycle | FRCC | Florida | Osceola | 69 | 1995 | 9999 | 2019 | 9.9763 | 323383 | 0.0617 | NEI 2019
Cane Island | 7238_G_2A | 7238 | G | 2A | 3044 | Combined Cycle | FRCC | Florida | Osceola | 39 | 1995 | 9999 |  |  |  | 0.0617 | NEI 2019
Cane Island | 7238_G_3 | 7238 | G | 3 | 3045 | Combined Cycle | FRCC | Florida | Osceola | 150 | 2002 | 9999 | 2019 | 36.3686 | 1371225 | 0.05305 | NEI 2019
Cane Island | 7238_G_3A | 7238 | G | 3A | 3045 | Combined Cycle | FRCC | Florida | Osceola | 90 | 2002 | 9999 |  |  |  | 0.05305 | NEI 2019
Cane Island | 7238_G_4 | 7238 | G | 4 | 90643 | Combined Cycle | FRCC | Florida | Osceola | 160 | 2011 | 9999 | 2019 | 48.2 | 1961961 | 0.04914 | NEI 2019
Cane Island | 7238_G_4A | 7238 | G | 4A | 90643 | Combined Cycle | FRCC | Florida | Osceola | 130 | 2011 | 9999 |  |  |  | 0.04914 | NEI 2019
Polk | 7242_G_1CA | 7242 | G | 1CA | 3047 | IGCC | FRCC | Florida | Polk | 59 | 1996 | 9999 |  |  |  | 0.02072 | Default Emission Factor
Polk | 7242_G_1CT | 7242 | G | 1CT | 3047 | IGCC | FRCC | Florida | Polk | 161 | 1996 | 9999 |  |  |  | 0.02072 | Default Emission Factor
Polk | 7242_G_2 | 7242 | G | 2 | 3048 | Combined Cycle | FRCC | Florida | Polk | 150 | 2000 | 9999 | 2019 | 33.6773 | 901361 | 0.0454 | NEI 2019
Polk | 7242_G_2CC | 7242 | G | 2CC | 3048 | Combined Cycle | FRCC | Florida | Polk | 461 | 2017 | 9999 |  |  |  | 0.0454 | NEI 2019
Polk | 7242_G_3 | 7242 | G | 3 | 3049 | Combined Cycle | FRCC | Florida | Polk | 150 | 2002 | 9999 | 2019 | 36.6763 | 999847 | 0.0454 | NEI 2019
Polk | 7242_G_4 | 7242 | G | 4 | 3050 | Combined Cycle | FRCC | Florida | Polk | 150 | 2007 | 9999 | 2019 | 37.797 | 1046224 | 0.0454 | NEI 2019
Polk | 7242_G_5 | 7242 | G | 5 | 90101 | Combined Cycle | FRCC | Florida | Polk | 150 | 2007 | 9999 | 2019 | 36.5348 | 1020272 | 0.0454 | NEI 2019
Watertown Power Plant | 7247_G_1 | 7247 | G | 1 |  | Combustion Turbine | SPP_WAUE | South Dakota | Codington | 50 | 1978 | 2025 |  |  |  | 0.12736 | Default Emission Factor
Woodland | 7266_G_2 | 7266 | G | 2 | 9046 | Combined Cycle | WEC_BANC | California | Stanislaus | 33 | 2003 | 9999 |  |  |  | 0.01566 | NEI 2019
Woodland | 7266_G_3 | 7266 | G | 3 | 9046 | Combined Cycle | WEC_BANC | California | Stanislaus | 50 | 2003 | 9999 | 2019 | 3.1021 | 396211 | 0.01566 | NEI 2019
Woodland | 7266_G_3A | 7266 | G | 3A |  | Combustion Turbine | WEC_BANC | California | Stanislaus | 8.2 | 2011 | 9999 |  |  |  | 0.92213 | Default Emission Factor
Woodland | 7266_G_3B | 7266 | G | 3B |  | Combustion Turbine | WEC_BANC | California | Stanislaus | 8.2 | 2011 | 9999 |  |  |  | 0.92213 | Default Emission Factor
Woodland | 7266_G_3C | 7266 | G | 3C |  | Combustion Turbine | WEC_BANC | California | Stanislaus | 8.2 | 2011 | 9999 |  |  |  | 0.92213 | Default Emission Factor
Woodland | 7266_G_3D | 7266 | G | 3D |  | Combustion Turbine | WEC_BANC | California | Stanislaus | 8.2 | 2011 | 9999 |  |  |  | 0.92213 | Default Emission Factor
Woodland | 7266_G_3E | 7266 | G | 3E |  | Combustion Turbine | WEC_BANC | California | Stanislaus | 8.2 | 2011 | 9999 |  |  |  | 0.92213 | Default Emission Factor
Woodland | 7266_G_3F | 7266 | G | 3F |  | Combustion Turbine | WEC_BANC | California | Stanislaus | 8.2 | 2011 | 9999 |  |  |  | 0.92213 | Default Emission Factor
Woodland | 7266_G_NA1 | 7266 | G | NA1 | 3065 | Combustion Turbine | WEC_BANC | California | Stanislaus | 45 | 1993 | 9999 | 2017 | 4.3924 | 145553 | 0.06035 | NEI 2019
491 E 48th Street | 7268_G_7 | 7268 | G | 7 | 3062 | Combustion Turbine | MIS_LMI | Michigan | Allegan | 32 | 1992 | 9999 | 2019 | 0.0541 | 4965.4118 | 0.02179 | NEI 2019
491 E 48th Street | 7268_G_8 | 7268 | G | 8 | 3063 | Combustion Turbine | MIS_LMI | Michigan | Allegan | 32 | 1992 | 9999 | 2019 | 0.07015 | 4965.4118 | 0.02826 | NEI 2019
491 E 48th Street | 7268_G_9 | 7268 | G | 9 | 3064 | Combustion Turbine | MIS_LMI | Michigan | Allegan | 72 | 2000 | 9999 | 2019 | 0.76 | 11172.1765 | 0.13605 | NEI 2019
Paris (WI) | 7270_G_1 | 7270 | G | 1 | 3066 | Combustion Turbine | MIS_WUMS | Wisconsin | Kenosha | 91 | 1995 | 9999 | 2019 | 9.4615 | 22053.0108 | 0.85807 | NEI 2019
Paris (WI) | 7270_G_2 | 7270 | G | 2 | 3067 | Combustion Turbine | MIS_WUMS | Wisconsin | Kenosha | 89.1 | 1995 | 9999 | 2019 | 2.8958 | 21592.5633 | 0.26822 | NEI 2019
Paris (WI) | 7270_G_3 | 7270 | G | 3 | 3068 | Combustion Turbine | MIS_WUMS | Wisconsin | Kenosha | 91.8 | 1995 | 9999 | 2019 | 3.4662 | 22246.8834 | 0.31161 | NEI 2019
Paris (WI) | 7270_G_4 | 7270 | G | 4 | 3069 | Combustion Turbine | MIS_WUMS | Wisconsin | Kenosha | 90.8 | 1995 | 9999 | 2019 | 11.8627 | 22004.5426 | 1.0782 | NEI 2019
Lincoln Combustion | 7277_G_1 | 7277 | G | 1 | 3070 | Combustion Turbine | S_VACA | North Carolina | Lincoln | 76 | 1995 | 9999 |  |  |  | 0.11834 | NEI 2019
Lincoln Combustion | 7277_G_10 | 7277 | G | 10 | 3071 | Combustion Turbine | S_VACA | North Carolina | Lincoln | 75 | 1995 | 9999 |  |  |  | 0.11834 | NEI 2019
Lincoln Combustion | 7277_G_11 | 7277 | G | 11 | 3072 | Combustion Turbine | S_VACA | North Carolina | Lincoln | 74 | 1995 | 9999 |  |  |  | 0.11834 | NEI 2019
Lincoln Combustion | 7277_G_12 | 7277 | G | 12 | 3073 | Combustion Turbine | S_VACA | North Carolina | Lincoln | 75 | 1995 | 9999 |  |  |  | 0.11834 | NEI 2019
Lincoln Combustion | 7277_G_13 | 7277 | G | 13 | 3074 | Combustion Turbine | S_VACA | North Carolina | Lincoln | 74 | 1996 | 9999 |  |  |  | 0.11834 | NEI 2019
Lincoln Combustion | 7277_G_14 | 7277 | G | 14 | 3075 | Combustion Turbine | S_VACA | North Carolina | Lincoln | 74 | 1996 | 9999 |  |  |  | 0.11834 | NEI 2019
Lincoln Combustion | 7277_G_15 | 7277 | G | 15 | 3076 | Combustion Turbine | S_VACA | North Carolina | Lincoln | 73 | 1996 | 9999 |  |  |  | 0.11834 | NEI 2019
Lincoln Combustion | 7277_G_16 | 7277 | G | 16 | 3077 | Combustion Turbine | S_VACA | North Carolina | Lincoln | 73 | 1996 | 9999 | 2019 | 1.45 | 24505 | 0.11834 | NEI 2019
Lincoln Combustion | 7277_G_2 | 7277 | G | 2 | 3078 | Combustion Turbine | S_VACA | North Carolina | Lincoln | 76 | 1995 | 9999 |  |  |  | 0.11834 | NEI 2019
Lincoln Combustion | 7277_G_3 | 7277 | G | 3 | 3079 | Combustion Turbine | S_VACA | North Carolina | Lincoln | 75 | 1995 | 9999 |  |  |  | 0.11834 | NEI 2019
Lincoln Combustion | 7277_G_4 | 7277 | G | 4 | 3080 | Combustion Turbine | S_VACA | North Carolina | Lincoln | 75 | 1995 | 9999 |  |  |  | 0.11834 | NEI 2019
Lincoln Combustion | 7277_G_5 | 7277 | G | 5 | 3081 | Combustion Turbine | S_VACA | North Carolina | Lincoln | 74 | 1995 | 9999 |  |  |  | 0.11834 | NEI 2019
Lincoln Combustion | 7277_G_6 | 7277 | G | 6 | 3082 | Combustion Turbine | S_VACA | North Carolina | Lincoln | 73 | 1995 | 9999 |  |  |  | 0.11834 | NEI 2019
Lincoln Combustion | 7277_G_7 | 7277 | G | 7 | 3083 | Combustion Turbine | S_VACA | North Carolina | Lincoln | 76 | 1995 | 9999 |  |  |  | 0.11834 | NEI 2019
Lincoln Combustion | 7277_G_8 | 7277 | G | 8 | 3084 | Combustion Turbine | S_VACA | North Carolina | Lincoln | 75 | 1995 | 9999 |  |  |  | 0.11834 | NEI 2019
Lincoln Combustion | 7277_G_9 | 7277 | G | 9 | 3085 | Combustion Turbine | S_VACA | North Carolina | Lincoln | 75 | 1995 | 9999 |  |  |  | 0.11834 | NEI 2019
Gardner Energy Center | 7281_G_CT1 | 7281 | G | CT1 |  | Combustion Turbine | SPP_N | Kansas | Johnson | 13.5 | 1990 | 9999 |  |  |  | 0.12736 | Default Emission Factor
Gardner Energy Center | 7281_G_CT2 | 7281 | G | CT2 |  | Combustion Turbine | SPP_N | Kansas | Johnson | 13.5 | 1990 | 9999 |  |  |  | 0.12736 | Default Emission Factor
Paragould Turbine | 7283_G_1 | 7283 | G | 1 |  | Combustion Turbine | SPP_WEST | Arkansas | Greene | 3.4 | 1990 | 9999 |  |  |  | 0.12736 | Default Emission Factor
Paragould Turbine | 7283_G_2 | 7283 | G | 2 |  | Combustion Turbine | SPP_WEST | Arkansas | Greene | 3.4 | 1990 | 9999 |  |  |  | 0.12736 | Default Emission Factor
Paragould Turbine | 7283_G_3 | 7283 | G | 3 |  | Combustion Turbine | SPP_WEST | Arkansas | Greene | 3.4 | 1990 | 9999 |  |  |  | 0.12736 | Default Emission Factor
Paragould Turbine | 7283_G_4 | 7283 | G | 4 |  | Combustion Turbine | SPP_WEST | Arkansas | Greene | 3.4 | 1990 | 9999 |  |  |  | 0.12736 | Default Emission Factor
Paragould Turbine | 7283_G_5 | 7283 | G | 5 |  | Combustion Turbine | SPP_WEST | Arkansas | Greene | 0.2 | 1991 | 9999 |  |  |  | 0.92213 | Default Emission Factor
Sherman Avenue | 7288_G_SEHR | 7288 | G | SEHR | 3086 | Combustion Turbine | PJM_EMAC | New Jersey | Cumberland | 82.4 | 1991 | 9999 | 2019 | 0.433 | 24263 | 0.03569 | NEI 2019
Central Energy Plant | 7294_G_GTG | 7294 | G | GTG | 3061 | Combined Cycle | FRCC | Florida | Orange | 48 | 1989 | 9999 |  |  |  | 0.04505 | Default Emission Factor
Central Energy Plant | 7294_G_STG | 7294 | G | STG | 3061 | Combined Cycle | FRCC | Florida | Orange | 8 | 1989 | 9999 |  |  |  | 0.04505 | Default Emission Factor
State Line Combined Cycle | 7296_G_1 | 7296 | G | 1 | 3087 | Combustion Turbine | SPP_N | Missouri | Jasper | 94 | 1995 | 9999 | 2019 | 4.9992 | 125540.005 | 0.07964 | NEI 2019
State Line Combined Cycle | 7296_G_2-1 | 7296 | G | 2-1 | 3088 | Combined Cycle | SPP_N | Missouri | Jasper | 159 | 2001 | 9999 | 2019 | 33.4446 | 888177 | 0.04767 | NEI 2019
State Line Combined Cycle | 7296_G_2-2 | 7296 | G | 2-2 | 3089 | Combined Cycle | SPP_N | Missouri | Jasper | 158 | 1997 | 9999 | 2019 | 28.7826 | 764026 | 0.04767 | NEI 2019
State Line Combined Cycle | 7296_G_2-3 | 7296 | G | 2-3 | 3088 | Combined Cycle | SPP_N | Missouri | Jasper | 178 | 2001 | 9999 | 2019 | 0.0525 | 960802 | 0.04767 | NEI 2019
Hines Energy Complex | 7302_G_1GT | 7302 | G | 1GT | 3090 | Combined Cycle | FRCC | Florida | Polk | 163 | 1999 | 9999 | 2019 | 44.1155 | 898446 | 0.06574 | NEI 2019
Hines Energy Complex | 7302_G_1GT2 | 7302 | G | 1GT2 | 3091 | Combined Cycle | FRCC | Florida | Polk | 169 | 1999 | 9999 | 2019 | 44.196 | 849063 | 0.06574 | NEI 2019
Hines Energy Complex | 7302_G_1ST | 7302 | G | 1ST | 3090 | Combined Cycle | FRCC | Florida | Polk | 158 | 1999 | 9999 |  |  |  | 0.06574 | NEI 2019
Hines Energy Complex | 7302_G_2GT | 7302 | G | 2GT | 10029 | Combined Cycle | FRCC | Florida | Polk | 172 | 2003 | 9999 | 2019 | 57.4091 | 996205 | 0.0728 | NEI 2019
Hines Energy Complex | 7302_G_2GT2 | 7302 | G | 2GT2 | 10030 | Combined Cycle | FRCC | Florida | Polk | 175 | 2003 | 9999 | 2019 | 55.106 | 959964 | 0.0728 | NEI 2019
Hines Energy Complex | 7302_G_2ST | 7302 | G | 2ST | 10029 | Combined Cycle | FRCC | Florida | Polk | 177 | 2003 | 9999 |  |  |  | 0.0728 | NEI 2019
Hines Energy Complex | 7302_G_3GT | 7302 | G | 3GT | 89245 | Combined Cycle | FRCC | Florida | Polk | 173 | 2005 | 9999 | 2019 | 46.4279 | 827939 | 0.06961 | NEI 2019
Hines Energy Complex | 7302_G_3GT2 | 7302 | G | 3GT2 | 89246 | Combined Cycle | FRCC | Florida | Polk | 173 | 2005 | 9999 | 2019 | 49.2291 | 918464 | 0.06961 | NEI 2019
Hines Energy Complex | 7302_G_3ST | 7302 | G | 3ST | 89245 | Combined Cycle | FRCC | Florida | Polk | 169 | 2005 | 9999 |  |  |  | 0.06961 | NEI 2019
Hines Energy Complex | 7302_G_4GT | 7302 | G | 4GT | 90110 | Combined Cycle | FRCC | Florida | Polk | 176 | 2007 | 9999 | 2019 | 52.555 | 955386 | 0.06915 | NEI 2019
Hines Energy Complex | 7302_G_4GT2 | 7302 | G | 4GT2 | 90111 | Combined Cycle | FRCC | Florida | Polk | 175 | 2007 | 9999 | 2019 | 48.8716 | 1978325 | 0.06915 | NEI 2019
Hines Energy Complex | 7302_G_4ST | 7302 | G | 4ST | 90110 | Combined Cycle | FRCC | Florida | Polk | 165 | 2007 | 9999 |  |  |  | 0.06915 | NEI 2019
Redding Power | 7307_G_1 | 7307 | G | 1 |  | Combustion Turbine | WEC_BANC | California | Shasta | 16 | 1996 | 9999 | 2019 | 0.03493 | 460.3871 | 0.15174 | NEI 2019
Redding Power | 7307_G_2 | 7307 | G | 2 |  | Combustion Turbine | WEC_BANC | California | Shasta | 23 | 1996 | 9999 | 2019 | 0.002994 | 661.8065 | 0.00905 | NEI 2019
Redding Power | 7307_G_3 | 7307 | G | 3 |  | Combustion Turbine | WEC_BANC | California | Shasta | 23 | 1996 | 9999 | 2017 | 0.043911 | 1067.2742 | 0.08229 | NEI 2019
Redding Power | 7307_G_4 | 7307 | G | 4 | 9189 | Combined Cycle | WEC_BANC | California | Shasta | 27 | 1989 | 9999 |  |  |  | 0.02385 | NEI 2019
Redding Power | 7307_G_5 | 7307 | G | 5 | 9189 | Combined Cycle | WEC_BANC | California | Shasta | 41 | 2002 | 9999 | 2017 | 1.6267 | 74627 | 0.02385 | NEI 2019
Redding Power | 7307_G_6 | 7307 | G | 6 | 89746 | Combined Cycle | WEC_BANC | California | Shasta | 41 | 2011 | 9999 | 2017 | 0.61875 | 63335 | 0.02385 | NEI 2019
Richard M Flynn | 7314_G_NA1 | 7314 | G | NA1 | 3092 | Combined Cycle | NY_Z_K | New York | Suffolk | 87.5 | 1994 | 9999 | 2019 | 1.3771 | 386055 | 0.00713 | NEI 2019
Richard M Flynn | 7314_G_NA2 | 7314 | G | NA2 | 3092 | Combined Cycle | NY_Z_K | New York | Suffolk | 49.4 | 1994 | 9999 |  |  |  | 0.00713 | NEI 2019
Almond Power Plant | 7315_G_1 | 7315 | G | 1 | 3093 | Combustion Turbine | WEC_CALN | California | Stanislaus | 49.5 | 1996 | 9999 | 2017 | 1.6088 | 45182.2105 | 0.07121 | NEI 2019
Almond Power Plant | 7315_G_2 | 7315 | G | 2 | 90500 | Combustion Turbine | WEC_CALN | California | Stanislaus | 50 | 2012 | 9999 | 2017 | 0.37376 | 45638.5965 | 0.01638 | NEI 2019
Almond Power Plant | 7315_G_3 | 7315 | G | 3 | 90501 | Combustion Turbine | WEC_CALN | California | Stanislaus | 50 | 2012 | 9999 | 2017 | 1.5554 | 45638.5965 | 0.06816 | NEI 2019
Almond Power Plant | 7315_G_4 | 7315 | G | 4 | 90502 | Combustion Turbine | WEC_CALN | California | Stanislaus | 50 | 2012 | 9999 | 2017 | 0.79888 | 45638.5965 | 0.03501 | NEI 2019
Van Sant Station | 7318_G_1 | 7318 | G | 1 | 3094 | Combustion Turbine | PJM_EMAC | Delaware | Kent | 45.2 | 1991 | 9999 | 2019 | 0.04515 | 4103 | 0.02201 | NEI 2019
Boulevard | 732_G_1 | 732 | G | 1 |  | Combustion Turbine | S_SOU | Georgia | Chatham | 14 | 1970 | 9999 |  |  |  | 0.12736 | Default Emission Factor
San Jacinto Steam Electric Station | 7325_G_1 | 7325 | G | 1 | 3095 | Combustion Turbine | ERC_REST | Texas | Harris | 81 | 1995 | 9999 | 2019 | 40.6279 | 517050 | 0.15715 | NEI 2019
San Jacinto Steam Electric Station | 7325_G_2 | 7325 | G | 2 | 3096 | Combustion Turbine | ERC_REST | Texas | Harris | 81 | 1995 | 9999 | 2019 | 42.2097 | 517050 | 0.16327 | NEI 2019
Richmond | 7335_G_RCT1 | 7335 | G | RCT1 | 3097 | Combustion Turbine | PJM_West | Indiana | Wayne | 34 | 1992 | 9999 |  |  |  | 0.08839 | NEI 2019
Richmond | 7335_G_RCT2 | 7335 | G | RCT2 | 3098 | Combustion Turbine | PJM_West | Indiana | Wayne | 34 | 1992 | 9999 | 2019 | 0.11151 | 2523 | 0.08839 | NEI 2019
Anderson | 7336_G_ACT1 | 7336 | G | ACT1 | 3099 | Combustion Turbine | PJM_West | Indiana | Madison | 34 | 1992 | 9999 |  |  |  | 0.09867 | NEI 2019
Anderson | 7336_G_ACT2 | 7336 | G | ACT2 | 3100 | Combustion Turbine | PJM_West | Indiana | Madison | 34 | 1992 | 9999 |  |  |  | 0.09867 | NEI 2019
Anderson | 7336_G_ACT3 | 7336 | G | ACT3 | 9578 | Combustion Turbine | PJM_West | Indiana | Madison | 72 | 2004 | 9999 | 2019 | 0.31066 | 6297 | 0.09867 | NEI 2019
Wellington 2 | 7339_G_6 | 7339 | G | 6 |  | Combustion Turbine | SPP_N | Kansas | Sumner | 21 | 1989 | 9999 | 2019 | 0.079323 | 1371 | 0.11572 | NEI 2019
University of Florida | 7345_G_P1 | 7345 | G | P1 | 3102 | Combustion Turbine | FRCC | Florida | Alachua | 44 | 1994 | 9999 | 2019 | 12.5131 | 327045 | 0.07652 | NEI 2019
Robins | 7348_G_1 | 7348 | G | 1 | 3103 | Combustion Turbine | S_SOU | Georgia | Houston | 80 | 1995 | 9999 | 2019 | 0.4225 | 10859 | 0.07782 | NEI 2019
Robins | 7348_G_2 | 7348 | G | 2 | 3104 | Combustion Turbine | S_SOU | Georgia | Houston | 80 | 1995 | 9999 | 2017 | 0.5588 | 10386.5 | 0.1076 | NEI 2019
Coyote Springs | 7350_G_1 | 7350 | G | 1 | 3105 | Combined Cycle | WECC_PNW | Oregon | Morrow | 171 | 1995 | 9999 | 2017 | 9.08 | 819175 | 0.03204 | NEI 2019
Coyote Springs | 7350_G_2 | 7350 | G | 2 | 3105 | Combined Cycle | WECC_PNW | Oregon | Morrow | 72 | 1995 | 9999 | 2017 | 10.3 | 390574 | 0.03204 | NEI 2019
Midulla Generating Station | 7380_G_CT1 | 7380 | G | CT1 | 8366 | Combined Cycle | FRCC | Florida | Hardee | 155 | 2002 | 9999 | 2017 | 44.7961 | 1032942 | 0.05039 | NEI 2019
Midulla Generating Station | 7380_G_CT2 | 7380 | G | CT2 | 8368 | Combined Cycle | FRCC | Florida | Hardee | 155 | 2002 | 9999 | 2019 | 39.602 | 2316565 | 0.05039 | NEI 2019
Midulla Generating Station | 7380_G_GT4 | 7380 | G | GT4 | 89703 | Combustion Turbine | FRCC | Florida | Hardee | 54 | 2006 | 9999 | 2019 | 1.7565 | 31207.6 | 0.11257 | NEI 2019
Midulla Generating Station | 7380_G_GT5 | 7380 | G | GT5 | 89705 | Combustion Turbine | FRCC | Florida | Hardee | 54 | 2006 | 9999 | 2019 | 2.2675 | 31207.6 | 0.14532 | NEI 2019
Midulla Generating Station | 7380_G_GT6 | 7380 | G | GT6 | 89707 | Combustion Turbine | FRCC | Florida | Hardee | 54 | 2006 | 9999 | 2019 | 2.1004 | 31207.6 | 0.13461 | NEI 2019
Midulla Generating Station | 7380_G_GT7 | 7380 | G | GT7 | 89709 | Combustion Turbine | FRCC | Florida | Hardee | 54 | 2006 | 9999 | 2019 | 1.1556 | 31207.6 | 0.07406 | NEI 2019
Midulla Generating Station | 7380_G_GT8 | 7380 | G | GT8 | 89711 | Combustion Turbine | FRCC | Florida | Hardee | 54 | 2006 | 9999 | 2019 | 2.4258 | 31207.6 | 0.15546 | NEI 2019
Midulla Generating Station | 7380_G_ST3 | 7380 | G | ST3 | 8366 | Combined Cycle | FRCC | Florida | Hardee | 179 | 2002 | 9999 |  |  |  | 0.05039 | NEI 2019
Poplar Bluff Generating Station | 7392_G_1 | 7392 | G | 1 |  | Combustion Turbine | SPP_WEST | Missouri | Butler | 7 | 1976 | 2024 | 2017 | 0.0235 | 106.8639 | 0.43981 | NEI 2019
Poplar Bluff Generating Station | 7392_G_2 | 7392 | G | 2 |  | Combustion Turbine | SPP_WEST | Missouri | Butler | 7 | 1976 | 2024 | 2019 | 0.0389 | 65.0296 | 1.1964 | NEI 2019
Poplar Bluff Generating Station | 7392_G_3 | 7392 | G | 3 |  | Combustion Turbine | SPP_WEST | Missouri | Butler | 6.6 | 2002 | 2024 |  |  |  | 0.92213 | Default Emission Factor
Poplar Bluff Generating Station | 7392_G_4 | 7392 | G | 4 |  | Combustion Turbine | SPP_WEST | Missouri | Butler | 6.6 | 2002 | 2024 |  |  |  | 0.92213 | Default Emission Factor
Poplar Bluff Generating Station | 7392_G_5 | 7392 | G | 5 |  | Combustion Turbine | SPP_WEST | Missouri | Butler | 6.6 | 2002 | 2024 |  |  |  | 0.92213 | Default Emission Factor
Front Street | 7396_G_1 | 7396 | G | 1 |  | Combustion Turbine | NENGREST | Massachusetts | Hampden | 2.8 | 1978 | 9999 | 2019 | 0.005593 | 29.6667 | 0.37706 | NEI 2019
Front Street | 7396_G_2 | 7396 | G | 2 |  | Combustion Turbine | NENGREST | Massachusetts | Hampden | 2.8 | 1978 | 9999 | 2019 | 0.0062384 | 29.6667 | 0.42057 | NEI 2019
Front Street | 7396_G_3 | 7396 | G | 3 |  | Combustion Turbine | NENGREST | Massachusetts | Hampden | 2.8 | 1978 | 9999 | 2019 | 0.0074215 | 29.6667 | 0.50033 | NEI 2019
Falling Spring | 7397_G_5 | 7397 | G | 5 |  | Combustion Turbine | PJM_AP | Pennsylvania | Franklin | 2.1 | 1967 | 9999 | 2019 | 0.0316 | 340.1408 | 0.18581 | NEI 2019
Falling Spring | 7397_G_6 | 7397 | G | 6 |  | Combustion Turbine | PJM_AP | Pennsylvania | Franklin | 2.1 | 1967 | 9999 | 2019 | 0.0312 | 340.1408 | 0.18345 | NEI 2019
Falling Spring | 7397_G_7 | 7397 | G | 7 |  | Combustion Turbine | PJM_AP | Pennsylvania | Franklin | 2.9 | 2001 | 9999 | 2019 | 0.1056 | 469.7183 | 0.44963 | NEI 2019
Water Street Station | 7398_G_GEN1 | 7398 | G | GEN1 |  | Combustion Turbine | MIS_LMI | Michigan | Bay | 5.5 | 1980 | 9999 | 2019 | 0.060575 | 311.6667 | 0.38871 | NEI 2019
Water Street Station | 7398_G_GEN2 | 7398 | G | GEN2 |  | Combustion Turbine | MIS_LMI | Michigan | Bay | 6.5 | 1984 | 9999 | 2019 | 0.12113 | 368.3333 | 0.65774 | NEI 2019
Henry Station | 7399_G_GEN3 | 7399 | G | GEN3 |  | Combustion Turbine | MIS_LMI | Michigan | Bay | 7.5 | 1993 | 9999 | 2019 | 0.10958 | 522.5 | 0.41944 | NEI 2019
Henry Station | 7399_G_GEN4 | 7399 | G | GEN4 |  | Combustion Turbine | MIS_LMI | Michigan | Bay | 7.5 | 1993 | 9999 | 2019 | 0.09613 | 522.5 | 0.36796 | NEI 2019
Salisbury City of | 7400_G_1 | 7400 | G | 1 |  | Combustion Turbine | SPP_N | Missouri | Chariton | 0.8 | 1983 | 9999 |  |  |  | 0.92213 | Default Emission Factor
Salisbury City of | 7400_G_2 | 7400 | G | 2 |  | Combustion Turbine | SPP_N | Missouri | Chariton | 0.8 | 1983 | 9999 |  |  |  | 0.92213 | Default Emission Factor
Salisbury City of | 7400_G_3 | 7400 | G | 3 |  | Combustion Turbine | SPP_N | Missouri | Chariton | 1.8 | 1986 | 9999 |  |  |  | 0.92213 | Default Emission Factor
Salisbury City of | 7400_G_4 | 7400 | G | 4 |  | Combustion Turbine | SPP_N | Missouri | Chariton | 1.8 | 1986 | 9999 |  |  |  | 0.92213 | Default Emission Factor
Shelbina Power #1 | 7405_G_G1 | 7405 | G | G1 |  | Combustion Turbine | S_D_AECI | Missouri | Shelby | 3 | 1981 | 9999 | 2017 | 0.0006 | 7.8261 | 0.15333 | NEI 2019
Shelbina Power #1 | 7405_G_G2 | 7405 | G | G2 |  | Combustion Turbine | S_D_AECI | Missouri | Shelby | 1.6 | 1989 | 9999 | 2019 | 0.0005 | 1.0435 | 0.95833 | NEI 2019
Shelbina Power #2 | 7406_G_G3 | 7406 | G | G3 |  | Combustion Turbine | S_D_AECI | Missouri | Shelby | 1.6 | 1992 | 9999 | 2019 | 0.0005 | 3.6364 | 0.275 | NEI 2019
Shelbina Power #2 | 7406_G_G4 | 7406 | G | G4 |  | Combustion Turbine | S_D_AECI | Missouri | Shelby | 1.6 | 1992 | 9999 | 2019 | 0.0005 | 3.6364 | 0.275 | NEI 2019
Shelbina Power #2 | 7406_G_G5 | 7406 | G | G5 |  | Combustion Turbine | S_D_AECI | Missouri | Shelby | 1.6 | 1992 | 9999 |  |  |  | 0.92213 | Default Emission Factor
Shelbina Power #2 | 7406_G_G6 | 7406 | G | G6 |  | Combustion Turbine | S_D_AECI | Missouri | Shelby | 1.8 | 1999 | 9999 | 2017 | 0.0006 | 15.8182 | 0.07586 | NEI 2019
Payson | 7408_G_86-1 | 7408 | G | 86-1 |  | Combustion Turbine | WECC_UT | Utah | Utah | 2.6 | 1988 | 9999 |  |  |  | 0.92213 | Default Emission Factor
Payson | 7408_G_86-2 | 7408 | G | 86-2 |  | Combustion Turbine | WECC_UT | Utah | Utah | 2.6 | 1988 | 9999 |  |  |  | 0.92213 | Default Emission Factor
Payson | 7408_G_86-3 | 7408 | G | 86-3 |  | Combustion Turbine | WECC_UT | Utah | Utah | 2 | 1995 | 9999 |  |  |  | 0.92213 | Default Emission Factor
Payson | 7408_G_86-4 | 7408 | G | 86-4 |  | Combustion Turbine | WECC_UT | Utah | Utah | 2 | 1995 | 9999 |  |  |  | 0.92213 | Default Emission Factor
Short Mountain | 7413_G_1 | 7413 | G | 1 |  | Landfill Gas | WECC_PNW | Oregon | Lane | 0.8 | 1992 | 9999 |  |  |  | 0.54258 | Default Emission Factor
Short Mountain | 7413_G_2 | 7413 | G | 2 |  | Landfill Gas | WECC_PNW | Oregon | Lane | 0.8 | 1992 | 9999 |  |  |  | 0.54258 | Default Emission Factor
Short Mountain | 7413_G_3 | 7413 | G | 3 |  | Landfill Gas | WECC_PNW | Oregon | Lane | 0.8 | 1993 | 9999 |  |  |  | 0.54258 | Default Emission Factor
Short Mountain | 7413_G_4 | 7413 | G | 4 |  | Landfill Gas | WECC_PNW | Oregon | Lane | 0.8 | 1993 | 9999 |  |  |  | 0.54258 | Default Emission Factor
Lakefield Utilities | 7415_G_5 | 7415 | G | 5 |  | Combustion Turbine | MIS_MNWI | Minnesota | Jackson | 1 | 1985 | 9999 |  |  |  | 0.92213 | Default Emission Factor
Lakefield Utilities | 7415_G_6 | 7415 | G | 6 |  | Combustion Turbine | MIS_MNWI | Minnesota | Jackson | 2 | 2003 | 9999 |  |  |  | 0.92213 | Default Emission Factor
Interstate | 7425_G_1 | 7425 | G | 1 | 3116 | Combustion Turbine | MIS_IL | Illinois | Sangamon | 112 | 1997 | 2045 | 2019 | 5.0365 | 10946 | 0.92025 | NEI 2019
Edenton Generators | 7429_G_2 | 7429 | G | 2 |  | Combustion Turbine | PJM_Dom | North Carolina | Chowan | 1.2 | 1988 | 9999 |  |  |  | 0.92213 | Default Emission Factor
Edenton Generators | 7429_G_3 | 7429 | G | 3 |  | Combustion Turbine | PJM_Dom | North Carolina | Chowan | 1.2 | 2014 | 9999 |  |  |  | 0.92213 | Default Emission Factor
Oxford (KS) | 7432_G_1A | 7432 | G | 1A |  | Combustion Turbine | SPP_N | Kansas | Sumner | 1.6 | 1999 | 9999 |  |  |  | 0.92213 | Default Emission Factor
Oxford (KS) | 7432_G_2A | 7432 | G | 2A |  | Combustion Turbine | SPP_N | Kansas | Sumner | 1.6 | 1999 | 9999 |  |  |  | 0.92213 | Default Emission Factor
Oxford (KS) | 7432_G_3A | 7432 | G | 3A |  | Combustion Turbine | SPP_N | Kansas | Sumner | 1.6 | 2007 | 9999 |  |  |  | 0.92213 | Default Emission Factor
Church Street Plant | 7438_G_C3A | 7438 | G | C3A |  | Combustion Turbine | PJM_Dom | Virginia | Prince William | 1 | 1996 | 9999 |  |  |  | 0.92213 | Default Emission Factor
Church Street Plant | 7438_G_C5 | 7438 | G | C5 |  | Combustion Turbine | PJM_Dom | Virginia | Prince William | 1.5 | 1987 | 9999 |  |  |  | 0.92213 | Default Emission Factor
Church Street Plant | 7438_G_C6 | 7438 | G | C6 |  | Combustion Turbine | PJM_Dom | Virginia | Prince William | 1.5 | 1987 | 9999 |  |  |  | 0.92213 | Default Emission Factor
Godwin Drive Plant | 7439_G_C10 | 7439 | G | C10 |  | Combustion Turbine | PJM_Dom | Virginia | Prince William | 1.5 | 1992 | 9999 |  |  |  | 0.92213 | Default Emission Factor
Godwin Drive Plant | 7439_G_C7 | 7439 | G | C7 |  | Combustion Turbine | PJM_Dom | Virginia | Prince William | 1.5 | 1990 | 9999 |  |  |  | 0.92213 | Default Emission Factor
Godwin Drive Plant | 7439_G_C8 | 7439 | G | C8 |  | Combustion Turbine | PJM_Dom | Virginia | Prince William | 1.5 | 1990 | 9999 |  |  |  | 0.92213 | Default Emission Factor
Godwin Drive Plant | 7439_G_C9 | 7439 | G | C9 |  | Combustion Turbine | PJM_Dom | Virginia | Prince William | 1.5 | 1992 | 9999 |  |  |  | 0.92213 | Default Emission Factor
VMEA 1 Credit Gen | 7440_G_V10 | 7440 | G | V10 |  | Combustion Turbine | PJM_Dom | Virginia | Prince William | 1.5 | 1990 | 9999 |  |  |  | 0.92213 | Default Emission Factor
VMEA 1 Credit Gen | 7440_G_V3 | 7440 | G | V3 |  | Combustion Turbine | PJM_Dom | Virginia | Prince William | 1.5 | 1990 | 9999 |  |  |  | 0.92213 | Default Emission Factor
VMEA 1 Credit Gen | 7440_G_V4 | 7440 | G | V4 |  | Combustion Turbine | PJM_Dom | Virginia | Prince William | 1.5 | 1990 | 9999 |  |  |  | 0.92213 | Default Emission Factor
VMEA 1 Credit Gen | 7440_G_V5 | 7440 | G | V5 |  | Combustion Turbine | PJM_Dom | Virginia | Prince William | 1.5 | 1990 | 9999 |  |  |  | 0.92213 | Default Emission Factor
VMEA 1 Credit Gen | 7440_G_V6 | 7440 | G | V6 |  | Combustion Turbine | PJM_Dom | Virginia | Prince William | 1.5 | 1990 | 9999 |  |  |  | 0.92213 | Default Emission Factor
VMEA 1 Credit Gen | 7440_G_V7 | 7440 | G | V7 |  | Combustion Turbine | PJM_Dom | Virginia | Prince William | 1.5 | 1990 | 9999 |  |  |  | 0.92213 | Default Emission Factor
VMEA 1 Credit Gen | 7440_G_V8 | 7440 | G | V8 |  | Combustion Turbine | PJM_Dom | Virginia | Prince William | 1.5 | 1990 | 9999 |  |  |  | 0.92213 | Default Emission Factor
VMEA 1 Credit Gen | 7440_G_V9-1 | 7440 | G | V9-1 |  | Combustion Turbine | PJM_Dom | Virginia | Prince William | 1.8 | 2009 | 9999 |  |  |  | 0.92213 | Default Emission Factor
VMEA Peaking Gen | 7441_G_V1 | 7441 | G | V1 |  | Combustion Turbine | PJM_Dom | Virginia | Prince William | 1.5 | 1992 | 9999 |  |  |  | 0.92213 | Default Emission Factor
VMEA Peaking Gen | 7441_G_V11 | 7441 | G | V11 |  | Combustion Turbine | PJM_Dom | Virginia | Prince William | 1.5 | 1993 | 9999 |  |  |  | 0.92213 | Default Emission Factor
VMEA Peaking Gen | 7441_G_V12 | 7441 | G | V12 |  | Combustion Turbine | PJM_Dom | Virginia | Prince William | 1.5 | 1993 | 9999 |  |  |  | 0.92213 | Default Emission Factor
VMEA Peaking Gen | 7441_G_V2 | 7441 | G | V2 |  | Combustion Turbine | PJM_Dom | Virginia | Prince William | 1.5 | 1992 | 9999 |  |  |  | 0.92213 | Default Emission Factor
Pratt 2 | 7447_G_IC2 | 7447 | G | IC2 |  | Combustion Turbine | SPP_N | Kansas | Pratt | 7.6 | 1994 | 9999 | 2019 | 0.028619 | 124.5 | 0.45974 | NEI 2019
Pratt 2 | 7447_G_IC3 | 7447 | G | IC3 |  | Combustion Turbine | SPP_N | Kansas | Pratt | 7.6 | 2004 | 9999 | 2019 | 0.0012465 | 124.5 | 0.02002 | NEI 2019
Combustion Turbine Project No 2 | 7449_G_NA1 | 7449 | G | NA1 | 3117 | Combustion Turbine | WEC_CALN | California | San Joaquin | 49.3 | 1996 | 9999 | 2019 | 0.15056 | 12758 | 0.0236 | NEI 2019
Alameda | 7450_G_1 | 7450 | G | 1 |  | Combustion Turbine | WEC_CALN | California | Alameda | 21.8 | 1986 | 9999 |  |  |  | 0.12736 | Default Emission Factor
Alameda | 7450_G_2 | 7450 | G | 2 |  | Combustion Turbine | WEC_CALN | California | Alameda | 21.8 | 1986 | 9999 |  |  |  | 0.12736 | Default Emission Factor
Lodi | 7451_G_1 | 7451 | G | 1 |  | Combustion Turbine | WEC_CALN | California | San Joaquin | 23.3 | 1986 | 9999 | 2019 | 0.033133 | 497 | 0.13333 | NEI 2019
Roseville | 7452_G_1 | 7452 | G | 1 |  | Combustion Turbine | WEC_CALN | California | Placer | 21.2 | 1986 | 9999 | 2017 | 0.083731 | 642 | 0.26085 | NEI 2019
Roseville | 7452_G_2 | 7452 | G | 2 |  | Combustion Turbine | WEC_CALN | California | Placer | 21.2 | 1986 | 9999 |  |  |  | 0.12736 | Default Emission Factor
Rathdrum | 7456_G_1 | 7456 | G | 1 | 3118 | Combustion Turbine | WECC_PNW | Idaho | Kootenai | 66 | 1994 | 9999 | 2017 | 1.5 | 35870.5 | 0.08363 | NEI 2019
Rathdrum | 7456_G_2 | 7456 | G | 2 | 3119 | Combustion Turbine | WECC_PNW | Idaho | Kootenai | 66 | 1994 | 9999 | 2017 | 2.4 | 35870.5 | 0.13382 | NEI 2019
Madison Utilities | 7469_G_FM1 | 7469 | G | FM1 |  | Combustion Turbine | SPP_NEBR | Nebraska | Madison | 1.7 | 1959 | 9999 |  |  |  | 0.92213 | Default Emission Factor
Madison Utilities | 7469_G_FM2 | 7469 | G | FM2 |  | Combustion Turbine | SPP_NEBR | Nebraska | Madison | 1 | 1959 | 9999 |  |  |  | 0.92213 | Default Emission Factor
Madison Utilities | 7469_G_FM3 | 7469 | G | FM3 |  | Combustion Turbine | SPP_NEBR | Nebraska | Madison | 0.9 | 1953 | 9999 |  |  |  | 0.92213 | Default Emission Factor
Madison Utilities | 7469_G_FM5 | 7469 | G | FM5 |  | Combustion Turbine | SPP_NEBR | Nebraska | Madison | 1 | 2006 | 9999 |  |  |  | 0.92213 | Default Emission Factor
Marceline | 7470_G_1 | 7470 | G | 1 |  | Combustion Turbine | MIS_MO | Missouri | Linn | 1 | 1989 | 9999 |  |  |  | 0.92213 | Default Emission Factor
Marceline | 7470_G_2 | 7470 | G | 2 |  | Combustion Turbine | MIS_MO | Missouri | Linn | 3 | 2002 | 9999 |  |  |  | 0.92213 | Default Emission Factor
Marceline | 7470_G_5 | 7470 | G | 5 |  | Combustion Turbine | MIS_MO | Missouri | Linn | 2 | 2004 | 9999 |  |  |  | 0.92213 | Default Emission Factor
Marceline | 7470_G_6 | 7470 | G | 6 |  | Combustion Turbine | MIS_MO | Missouri | Linn | 2 | 2004 | 9999 |  |  |  | 0.92213 | Default Emission Factor
North Road Peak | 7479_G_EAST | 7479 | G | EAST |  | Combustion Turbine | S_VACA | South Carolina | Orangeburg | 6.5 | 1987 | 9999 |  |  |  | 0.92213 | Default Emission Factor
North Road Peak | 7479_G_WEST | 7479 | G | WEST |  | Combustion Turbine | S_VACA | South Carolina | Orangeburg | 6.5 | 1987 | 9999 |  |  |  | 0.92213 | Default Emission Factor
Rowesville Rd Plant | 7480_G_GEN3 | 7480 | G | GEN3 |  | Combustion Turbine | S_VACA | South Carolina | Orangeburg | 4.2 | 1994 | 9999 |  |  |  | 0.12736 | Default Emission Factor
Rowesville Rd Plant | 7480_G_GEN4 | 7480 | G | GEN4 |  | Combustion Turbine | S_VACA | South Carolina | Orangeburg | 4.2 | 1994 | 9999 |  |  |  | 0.12736 | Default Emission Factor
City Light & Water | 7481_G_1 | 7481 | G | 1 |  | Combustion Turbine | SPP_NEBR | Nebraska | Webster | 0.9 | 1987 | 9999 | 2019 | 0.0030996 | 4.8462 | 1.2792 | NEI 2019
City Light & Water | 7481_G_2 | 7481 | G | 2 |  | Combustion Turbine | SPP_NEBR | Nebraska | Webster | 0.4 | 1987 | 9999 | 2019 | 0.000796 | 2.1538 | 0.73914 | NEI 2019
Croswell | 7497_G_1 | 7497 | G | 1 |  | Combustion Turbine | MIS_LMI | Michigan | Sanilac | 0.6 | 1982 | 9999 |  |  |  | 0.92213 | Default Emission Factor
Croswell | 7497_G_2 | 7497 | G | 2 |  | Combustion Turbine | MIS_LMI | Michigan | Sanilac | 0.7 | 1984 | 9999 |  |  |  | 0.92213 | Default Emission Factor
Croswell | 7497_G_3 | 7497 | G | 3 |  | Combustion Turbine | MIS_LMI | Michigan | Sanilac | 1.2 | 1988 | 9999 |  |  |  | 0.92213 | Default Emission Factor
Croswell | 7497_G_4 | 7497 | G | 4 |  | Combustion Turbine | MIS_LMI | Michigan | Sanilac | 1.3 | 1990 | 9999 |  |  |  | 0.92213 | Default Emission Factor
Croswell | 7497_G_5 | 7497 | G | 5 |  | Combustion Turbine | MIS_LMI | Michigan | Sanilac | 1.3 | 1996 | 9999 |  |  |  | 0.92213 | Default Emission Factor
Neil Simpson II | 7504_G_GT1 | 7504 | G | GT1 | 3121 | Combustion Turbine | WECC_WY | Wyoming | Campbell | 34 | 2000 | 9999 |  |  |  | 0.12736 | Default Emission Factor
Fergus Control Ctr | 7505_G_1 | 7505 | G | 1 |  | Combustion Turbine | MIS_MAPP | Minnesota | Otter Tail | 2 | 1995 | 9999 |  |  |  | 0.92213 | Default Emission Factor
Arthur Von Rosenberg | 7512_G_1 | 7512 | G | 1 | 2484 | Combined Cycle | ERC_REST | Texas | Bexar | 157 | 2000 | 9999 | 2019 | 43.7 | 1051585 | 0.04275 | NEI 2019
Arthur Von Rosenberg | 7512_G_2 | 7512 | G | 2 | 2485 | Combined Cycle | ERC_REST | Texas | Bexar | 157 | 2000 | 9999 | 2019 | 28.4 | 1064083 | 0.04275 | NEI 2019
Arthur Von Rosenberg | 7512_G_3 | 7512 | G | 3 | 2484 | Combined Cycle | ERC_REST | Texas | Bexar | 164 | 2000 | 9999 |  |  |  | 0.04275 | NEI 2019
McPherson 3 | 7515_G_NA1 | 7515 | G | NA1 | 3124 | Combustion Turbine | SPP_N | Kansas | McPherson | 80 | 1998 | 9999 | 2019 | 0.42416 | 9617 | 0.08821 | NEI 2019
Carson Ice-Gen Project | 7527_G_1 | 7527 | G | 1 | 3125 | Combustion Turbine | WEC_BANC | California | Sacramento | 41.2 | 1995 | 9999 |  |  |  | 0.12736 | Default Emission Factor
Carson Ice-Gen Project | 7527_G_2 | 7527 | G | 2 | 3126 | Combined Cycle | WEC_BANC | California | Sacramento | 16.6 | 1995 | 9999 |  |  |  | 0.04505 | Default Emission Factor
Carson Ice-Gen Project | 7527_G_CCCT | 7527 | G | CCCT | 3125 | Combined Cycle | WEC_BANC | California | Sacramento | 51.2 | 1995 | 9999 |  |  |  | 0.04505 | Default Emission Factor
Crisp Plant | 753_G_GT1 | 753 | G | GT1 |  | Combustion Turbine | S_SOU | Georgia | Worth | 4 | 1957 | 9999 | 2019 | 0.01 | 74 | 0.27027 | NEI 2019
Wayne County | 7538_G_1 | 7538 | G | 1 | 1825 | Combustion Turbine | S_VACA | North Carolina | Wayne | 177 | 2000 | 9999 |  |  |  | 0.02681 | NEI 2019
Wayne County | 7538_G_2 | 7538 | G | 2 | 1826 | Combustion Turbine | S_VACA | North Carolina | Wayne | 174 | 2000 | 9999 | 2019 | 0.77 | 57436.2135 | 0.02681 | NEI 2019
Wayne County | 7538_G_3 | 7538 | G | 3 | 1827 | Combustion Turbine | S_VACA | North Carolina | Wayne | 173 | 2000 | 9999 |  |  |  | 0.05951 | NEI 2019
Wayne County | 7538_G_4 | 7538 | G | 4 | 1828 | Combustion Turbine | S_VACA | North Carolina | Wayne | 170 | 2000 | 9999 | 2019 | 1.67 | 56127.126 | 0.05951 | NEI 2019
Wayne County | 7538_G_5 | 7538 | G | 5 | 89702 | Combustion Turbine | S_VACA | North Carolina | Wayne | 163 | 2009 | 9999 | 2019 | 2.16 | 26672.6575 | 0.16196 | NEI 2019
Ponca City | 7546_G_1 | 7546 | G | 1 | 566 | Combined Cycle | SPP_WEST | Oklahoma | Kay | 18.8 | 1966 | 9999 |  |  |  | 0.05928 | NEI 2019
Ponca City | 7546_G_3 | 7546 | G | 3 | 566 | Combined Cycle | SPP_WEST | Oklahoma | Kay | 44.1 | 1995 | 9999 | 2017 | 1.323 | 44637 | 0.05928 | NEI 2019
Ponca City | 7546_G_4 | 7546 | G | 4 | 89334 | Combustion Turbine | SPP_WEST | Oklahoma | Kay | 43.9 | 2003 | 9999 | 2017 | 0.551 | 15673 | 0.07031 | NEI 2019
SCA Cogen 2 | 7551_G_CCST | 7551 | G | CCST | 3129 | Combined Cycle | WEC_BANC | California | Sacramento | 37.6 | 1997 | 9999 |  |  |  | 0.01533 | NEI 2019
SCA Cogen 2 | 7551_G_CT1A | 7551 | G | CT1A | 3129 | Combined Cycle | WEC_BANC | California | Sacramento | 47.6 | 1997 | 9999 | 2017 | 2.0086 | 312704 | 0.01533 | NEI 2019
SCA Cogen 2 | 7551_G_CT1B | 7551 | G | CT1B | 3130 | Combined Cycle | WEC_BANC | California | Sacramento | 47.6 | 1997 | 9999 | 2017 | 2.3386 | 254482 | 0.01533 | NEI 2019
SCA Cogen 2 | 7551_G_CT1C | 7551 | G | CT1C | 3131 | Combustion Turbine | WEC_BANC | California | Sacramento | 43.8 | 2001 | 9999 | 2019 | 0.15614 | 28536 | 0.01094 | NEI 2019
SPA Cogen 3 | 7552_G_CCCT | 7552 | G | CCCT | 3132 | Combined Cycle | WEC_BANC | California | Sacramento | 119 | 1997 | 9999 | 2017 | 4.2922 | 523184 | 0.01641 | NEI 2019
SPA Cogen 3 | 7552_G_CCST | 7552 | G | CCST | 3132 | Combined Cycle | WEC_BANC | California | Sacramento | 59 | 1997 | 9999 |  |  |  | 0.01641 | NEI 2019
Nebraska City # 2 | 7555_G_11 | 7555 | G | 11 |  | Combustion Turbine | SPP_N | Nebraska | Otoe | 3.8 | 1998 | 9999 |  |  |  | 0.92213 | Default Emission Factor
Nebraska City # 2 | 7555_G_12 | 7555 | G | 12 |  | Combustion Turbine | SPP_N | Nebraska | Otoe | 3.8 | 1998 | 9999 |  |  |  | 0.92213 | Default Emission Factor
Nebraska City # 2 | 7555_G_13 | 7555 | G | 13 |  | Combustion Turbine | SPP_N | Nebraska | Otoe | 4.2 | 1998 | 9999 |  |  |  | 0.92213 | Default Emission Factor
State Farm | 7556_G_1 | 7556 | G | 1 |  | Combustion Turbine | MIS_IL | Illinois | McLean | 1.7 | 1996 | 2030 |  |  |  | 0.92213 | Default Emission Factor
State Farm | 7556_G_2 | 7556 | G | 2 |  | Combustion Turbine | MIS_IL | Illinois | McLean | 1.7 | 1996 | 2030 |  |  |  | 0.92213 | Default Emission Factor
State Farm | 7556_G_3 | 7556 | G | 3 |  | Combustion Turbine | MIS_IL | Illinois | McLean | 1.7 | 1996 | 2030 |  |  |  | 0.92213 | Default Emission Factor
Panora | 7584_G_1 | 7584 | G | 1 |  | Combustion Turbine | MIS_IA | Iowa | GUTHRIE | 1.5 | 1988 | 9999 |  |  |  | 0.92213 | Default Emission Factor
Panora | 7584_G_2 | 7584 | G | 2 |  | Combustion Turbine | MIS_IA | Iowa | GUTHRIE | 1 | 1988 | 9999 |  |  |  | 0.92213 | Default Emission Factor
Panora | 7584_G_3 | 7584 | G | 3 |  | Combustion Turbine | MIS_IA | Iowa | GUTHRIE | 2 | 1993 | 9999 |  |  |  | 0.92213 | Default Emission Factor
Prospect Municipal | 7603_G_1 | 7603 | G | 1 |  | Combustion Turbine | PJM_ATSI | Ohio | Marion | 1.8 | 1998 | 9999 |  |  |  | 0.92213 | Default Emission Factor
St Francis Energy Facility | 7604_G_1 | 7604 | G | 1 | 3135 | Combined Cycle | S_D_AECI | Missouri | Dunklin | 207 | 1999 | 9999 |  |  |  | 0.04505 | Default Emission Factor
St Francis Energy Facility | 7604_G_2 | 7604 | G | 2 | 3136 | Combined Cycle | S_D_AECI | Missouri | Dunklin | 218 | 2001 | 9999 |  |  |  | 0.04505 | Default Emission Factor
River Road Gen Plant | 7605_G_1 | 7605 | G | 1 | 3137 | Combined Cycle | WECC_PNW | Washington | Clark | 220 | 1997 | 9999 | 2019 | 33.09 | 1746286 | 0.0379 | NEI 2019
Washington County Cogeneration Facility | 7697_G_1 | 7697 | G | 1 | 3139 | Combined Cycle | S_SOU | Alabama | Washington | 75 | 1999 | 9999 | 2019 | 59.13 | 630659 | 0.14411 | NEI 2019
Washington County Cogeneration Facility | 7697_G_2 | 7697 | G | 2 | 3139 | Combined Cycle | S_SOU | Alabama | Washington | 25 | 1999 | 9999 | 2019 | 0.24 | 193272 | 0.14411 | NEI 2019
General Electric Plastic | 7698_G_1 | 7698 | G | 1 | 3140 | Combined Cycle | S_SOU | Alabama | Lowndes | 80 | 1999 | 9999 | 2019 | 33.83 | 387203 | 0.16585 | NEI 2019
General Electric Plastic | 7698_G_2 | 7698 | G | 2 | 3140 | Combined Cycle | S_SOU | Alabama | Lowndes | 12 | 1999 | 9999 |  |  |  | 0.16585 | NEI 2019
Tiger Bay | 7699_G_CT1 | 7699 | G | CT1 | 3141 | Combined Cycle | FRCC | Florida | Polk | 130 | 1997 | 9999 | 2019 | 17.4826 | 711281 | 0.04916 | NEI 2019
Tiger Bay | 7699_G_CW1 | 7699 | G | CW1 | 3141 | Combined Cycle | FRCC | Florida | Polk | 70 | 1997 | 9999 |  |  |  | 0.04916 | NEI 2019
Dahlberg | 7709_G_1 | 7709 | G | 1 | 3178 | Combustion Turbine | S_SOU | Georgia | Jackson | 74.8 | 2000 | 9999 |  |  |  | 0.12736 | Default Emission Factor
Dahlberg | 7709_G_10 | 7709 | G | 10 | 3179 | Combustion Turbine | S_SOU | Georgia | Jackson | 75.2 | 2001 | 9999 |  |  |  | 0.12736 | Default Emission Factor
Dahlberg | 7709_G_2 | 7709 | G | 2 | 3186 | Combustion Turbine | S_SOU | Georgia | Jackson | 74 | 2000 | 9999 |  |  |  | 0.12736 | Default Emission Factor
Dahlberg | 7709_G_3 | 7709 | G | 3 | 3187 | Combustion Turbine | S_SOU | Georgia | Jackson | 74.7 | 2000 | 9999 |  |  |  | 0.12736 | Default Emission Factor
Dahlberg | 7709_G_4 | 7709 | G | 4 | 3188 | Combustion Turbine | S_SOU | Georgia | Jackson | 73.5 | 2000 | 9999 |  |  |  | 0.12736 | Default Emission Factor
Dahlberg | 7709_G_5 | 7709 | G | 5 | 3189 | Combustion Turbine | S_SOU | Georgia | Jackson | 74.7 | 2000 | 9999 |  |  |  | 0.12736 | Default Emission Factor
Dahlberg | 7709_G_6 | 7709 | G | 6 | 3190 | Combustion Turbine | S_SOU | Georgia | Jackson | 74.9 | 2000 | 9999 |  |  |  | 0.12736 | Default Emission Factor
Dahlberg | 7709_G_7 | 7709 | G | 7 | 3191 | Combustion Turbine | S_SOU | Georgia | Jackson | 75 | 2000 | 9999 |  |  |  | 0.12736 | Default Emission Factor
Dahlberg | 7709_G_8 | 7709 | G | 8 | 3192 | Combustion Turbine | S_SOU | Georgia | Jackson | 74 | 2000 | 9999 |  |  |  | 0.12736 | Default Emission Factor
Dahlberg | 7709_G_9 | 7709 | G | 9 | 3193 | Combustion Turbine | S_SOU | Georgia | Jackson | 76.1 | 2001 | 9999 |  |  |  | 0.12736 | Default Emission Factor
H Allen Franklin Combined Cycle | 7710_G_CT1A | 7710 | G | CT1A | 3285 | Combined Cycle | S_SOU | Alabama | Lee | 177.5 | 2002 | 9999 | 2019 | 29.34 | 1305248 | 0.03698 | NEI 2019
H Allen Franklin Combined Cycle | 7710_G_CT1B | 7710 | G | CT1B | 3286 | Combined Cycle | S_SOU | Alabama | Lee | 177.5 | 2002 | 9999 | 2019 | 46.57 | 2800721 | 0.03698 | NEI 2019
H Allen Franklin Combined Cycle | 7710_G_CT2A | 7710 | G | CT2A | 3287 | Combined Cycle | S_SOU | Alabama | Lee | 177.8 | 2002 | 9999 | 2019 | 29.1 | 1316757 | 0.02711 | NEI 2019
H Allen Franklin Combined Cycle | 7710_G_CT2B | 7710 | G | CT2B | 3288 | Combined Cycle | S_SOU | Alabama | Lee | 177.8 | 2002 | 9999 | 2019 | 28.39 | 2924192 | 0.02711 | NEI 2019
H Allen Franklin Combined Cycle | 7710_G_CT3A | 7710 | G | CT3A | 3289 | Combined Cycle | S_SOU | Alabama | Lee | 182.6 | 2008 | 9999 | 2019 | 35.28 | 1268212 | 0.03049 | NEI 2019
H Allen Franklin Combined Cycle | 7710_G_CT3B | 7710 | G | CT3B | 3290 | Combined Cycle | S_SOU | Alabama | Lee | 182.6 | 2008 | 9999 | 2019 | 27.47 | 2847506 | 0.03049 | NEI 2019
H Allen Franklin Combined Cycle | 7710_G_ST1 | 7710 | G | ST1 | 3285 | Combined Cycle | S_SOU | Alabama | Lee | 240 | 2002 | 9999 |  |  |  | 0.03698 | NEI 2019
H Allen Franklin Combined Cycle | 7710_G_ST2 | 7710 | G | ST2 | 3287 | Combined Cycle | S_SOU | Alabama | Lee | 293 | 2002 | 9999 |  |  |  | 0.02711 | NEI 2019
H Allen Franklin Combined Cycle | 7710_G_ST3 | 7710 | G | ST3 | 3289 | Combined Cycle | S_SOU | Alabama | Lee | 293 | 2008 | 9999 |  |  |  | 0.03049 | NEI 2019
Pea Ridge | 7715_G_1 | 7715 | G | 1 |  | Combustion Turbine | S_SOU | Florida | Santa Rosa | 4 | 1998 | 2025 |  |  |  | 0.12829 | NEI 2019
Pea Ridge | 7715_G_2 | 7715 | G | 2 |  | Combustion Turbine | S_SOU | Florida | Santa Rosa | 4 | 1998 | 2025 |  |  |  | 0.12829 | NEI 2019
Pea Ridge | 7715_G_3 | 7715 | G | 3 |  | Combustion Turbine | S_SOU | Florida | Santa Rosa | 4 | 1998 | 2025 | 2019 | 4.517 | 70419.86 | 0.12829 | NEI 2019
Meridian | 7719_G_1 | 7719 | G | 1 |  | Combustion Turbine | S_C_TVA | Mississippi | Lauderdale | 1.8 | 1998 | 9999 |  |  |  | 0.92213 | Default Emission Factor
Meridian | 7719_G_2 | 7719 | G | 2 |  | Combustion Turbine | S_C_TVA | Mississippi | Lauderdale | 1.8 | 1998 | 9999 |  |  |  | 0.92213 | Default Emission Factor
Meridian | 7719_G_3 | 7719 | G | 3 |  | Combustion Turbine | S_C_TVA | Mississippi | Lauderdale | 1.8 | 1998 | 9999 |  |  |  | 0.92213 | Default Emission Factor
Meridian | 7719_G_4 | 7719 | G | 4 |  | Combustion Turbine | S_C_TVA | Mississippi | Lauderdale | 1.8 | 1998 | 9999 |  |  |  | 0.92213 | Default Emission Factor
Meridian | 7719_G_5 | 7719 | G | 5 |  | Combustion Turbine | S_C_TVA | Mississippi | Lauderdale | 1.8 | 1998 | 9999 |  |  |  | 0.92213 | Default Emission Factor
Theodore Cogen Facility | 7721_G_1 | 7721 | G | 1 | 3151 | Combined Cycle | S_SOU | Alabama | Mobile | 166.3 | 2000 | 9999 | 2019 | 101.89 | 1199611 | 0.13132 | NEI 2019
Theodore Cogen Facility | 7721_G_2 | 7721 | G | 2 | 3151 | Combined Cycle | S_SOU | Alabama | Mobile | 64.7 | 2000 | 9999 |  |  |  | 0.13132 | NEI 2019
Coffin Butte | 7725_G_1 | 7725 | G | 1 |  | Landfill Gas | WECC_PNW | Oregon | Benton | 0.8 | 1995 | 9999 | 2019 | 2.99 | 18399.1111 | 0.32502 | NEI 2019
Coffin Butte | 7725_G_2 | 7725 | G | 2 |  | Landfill Gas | WECC_PNW | Oregon | Benton | 0.8 | 1995 | 9999 |  |  |  | 0.32502 | NEI 2019
Coffin Butte | 7725_G_3 | 7725 | G | 3 |  | Landfill Gas | WECC_PNW | Oregon | Benton | 0.8 | 1995 | 9999 |  |  |  | 0.32502 | NEI 2019
Coffin Butte | 7725_G_4 | 7725 | G | 4 |  | Landfill Gas | WECC_PNW | Oregon | Benton | 1.5 | 2007 | 9999 | 2019 | 4.1 | 22998.8889 | 0.35654 | NEI 2019
Coffin Butte | 7725_G_5 | 7725 | G | 5 |  | Landfill Gas | WECC_PNW | Oregon | Benton | 1.5 | 2007 | 9999 |  |  |  | 0.35654 | NEI 2019
Essex | 7749_G_1 | 7749 | G | 1 | 3152 | Combustion Turbine | S_D_AECI | Missouri | Stoddard | 98 | 1999 | 9999 | 2019 | 2.9183 | 37263 | 0.15663 | NEI 2019
Nodaway | 7754_G_1 | 7754 | G | 1 | 3153 | Combustion Turbine | S_D_AECI | Missouri | Nodaway | 84 | 1999 | 9999 | 2019 | 0.2504 | 4235.52 | 0.11824 | NEI 2019
Nodaway | 7754_G_2 | 7754 | G | 2 | 3154 | Combustion Turbine | S_D_AECI | Missouri | Nodaway | 91 | 1999 | 9999 | 2019 | 0.1781 | 4588.48 | 0.07763 | NEI 2019
Chouteau | 7757_G_1 | 7757 | G | 1 | 3155 | Combined Cycle | S_D_AECI | Oklahoma | Mayes | 149 | 2000 | 9999 |  |  |  | 0.04505 | Default Emission Factor
Chouteau | 7757_G_2 | 7757 | G | 2 | 3156 | Combined Cycle | S_D_AECI | Oklahoma | Mayes | 154 | 2000 | 9999 |  |  |  | 0.04505 | Default Emission Factor
Chouteau | 7757_G_3 | 7757 | G | 3 | 3155 | Combined Cycle | S_D_AECI | Oklahoma | Mayes | 149 | 2000 | 9999 |  |  |  | 0.04505 | Default Emission Factor
Chouteau | 7757_G_4 | 7757 | G | 4 | 90618 | Combined Cycle | S_D_AECI | Oklahoma | Mayes | 151 | 2011 | 9999 | 2019 | 10.14 | 2438474 | 0.01213 | NEI 2019
Chouteau | 7757_G_5 | 7757 | G | 5 | 90617 | Combined Cycle | S_D_AECI | Oklahoma | Mayes | 150 | 2011 | 9999 | 2019 | 11.52 | 1134288 | 0.01213 | NEI 2019
Chouteau | 7757_G_6 | 7757 | G | 6 | 90617 | Combined Cycle | S_D_AECI | Oklahoma | Mayes | 143 | 2011 | 9999 |  |  |  | 0.01213 | NEI 2019
South Plant | 7758_G_1 | 7758 | G | 1 |  | Combustion Turbine | MIS_MIDA | Iowa | Bremer | 1.9 | 2000 | 9999 |  |  |  | 0.92213 | Default Emission Factor
South Plant | 7758_G_2 | 7758 | G | 2 |  | Combustion Turbine | MIS_MIDA | Iowa | Bremer | 1.9 | 2000 | 9999 |  |  |  | 0.92213 | Default Emission Factor
South Plant | 7758_G_3 | 7758 | G | 3 |  | Combustion Turbine | MIS_MIDA | Iowa | Bremer | 1.9 | 2000 | 9999 |  |  |  | 0.92213 | Default Emission Factor
South Plant | 7758_G_4 | 7758 | G | 4 |  | Combustion Turbine | MIS_MIDA | Iowa | Bremer | 1.9 | 2000 | 9999 |  |  |  | 0.92213 | Default Emission Factor
South Plant | 7758_G_5 | 7758 | G | 5 |  | Combustion Turbine | MIS_MIDA | Iowa | Bremer | 1.9 | 2000 | 9999 |  |  |  | 0.92213 | Default Emission Factor
South Plant | 7758_G_6 | 7758 | G | 6 |  | Combustion Turbine | MIS_MIDA | Iowa | Bremer | 1.9 | 2000 | 9999 |  |  |  | 0.92213 | Default Emission Factor
Georgetown | 7759_G_GT1 | 7759 | G | GT1 | 3163 | Combustion Turbine | MIS_INKY | Indiana | Marion | 69 | 2000 | 9999 | 2017 | 1.2983 | 18193.5 | 0.14272 | NEI 2019
Georgetown | 7759_G_GT2 | 7759 | G | GT2 | 3164 | Combustion Turbine | MIS_INKY | Indiana | Marion | 69 | 2000 | 9999 | 2017 | 2.0835 | 18193.5 | 0.22904 | NEI 2019
Georgetown | 7759_G_GT3 | 7759 | G | GT3 | 3165 | Combustion Turbine | MIS_INKY | Indiana | Marion | 69 | 2000 | 9999 | 2017 | 1.9788 | 18193.5 | 0.21753 | NEI 2019
Georgetown | 7759_G_GT4 | 7759 | G | GT4 | 3166 | Combustion Turbine | MIS_INKY | Indiana | Marion | 69 | 2001 | 9999 | 2017 | 2.3636 | 18193.5 | 0.25983 | NEI 2019
Tilton | 7760_G_1 | 7760 | G | 1 | 3167 | Combustion Turbine | MIS_IL | Illinois | Vermilion | 45.1 | 1999 | 2045 | 2019 | 0.7733 | 18435.75 | 0.08389 | NEI 2019
Tilton | 7760_G_2 | 7760 | G | 2 | 3168 | Combustion Turbine | MIS_IL | Illinois | Vermilion | 45.2 | 1999 | 2045 | 2017 | 0.58801 | 23842.2483 | 0.04933 | NEI 2019
Tilton | 7760_G_3 | 7760 | G | 3 | 3169 | Combustion Turbine | MIS_IL | Illinois | Vermilion | 45.1 | 1999 | 2045 | 2017 | 0.62897 | 23789.5 | 0.05288 | NEI 2019
Tilton | 7760_G_4 | 7760 | G | 4 | 3170 | Combustion Turbine | MIS_IL | Illinois | Vermilion | 45 | 1999 | 2045 | 2017 | 0.59332 | 23736.7517 | 0.04999 | NEI 2019
Henry County | 7763_G_1 | 7763 | G | 1 | 3173 | Combustion Turbine | MIS_INKY | Indiana | Henry | 43 | 2001 | 9999 | 2019 | 2.4021 | 79540.6667 | 0.0604 | NEI 2019
Henry County | 7763_G_2 | 7763 | G | 2 | 3174 | Combustion Turbine | MIS_INKY | Indiana | Henry | 43 | 2001 | 9999 | 2019 | 2.8221 | 79540.6667 | 0.07096 | NEI 2019
Henry County | 7763_G_3 | 7763 | G | 3 | 3175 | Combustion Turbine | MIS_INKY | Indiana | Henry | 43 | 2001 | 9999 | 2019 | 2.8433 | 79540.6667 | 0.07149 | NEI 2019
MPC Generating | 7764_G_1 | 7764 | G | 1 | 3176 | Combustion Turbine | S_SOU | Georgia | Walton | 147.5 | 2000 | 9999 | 2017 | 0.2 | 7111.6942 | 0.05625 | NEI 2019
MPC Generating | 7764_G_2 | 7764 | G | 2 | 3177 | Combustion Turbine | S_SOU | Georgia | Walton | 155 | 2001 | 9999 | 2019 | 0.36 | 5378.1157 | 0.13388 | NEI 2019
Erie Energy Center | 7766_G_1 | 7766 | G | 1 |  | Combustion Turbine | SPP_N | Kansas | Neosho | 2.5 | 1999 | 9999 |  |  |  | 0.92213 | Default Emission Factor
Erie Energy Center | 7766_G_2 | 7766 | G | 2 |  | Combustion Turbine | SPP_N | Kansas | Neosho | 2.5 | 1999 | 9999 |  |  |  | 0.92213 | Default Emission Factor
Erie Energy Center | 7766_G_3 | 7766 | G | 3 |  | Combustion Turbine | SPP_N | Kansas | Neosho | 2.5 | 1999 | 9999 |  |  |  | 0.92213 | Default Emission Factor
Erie Energy Center | 7766_G_4 | 7766 | G | 4 |  | Combustion Turbine | SPP_N | Kansas | Neosho | 2.5 | 1999 | 9999 |  |  |  | 0.92213 | Default Emission Factor
Erie Energy Center | 7766_G_5 | 7766 | G | 5 |  | Combustion Turbine | SPP_N | Kansas | Neosho | 2.5 | 1999 | 9999 |  |  |  | 0.92213 | Default Emission Factor
Erie Energy Center | 7766_G_6 | 7766 | G | 6 |  | Combustion Turbine | SPP_N | Kansas | Neosho | 2.5 | 1999 | 9999 |  |  |  | 0.92213 | Default Emission Factor
Erie Energy Center | 7766_G_7 | 7766 | G | 7 |  | Combustion Turbine | SPP_N | Kansas | Neosho | 2.5 | 1999 | 9999 |  |  |  | 0.92213 | Default Emission Factor
Erie Energy Center | 7766_G_8 | 7766 | G | 8 |  | Combustion Turbine | SPP_N | Kansas | Neosho | 2.5 | 1999 | 9999 |  |  |  | 0.92213 | Default Emission Factor
Bloomington Power Plant | 7767_G_1 | 7767 | G | 1 |  | Combustion Turbine | WECC_UT | Utah | Washington | 1.5 | 1999 | 9999 |  |  |  | 0.92213 | Default Emission Factor
Bloomington Power Plant | 7767_G_2 | 7767 | G | 2 |  | Combustion Turbine | WECC_UT | Utah | Washington | 1.5 | 1999 | 9999 |  |  |  | 0.92213 | Default Emission Factor
Bloomington Power Plant | 7767_G_3 | 7767 | G | 3 |  | Combustion Turbine | WECC_UT | Utah | Washington | 1.5 | 1999 | 9999 |  |  |  | 0.92213 | Default Emission Factor
Bloomington Power Plant | 7767_G_4 | 7767 | G | 4 |  | Combustion Turbine | WECC_UT | Utah | Washington | 1.5 | 1999 | 9999 |  |  |  | 0.92213 | Default Emission Factor
Bloomington Power Plant | 7767_G_5 | 7767 | G | 5 |  | Combustion Turbine | WECC_UT | Utah | Washington | 1.5 | 1999 | 9999 |  |  |  | 0.92213 | Default Emission Factor
Bloomington Power Plant | 7767_G_6 | 7767 | G | 6 |  | Combustion Turbine | WECC_UT | Utah | Washington | 1.5 | 1999 | 9999 |  |  |  | 0.92213 | Default Emission Factor
Sowega Power | 7768_G_CTG2 | 7768 | G | CTG2 | 3194 | Combustion Turbine | S_SOU | Georgia | Mitchell | 48.5 | 1999 | 9999 | 2019 | 0.701 | 55748.5 | 0.02515 | NEI 2019
Sowega Power | 7768_G_CTG3 | 7768 | G | CTG3 | 3195 | Combustion Turbine | S_SOU | Georgia | Mitchell | 48.5 | 1999 | 9999 | 2019 | 0.717 | 55748.5 | 0.02572 | NEI 2019
1515 S Caron Road | 7770_G_GT1 | 7770 | G | GT1 |  | Combustion Turbine | PJM_COMD | Illinois | Ogle | 3 | 2000 | 2045 |  |  |  | 0.12736 | Default Emission Factor
Cleveland Peaking | 7774_G_1 | 7774 | G | 1 |  | Combustion Turbine | PJM_ATSI | Ohio | Cuyahoga | 1.8 | 2000 | 9999 |  |  |  | 0.92213 | Default Emission Factor
Cleveland Peaking | 7774_G_2 | 7774 | G | 2 |  | Combustion Turbine | PJM_ATSI | Ohio | Cuyahoga | 1.8 | 2000 | 9999 |  |  |  | 0.92213 | Default Emission Factor
Cleveland Peaking | 7774_G_3 | 7774 | G | 3 |  | Combustion Turbine | PJM_ATSI | Ohio | Cuyahoga | 1.8 | 2000 | 9999 |  |  |  | 0.92213 | Default Emission Factor
Cleveland Peaking | 7774_G_4 | 7774 | G | 4 |  | Combustion Turbine | PJM_ATSI | Ohio | Cuyahoga | 1.8 | 2000 | 9999 |  |  |  | 0.92213 | Default Emission Factor
Cleveland Peaking | 7774_G_5 | 7774 | G | 5 |  | Combustion Turbine | PJM_ATSI | Ohio | Cuyahoga | 1.8 | 2000 | 9999 |  |  |  | 0.92213 | Default Emission Factor
Cleveland Peaking | 7774_G_6 | 7774 | G | 6 |  | Combustion Turbine | PJM_ATSI | Ohio | Cuyahoga | 1.8 | 2000 | 9999 |  |  |  | 0.92213 | Default Emission Factor
Versailles Peaking | 7775_G_1 | 7775 | G | 1 |  | Combustion Turbine | PJM_West | Ohio | Darke | 1.8 | 1999 | 9999 |  |  |  | 0.92213 | Default Emission Factor
Versailles Peaking | 7775_G_2 | 7775 | G | 2 |  | Combustion Turbine | PJM_West | Ohio | Darke | 1.8 | 1999 | 9999 |  |  |  | 0.92213 | Default Emission Factor
Versailles Peaking | 7775_G_3 | 7775 | G | 3 |  | Combustion Turbine | PJM_West | Ohio | Darke | 1.8 | 1999 | 9999 |  |  |  | 0.92213 | Default Emission Factor
Napoleon Peaking | 7776_G_4 | 7776 | G | 4 |  | Combustion Turbine | PJM_ATSI | Ohio | Henry | 1.8 | 1999 | 9999 | 2019 | 0.04925 | 54.3333 | 1.8129 | NEI 2019
Napoleon Peaking | 7776_G_5 | 7776 | G | 5 |  | Combustion Turbine | PJM_ATSI | Ohio | Henry | 1.8 | 1999 | 9999 | 2019 | 0.04803 | 54.3333 | 1.768 | NEI 2019
Napoleon Peaking | 7776_G_6 | 7776 | G | 6 |  | Combustion Turbine | PJM_ATSI | Ohio | Henry | 1.8 | 1999 | 9999 | 2019 | 0.07104 | 54.3333 | 2.615 | NEI 2019
Dover Peaking | 7777_G_1 | 7777 | G | 1 |  | Combustion Turbine | PJM_West | Ohio | Tuscarawas | 1.8 | 1999 | 9999 |  |  |  | 0.92213 | Default Emission Factor
Dover Peaking | 7777_G_2 | 7777 | G | 2 |  | Combustion Turbine | PJM_West | Ohio | Tuscarawas | 1.8 | 1999 | 9999 |  |  |  | 0.92213 | Default Emission Factor
Dover Peaking | 7777_G_3 | 7777 | G | 3 |  | Combustion Turbine | PJM_West | Ohio | Tuscarawas | 1.8 | 1999 | 9999 |  |  |  | 0.92213 | Default Emission Factor
Dover Peaking | 7777_G_4 | 7777 | G | 4 |  | Combustion Turbine | PJM_West | Ohio | Tuscarawas | 1.8 | 1999 | 9999 |  |  |  | 0.92213 | Default Emission Factor
Dover Peaking | 7777_G_5 | 7777 | G | 5 |  | Combustion Turbine | PJM_West | Ohio | Tuscarawas | 1.8 | 1999 | 9999 |  |  |  | 0.92213 | Default Emission Factor
Dover Peaking | 7777_G_6 | 7777 | G | 6 |  | Combustion Turbine | PJM_West | Ohio | Tuscarawas | 1.8 | 1999 | 9999 |  |  |  | 0.92213 | Default Emission Factor
Orrville Peaking | 7778_G_1 | 7778 | G | 1 |  | Combustion Turbine | PJM_West | Ohio | Wayne | 1.8 | 1999 | 9999 |  |  |  | 0.92213 | Default Emission Factor
Orrville Peaking | 7778_G_2 | 7778 | G | 2 |  | Combustion Turbine | PJM_West | Ohio | Wayne | 1.8 | 1999 | 9999 |  |  |  | 0.92213 | Default Emission Factor
Orrville Peaking | 7778_G_3 | 7778 | G | 3 |  | Combustion Turbine | PJM_West | Ohio | Wayne | 1.8 | 1999 | 9999 |  |  |  | 0.92213 | Default Emission Factor
Bryan Peaking | 7779_G_1 | 7779 | G | 1 |  | Combustion Turbine | PJM_ATSI | Ohio | Williams | 1.8 | 1999 | 9999 |  |  |  | 0.92213 | Default Emission Factor
Bryan Peaking | 7779_G_2 | 7779 | G | 2 |  | Combustion Turbine | PJM_ATSI | Ohio | Williams | 1.8 | 1999 | 9999 |  |  |  | 0.92213 | Default Emission Factor
Bryan Peaking | 7779_G_3 | 7779 | G | 3 |  | Combustion Turbine | PJM_ATSI | Ohio | Williams | 1.8 | 1999 | 9999 |  |  |  | 0.92213 | Default Emission Factor
Bryan Peaking | 7779_G_4 | 7779 | G | 4 |  | Combustion Turbine | PJM_ATSI | Ohio | Williams | 1.8 | 1999 | 9999 |  |  |  | 0.92213 | Default Emission Factor
Bryan Peaking | 7779_G_5 | 7779 | G | 5 |  | Combustion Turbine | PJM_ATSI | Ohio | Williams | 1.8 | 1999 | 9999 |  |  |  | 0.92213 | Default Emission Factor
Bryan Peaking | 7779_G_6 | 7779 | G | 6 |  | Combustion Turbine | PJM_ATSI | Ohio | Williams | 1.8 | 1999 | 9999 |  |  |  | 0.92213 | Default Emission Factor
Jackson Cntr Peaking | 7780_G_1 | 7780 | G | 1 |  | Combustion Turbine | PJM_West | Ohio | Shelby | 1.8 | 1999 | 9999 |  |  |  | 0.92213 | Default Emission Factor
Arcanum Peaking | 7781_G_1 | 7781 | G | 1 |  | Combustion Turbine | PJM_West | Ohio | Darke | 1.8 | 1999 | 9999 |  |  |  | 0.92213 | Default Emission Factor
Hamilton Peaking | 7782_G_1 | 7782 | G | 1 | 3225 | Combustion Turbine | PJM_West | Ohio | Butler | 29 | 2000 | 9999 | 2019 | 0.26082 | 1919 | 0.27183 | NEI 2019
Bowling Green Peaking | 7783_G_1 | 7783 | G | 1 | 3226 | Combustion Turbine | PJM_ATSI | Ohio | Wood | 29 | 2000 | 9999 | 2019 | 0.16151 | 1332 | 0.24251 | NEI 2019
Allegany Cogen | 7784_G_1 | 7784 | G | 1 | 3562 | Combined Cycle | NY_Z_B | New York | Allegany | 40 | 1994 | 9999 | 2019 | 0.47003 | 17817 | 0.05276 | NEI 2019
Allegany Cogen | 7784_G_2 | 7784 | G | 2 | 3562 | Combined Cycle | NY_Z_B | New York | Allegany | 20 | 1994 | 9999 |  |  |  | 0.05276 | NEI 2019
Montpelier | 7791_G_1 | 7791 | G | 1 |  | Combustion Turbine | PJM_ATSI | Ohio | Williams | 1.8 | 2000 | 9999 |  |  |  | 0.92213 | Default Emission Factor
Montpelier | 7791_G_2 | 7791 | G | 2 |  | Combustion Turbine | PJM_ATSI | Ohio | Williams | 1.8 | 2000 | 9999 |  |  |  | 0.92213 | Default Emission Factor
Montpelier | 7791_G_3 | 7791 | G | 3 |  | Combustion Turbine | PJM_ATSI | Ohio | Williams | 1.8 | 2000 | 9999 |  |  |  | 0.92213 | Default Emission Factor
Montpelier | 7791_G_4 | 7791 | G | 4 |  | Combustion Turbine | PJM_ATSI | Ohio | Williams | 1.8 | 2000 | 9999 |  |  |  | 0.92213 | Default Emission Factor
Montpelier | 7791_G_5 | 7791 | G | 5 |  | Combustion Turbine | PJM_ATSI | Ohio | Williams | 1.8 | 2000 | 9999 |  |  |  | 0.92213 | Default Emission Factor
Montpelier | 7791_G_6 | 7791 | G | 6 |  | Combustion Turbine | PJM_ATSI | Ohio | Williams | 1.8 | 2000 | 9999 |  |  |  | 0.92213 | Default Emission Factor
Custer Energy Center | 7795_G_1 | 7795 | G | 1 |  | Combustion Turbine | MIS_WUMS | Wisconsin | Manitowoc | 22 | 1999 | 9999 |  |  |  | 0.12736 | Default Emission Factor
Dominion/Lo Mar | 7797_G_DOM1 | 7797 | G | DOM1 |  | Combustion Turbine | PJM_Dom | Virginia | Prince William | 9 | 1997 | 9999 |  |  |  | 0.12736 | Default Emission Factor
Dominion/Lo Mar | 7797_G_DOM2 | 7797 | G | DOM2 |  | Combustion Turbine | PJM_Dom | Virginia | Prince William | 1.7 | 1997 | 9999 |  |  |  | 0.92213 | Default Emission Factor
Dominion/Lo Mar | 7797_G_LOM1 | 7797 | G | LOM1 |  | Combustion Turbine | PJM_Dom | Virginia | Prince William | 1.7 | 1997 | 9999 |  |  |  | 0.92213 | Default Emission Factor
Dominion/Lo Mar | 7797_G_LOM2 | 7797 | G | LOM2 |  | Combustion Turbine | PJM_Dom | Virginia | Prince William | 1.7 | 1997 | 9999 |  |  |  | 0.92213 | Default Emission Factor
Dominion/Lo Mar | 7797_G_LOM3 | 7797 | G | LOM3 |  | Combustion Turbine | PJM_Dom | Virginia | Prince William | 1.7 | 1997 | 9999 |  |  |  | 0.92213 | Default Emission Factor
Gateway Gen | 7798_G_1 | 7798 | G | 1 |  | Combustion Turbine | PJM_Dom | Virginia | Prince William | 1.7 | 1996 | 9999 |  |  |  | 0.92213 | Default Emission Factor
Gateway Gen | 7798_G_2 | 7798 | G | 2 |  | Combustion Turbine | PJM_Dom | Virginia | Prince William | 1.7 | 2009 | 9999 |  |  |  | 0.92213 | Default Emission Factor
West Marinette 34 | 7799_G_34 | 7799 | G | 34 | 2612 | Combustion Turbine | MIS_WUMS | Wisconsin | Marinette | 70.4 | 2000 | 9999 |  |  |  | 0.12736 | Default Emission Factor
Sherwood H Smith Jr Energy Complex | 7805_G_001 | 7805 | G | 001 | 3235 | Combustion Turbine | S_VACA | North Carolina | Richmond | 157 | 2001 | 9999 | 2019 | 10.32 | 337190.2467 | 0.06121 | NEI 2019
Sherwood H Smith Jr Energy Complex | 7805_G_002 | 7805 | G | 002 | 3236 | Combustion Turbine | S_VACA | North Carolina | Richmond | 156 | 2001 | 9999 | 2019 | 10.39 | 335042.5381 | 0.06202 | NEI 2019
Sherwood H Smith Jr Energy Complex | 7805_G_003 | 7805 | G | 003 | 3237 | Combustion Turbine | S_VACA | North Carolina | Richmond | 155 | 2001 | 9999 | 2019 | 8.19 | 332894.8295 | 0.04921 | NEI 2019
Sherwood H Smith Jr Energy Complex | 7805_G_004 | 7805 | G | 004 | 3238 | Combustion Turbine | S_VACA | North Carolina | Richmond | 159 | 2001 | 9999 | 2019 | 11.41 | 341485.6639 | 0.06683 | NEI 2019
Sherwood H Smith Jr Energy Complex | 7805_G_10 | 7805 | G | 10 | 90495 | Combined Cycle | S_VACA | North Carolina | Richmond | 175 | 2011 | 9999 | 2019 | 39.2 | 1203382 | 0.03889 | NEI 2019
Sherwood H Smith Jr Energy Complex | 7805_G_6 | 7805 | G | 6 | 3240 | Combustion Turbine | S_VACA | North Carolina | Richmond | 145 | 2002 | 9999 | 2019 | 9.25 | 311417.7438 | 0.05941 | NEI 2019
Sherwood H Smith Jr Energy Complex | 7805_G_7 | 7805 | G | 7 | 3241 | Combined Cycle | S_VACA | North Carolina | Richmond | 154 | 2002 | 9999 | 2019 | 37.23 | 2560017 | 0.0389 | NEI 2019
Sherwood H Smith Jr Energy Complex | 7805_G_8 | 7805 | G | 8 | 3242 | Combined Cycle | S_VACA | North Carolina | Richmond | 153 | 2002 | 9999 | 2019 | 35.6 | 1184949 | 0.0389 | NEI 2019
Sherwood H Smith Jr Energy Complex | 7805_G_9 | 7805 | G | 9 | 90494 | Combined Cycle | S_VACA | North Carolina | Richmond | 174 | 2011 | 9999 | 2019 | 38.38 | 2786175 | 0.03889 | NEI 2019
Sherwood H Smith Jr Energy Complex | 7805_G_ST4 | 7805 | G | ST4 | 3241 | Combined Cycle | S_VACA | North Carolina | Richmond | 169 | 2002 | 9999 |  |  |  | 0.0389 | NEI 2019
Sherwood H Smith Jr Energy Complex | 7805_G_ST5 | 7805 | G | ST5 | 90494 | Combined Cycle | S_VACA | North Carolina | Richmond | 248 | 2011 | 9999 |  |  |  | 0.03889 | NEI 2019
Pine Street | 7806_G_7 | 7806 | G | 7 |  | Combustion Turbine | MIS_LMI | Michigan | Huron | 4.4 | 2019 | 9999 |  |  |  | 0.35769 | Default Emission Factor
Pine Street | 7806_G_8 | 7806 | G | 8 |  | Combustion Turbine | MIS_LMI | Michigan | Huron | 3.3 | 2020 | 9999 |  |  |  | 0.35769 | Default Emission Factor
Argyle | 7810_G_5 | 7810 | G | 5 |  | Combustion Turbine | MIS_MNWI | Wisconsin | Lafayette | 2 | 2004 | 9999 |  |  |  | 0.92213 | Default Emission Factor
Sewell Creek Energy | 7813_G_1 | 7813 | G | 1 | 3243 | Combustion Turbine | S_SOU | Georgia | Polk | 97.2 | 2000 | 9999 |  |  |  | 0.12736 | Default Emission Factor
Sewell Creek Energy | 7813_G_2 | 7813 | G | 2 | 3244 | Combustion Turbine | S_SOU | Georgia | Polk | 92.8 | 2000 | 9999 |  |  |  | 0.12736 | Default Emission Factor
Sewell Creek Energy | 7813_G_3 | 7813 | G | 3 | 3245 | Combustion Turbine | S_SOU | Georgia | Polk | 129.8 | 2000 | 9999 |  |  |  | 0.12736 | Default Emission Factor
Sewell Creek Energy | 7813_G_4 | 7813 | G | 4 | 3246 | Combustion Turbine | S_SOU | Georgia | Polk | 131.3 | 2000 | 9999 |  |  |  | 0.12736 | Default Emission Factor
Webb Forging | 7814_G_1 | 7814 | G | 1 |  | Combustion Turbine | S_VACA | South Carolina | Union | 2.4 | 2003 | 9999 |  |  |  | 0.92213 | Default Emission Factor
Webb Forging | 7814_G_2 | 7814 | G | 2 |  | Combustion Turbine | S_VACA | South Carolina | Union | 2.4 | 2003 | 9999 |  |  |  | 0.92213 | Default Emission Factor
Alsey | 7818_G_1 | 7818 | G | 1 | 89336 | Combustion Turbine | MIS_IL | Illinois | Scott | 30 | 1999 | 2045 | 2017 | 0.07068 | 2963.7423 | 0.0477 | NEI 2019
Alsey | 7818_G_2 | 7818 | G | 2 | 89337 | Combustion Turbine | MIS_IL | Illinois | Scott | 30 | 1999 | 2045 | 2017 | 0.033615 | 2963.7423 | 0.02268 | NEI 2019
Alsey | 7818_G_3 | 7818 | G | 3 |  | Combustion Turbine | MIS_IL | Illinois | Scott | 18 | 1999 | 2045 | 2017 | 0.039955 | 1778.2454 | 0.04494 | NEI 2019
Alsey | 7818_G_4 | 7818 | G | 4 |  | Combustion Turbine | MIS_IL | Illinois | Scott | 18 | 1999 | 2045 | 2017 | 0.03643 | 1778.2454 | 0.04097 | NEI 2019
Alsey | 7818_G_5 | 7818 | G | 5 | 89338 | Combustion Turbine | MIS_IL | Illinois | Scott | 25 | 1999 | 2045 | 2019 | 0.03108 | 2304.7546 | 0.02697 | NEI 2019
Alsey | 7818_G_6 | 7818 | G | 6 | 91126 | Combustion Turbine | MIS_IL | Illinois | Scott | 42 | 2016 | 2045 | 2017 | 0.41745 | 4149.2393 | 0.20122 | NEI 2019
Rockwood | 7824_G_1 | 7824 | G | 1 |  | Combustion Turbine | WECC_IID | California | Imperial | 24.1 | 1979 | 9999 |  |  |  | 0.12736 | Default Emission Factor
Rockwood | 7824_G_2 | 7824 | G | 2 |  | Combustion Turbine | WECC_IID | California | Imperial | 23 | 1980 | 9999 |  |  |  | 0.12736 | Default Emission Factor
Fulton (AR) | 7825_G_1 | 7825 | G | 1 | 3247 | Combustion Turbine | SPP_WEST | Arkansas | Hempstead | 153 | 2001 | 9999 | 2017 | 0.82004 | 23368 | 0.07019 | NEI 2019
Rowan | 7826_G_001 | 7826 | G | 001 | 3248 | Combustion Turbine | S_VACA | North Carolina | Rowan | 154 | 2001 | 9999 | 2019 | 5.1 | 165948.3343 | 0.06147 | NEI 2019
Rowan | 7826_G_002 | 7826 | G | 002 | 3249 | Combustion Turbine | S_VACA | North Carolina | Rowan | 154 | 2001 | 9999 | 2019 | 6.11 | 165948.3343 | 0.07364 | NEI 2019
Rowan | 7826_G_003 | 7826 | G | 003 | 3250 | Combustion Turbine | S_VACA | North Carolina | Rowan | 154 | 2001 | 9999 | 2019 | 3.82 | 165948.3343 | 0.04604 | NEI 2019
Rowan | 7826_G_4 | 7826 | G | 4 | 3251 | Combined Cycle | S_VACA | North Carolina | Rowan | 155.5 | 2003 | 9999 | 2019 | 30.4 | 1357819 | 0.02915 | NEI 2019
Rowan | 7826_G_5 | 7826 | G | 5 | 3252 | Combined Cycle | S_VACA | North Carolina | Rowan | 155.5 | 2003 | 9999 | 2019 | 30.4 | 1357717 | 0.02915 | NEI 2019
Rowan | 7826_G_STG | 7826 | G | STG | 3251 | Combined Cycle | S_VACA | North Carolina | Rowan | 188 | 2003 | 9999 |  |  |  | 0.02915 | NEI 2019
Shelby North | 7827_G_1 | 7827 | G | 1 |  | Combustion Turbine | PJM_West | Ohio | Richland | 1.8 | 2000 | 9999 |  |  |  | 0.92213 | Default Emission Factor
Shelby South | 7828_G_1 | 7828 | G | 1 |  | Combustion Turbine | PJM_West | Ohio | Richland | 1.8 | 2000 | 9999 |  |  |  | 0.92213 | Default Emission Factor
Smarr Energy Center | 7829_G_1 | 7829 | G | 1 | 3255 | Combustion Turbine | S_SOU | Georgia | Monroe | 93.6 | 1999 | 9999 | 2019 | 18.564 | 136988.6446 | 0.27103 | NEI 2019
Smarr Energy Center | 7829_G_2 | 7829 | G | 2 | 3256 | Combustion Turbine | S_SOU | Georgia | Monroe | 93.8 | 1999 | 9999 | 2019 | 15.47 | 137281.3554 | 0.22538 | NEI 2019
Beaver Island | 7831_G_1 | 7831 | G | 1 |  | Combustion Turbine | MIS_LMI | Michigan | Charlevoix | 1 | 2000 | 9999 |  |  |  | 0.92213 | Default Emission Factor
Beaver Island | 7831_G_2 | 7831 | G | 2 |  | Combustion Turbine | MIS_LMI | Michigan | Charlevoix | 1 | 2000 | 9999 |  |  |  | 0.92213 | Default Emission Factor
Beaver Island | 7831_G_3 | 7831 | G | 3 |  | Combustion Turbine | MIS_LMI | Michigan | Charlevoix | 0.8 | 2001 | 9999 |  |  |  | 0.92213 | Default Emission Factor
Roosevelt Biogas 1 | 7832_G_1 | 7832 | G | 1 |  | Landfill Gas | WECC_PNW | Washington | Klickitat | 2.1 | 1999 | 9999 |  |  |  | 0.54258 | Default Emission Factor
Roosevelt Biogas 1 | 7832_G_2 | 7832 | G | 2 |  | Landfill Gas | WECC_PNW | Washington | Klickitat | 2.1 | 1999 | 9999 |  |  |  | 0.54258 | Default Emission Factor
Roosevelt Biogas 1 | 7832_G_3 | 7832 | G | 3 |  | Landfill Gas | WECC_PNW | Washington | Klickitat | 2.1 | 1999 | 9999 |  |  |  | 0.54258 | Default Emission Factor
Roosevelt Biogas 1 | 7832_G_4 | 7832 | G | 4 |  | Landfill Gas | WECC_PNW | Washington | Klickitat | 2.1 | 1999 | 9999 |  |  |  | 0.54258 | Default Emission Factor
Roosevelt Biogas 1 | 7832_G_5 | 7832 | G | 5 |  | Landfill Gas | WECC_PNW | Washington | Klickitat | 2.1 | 2000 | 9999 |  |  |  | 0.54258 | Default Emission Factor
Roosevelt Biogas 1 | 7832_G_7 | 7832 | G | 7 |  | Landfill Gas | WECC_PNW | Washington | Klickitat | 10 | 2011 | 9999 | 2017 | 0.35 | 113821 | 0.00615 | NEI 2019
Roosevelt Biogas 1 | 7832_G_8 | 7832 | G | 8 |  | Landfill Gas | WECC_PNW | Washington | Klickitat | 10 | 2011 | 9999 | 2017 | 0.79 | 71759 | 0.02202 | NEI 2019
Roosevelt Biogas 1 | 7832_G_9 | 7832 | G | 9 |  | Landfill Gas | WECC_PNW | Washington | Klickitat | 6 | 2011 | 9999 |  |  |  | 0.00615 | NEI 2019
John S Rainey | 7834_G_CT1A | 7834 | G | CT1A | 3260 | Combined Cycle | S_VACA | South Carolina | Anderson | 150 | 2001 | 9999 |  |  |  | 0.04664 | NEI 2019
John S Rainey | 7834_G_CT1B | 7834 | G | CT1B | 3261 | Combined Cycle | S_VACA | South Carolina | Anderson | 150 | 2001 | 9999 | 2017 | 86.1621 | 3695051 | 0.04664 | NEI 2019
John S Rainey | 7834_G_CT2A | 7834 | G | CT2A | 3262 | Combustion Turbine | S_VACA | South Carolina | Anderson | 146 | 2002 | 9999 |  |  |  | 0.11955 | NEI 2019
John S Rainey | 7834_G_CT2B | 7834 | G | CT2B | 3263 | Combustion Turbine | S_VACA | South Carolina | Anderson | 146 | 2002 | 9999 | 2017 | 70.4495 | 1178541.9342 | 0.11955 | NEI 2019
John S Rainey | 7834_G_CT3A | 7834 | G | CT3A | 88287 | Combustion Turbine | S_VACA | South Carolina | Anderson | 75 | 2004 | 9999 |  |  |  | 0.0205 | NEI 2019
John S Rainey | 7834_G_CT3B | 7834 | G | CT3B | 88288 | Combustion Turbine | S_VACA | South Carolina | Anderson | 75 | 2004 | 9999 |  |  |  | 0.0205 | NEI 2019
John S Rainey | 7834_G_CT4A | 7834 | G | CT4A | 88289 | Combustion Turbine | S_VACA | South Carolina | Anderson | 75 | 2004 | 9999 | 2019 | 7.7335 | 754685.6867 | 0.0205 | NEI 2019
John S Rainey | 7834_G_ST1S | 7834 | G | ST1S | 3260 | Combined Cycle | S_VACA | South Carolina | Anderson | 160 | 2001 | 9999 |  |  |  | 0.04664 | NEI 2019
Essential Power Rock Springs LLC | 7835_G_1 | 7835 | G | 1 | 3264 | Combustion Turbine | PJM_EMAC | Maryland | Cecil | 164 | 2003 | 9999 | 2019 | 0.837 | 18951.4947 | 0.08833 | NEI 2019
Essential Power Rock Springs LLC | 7835_G_2 | 7835 | G | 2 | 3265 | Combustion Turbine | PJM_EMAC | Maryland | Cecil | 163 | 2003 | 9999 | 2019 | 0.52155 | 18835.9368 | 0.05538 | NEI 2019
Essential Power Rock Springs LLC | 7835_G_3 | 7835 | G | 3 | 3266 | Combustion Turbine | PJM_EMAC | Maryland | Cecil | 168.6 | 2003 | 9999 | 2019 | 0.7392 | 19483.0611 | 0.07588 | NEI 2019
Essential Power Rock Springs LLC | 7835_G_4 | 7835 | G | 4 | 3267 | Combustion Turbine | PJM_EMAC | Maryland | Cecil | 169.4 | 2003 | 9999 | 2019 | 0.5995 | 19575.5074 | 0.06125 | NEI 2019
Marsh Run Generation Facility | 7836_G_1 | 7836 | G | 1 | 3270 | Combustion Turbine | PJM_Dom | Virginia | Fauquier | 161 | 2004 | 9999 | 2019 | 13.86 | 236947.9784 | 0.11699 | NEI 2019
Marsh Run Generation Facility | 7836_G_2 | 7836 | G | 2 | 3271 | Combustion Turbine | PJM_Dom | Virginia | Fauquier | 159.3 | 2004 | 9999 | 2019 | 13.113 | 234446.0432 | 0.11186 | NEI 2019
Marsh Run Generation Facility | 7836_G_3 | 7836 | G | 3 | 3272 | Combustion Turbine | PJM_Dom | Virginia | Fauquier | 161 | 2004 | 9999 | 2019 | 14.85 | 236947.9784 | 0.12534 | NEI 2019
Louisa Generation Facility | 7837_G_1 | 7837 | G | 1 | 3274 | Combustion Turbine | PJM_Dom | Virginia | Louisa | 76.5 | 2003 | 9999 | 2019 | 5.1505 | 79913.279 | 0.1289 | NEI 2019
Louisa Generation Facility | 7837_G_2 | 7837 | G | 2 | 3275 | Combustion Turbine | PJM_Dom | Virginia | Louisa | 77 | 2003 | 9999 | 2019 | 5.39 | 80435.588 | 0.13402 | NEI 2019
Louisa Generation Facility | 7837_G_3 | 7837 | G | 3 | 3276 | Combustion Turbine | PJM_Dom | Virginia | Louisa | 77.3 | 2003 | 9999 | 2019 | 5.4285 | 80748.9734 | 0.13445 | NEI 2019
Louisa Generation Facility | 7837_G_4 | 7837 | G | 4 | 3277 | Combustion Turbine | PJM_Dom | Virginia | Louisa | 77.2 | 2003 | 9999 | 2019 | 5.787 | 80644.5116 | 0.14352 | NEI 2019
Louisa Generation Facility | 7837_G_5 | 7837 | G | 5 | 3278 | Combustion Turbine | PJM_Dom | Virginia | Louisa | 158 | 2003 | 9999 | 2019 | 10.062 | 165049.6481 | 0.12193 | NEI 2019
Remington | 7838_G_1 | 7838 | G | 1 | 3281 | Combustion Turbine | PJM_Dom | Virginia | Fauquier | 153 | 2000 | 9999 | 2019 | 2.8166 | 74073.3896 | 0.07605 | NEI 2019
Remington | 7838_G_2 | 7838 | G | 2 | 3282 | Combustion Turbine | PJM_Dom | Virginia | Fauquier | 151 | 2000 | 9999 | 2019 | 1.722 | 73105.1099 | 0.04711 | NEI 2019
Remington | 7838_G_3 | 7838 | G | 3 | 3283 | Combustion Turbine | PJM_Dom | Virginia | Fauquier | 152 | 2000 | 9999 | 2019 | 1.7624 | 73589.2498 | 0.0479 | NEI 2019
Remington | 7838_G_4 | 7838 | G | 4 | 3284 | Combustion Turbine | PJM_Dom | Virginia | Fauquier | 152 | 2000 | 9999 | 2019 | 2.1886 | 73589.2498 | 0.05948 | NEI 2019
Ladysmith | 7839_G_1 | 7839 | G | 1 | 3279 | Combustion Turbine | PJM_Dom | Virginia | Caroline | 151 | 2001 | 9999 | 2019 | 4.8455 | 126515.8225 | 0.0766 | NEI 2019
Ladysmith | 7839_G_2 | 7839 | G | 2 | 3280 | Combustion Turbine | PJM_Dom | Virginia | Caroline | 151 | 2001 | 9999 | 2019 | 3.6099 | 126515.8225 | 0.05707 | NEI 2019
Ladysmith | 7839_G_3 | 7839 | G | 3 | 90273 | Combustion Turbine | PJM_Dom | Virginia | Caroline | 161 | 2008 | 9999 | 2019 | 5.304 | 134894.3538 | 0.07864 | NEI 2019
Ladysmith | 7839_G_4 | 7839 | G | 4 | 90274 | Combustion Turbine | PJM_Dom | Virginia | Caroline | 160 | 2008 | 9999 | 2019 | 6.1088 | 134056.5006 | 0.09114 | NEI 2019
Ladysmith | 7839_G_5 | 7839 | G | 5 | 90276 | Combustion Turbine | PJM_Dom | Virginia | Caroline | 160 | 2009 | 9999 | 2019 | 1.5566 | 134056.5006 | 0.02322 | NEI 2019
Freedom Power Project | 7842_G_CT1 | 7842 | G | CT1 | 3293 | Combustion Turbine | MIS_IL | Illinois | Fayette | 45 | 2000 | 2045 | 2019 | 0.0056 | 156 | 0.0718 | NEI 2019
Pleasant Valley (MN) | 7843_G_11 | 7843 | G | 11 | 3294 | Combustion Turbine | MIS_MNWI | Minnesota | Mower | 155 | 2001 | 9999 |  |  |  | 0.12736 | Default Emission Factor
Pleasant Valley (MN) | 7843_G_12 | 7843 | G | 12 | 3295 | Combustion Turbine | MIS_MNWI | Minnesota | Mower | 154 | 2001 | 9999 | 2017 | 0.061636 | 16824.0138 | 0.00733 | NEI 2019
Pleasant Valley (MN) | 7843_G_13 | 7843 | G | 13 | 3296 | Combustion Turbine | MIS_MNWI | Minnesota | Mower | 126.5 | 2002 | 9999 | 2017 | 0.036958 | 13819.7256 | 0.00535 | NEI 2019
Minnesota River | 7844_G_UOO1 | 7844 | G | UOO1 | 3297 | Combustion Turbine | MIS_MNWI | Minnesota | Carver | 39 | 2001 | 9999 | 2017 | 0.006069 | 436 | 0.02784 | NEI 2019
Lagoon Creek | 7845_G_CTG1 | 7845 | G | CTG1 | 90421 | Combined Cycle | S_C_TVA | Tennessee | Haywood | 160 | 2010 | 9999 | 2017 | 13.5333 | 942941 | 0.01791 | NEI 2019
Lagoon Creek | 7845_G_CTG2 | 7845 | G | CTG2 | 90422 | Combined Cycle | S_C_TVA | Tennessee | Haywood | 160 | 2010 | 9999 | 2017 | 14.616 | 942941 | 0.01791 | NEI 2019
Lagoon Creek | 7845_G_GT1 | 7845 | G | GT1 | 3298 | Combustion Turbine | S_C_TVA | Tennessee | Haywood | 73.9 | 2001 | 9999 | 2017 | 1.556 | 23410.0454 | 0.13293 | NEI 2019
Lagoon Creek | 7845_G_GT10 | 7845 | G | GT10 | 3299 | Combustion Turbine | S_C_TVA | Tennessee | Haywood | 72.7 | 2002 | 9999 | 2017 | 1.7958 | 23029.9094 | 0.15595 | NEI 2019
Lagoon Creek | 7845_G_GT11 | 7845 | G | GT11 | 3300 | Combustion Turbine | S_C_TVA | Tennessee | Haywood | 72.7 | 2002 | 9999 | 2019 | 1.9013 | 35331.7877 | 0.10763 | NEI 2019
Lagoon Creek | 7845_G_GT12 | 7845 | G | GT12 | 3301 | Combustion Turbine | S_C_TVA | Tennessee | Haywood | 72.7 | 2002 | 9999 | 2017 | 1.323 | 23029.9094 | 0.11489 | NEI 2019
Lagoon Creek | 7845_G_GT2 | 7845 | G | GT2 | 3302 | Combustion Turbine | S_C_TVA | Tennessee | Haywood | 73.9 | 2001 | 9999 | 2017 | 1.6689 | 23410.0454 | 0.14258 | NEI 2019
Lagoon Creek | 7845_G_GT3 | 7845 | G | GT3 | 3303 | Combustion Turbine | S_C_TVA | Tennessee | Haywood | 73.9 | 2001 | 9999 | 2017 | 1.6577 | 23410.0454 | 0.14162 | NEI 2019
Lagoon Creek | 7845_G_GT4 | 7845 | G | GT4 | 3304 | Combustion Turbine | S_C_TVA | Tennessee | Haywood | 73.9 | 2001 | 9999 | 2019 | 1.6091 | 35914.9809 | 0.0896 | NEI 2019
Lagoon Creek | 7845_G_GT5 | 7845 | G | GT5 | 3305 | Combustion Turbine | S_C_TVA | Tennessee | Haywood | 73.9 | 2001 | 9999 | 2017 | 1.6468 | 23410.0454 | 0.14069 | NEI 2019
Lagoon Creek | 7845_G_GT6 | 7845 | G | GT6 | 3306 | Combustion Turbine | S_C_TVA | Tennessee | Haywood | 73.9 | 2001 | 9999 | 2017 | 1.4175 | 23410.0454 | 0.12111 | NEI 2019
Lagoon Creek | 7845_G_GT7 | 7845 | G | GT7 | 3307 | Combustion Turbine | S_C_TVA | Tennessee | Haywood | 73.9 | 2001 | 9999 | 2017 | 1.7705 | 23410.0454 | 0.15126 | NEI 2019
Lagoon Creek | 7845_G_GT8 | 7845 | G | GT8 | 3308 | Combustion Turbine | S_C_TVA | Tennessee | Haywood | 73.9 | 2001 | 9999 | 2019 | 1.8923 | 35914.9809 | 0.10538 | NEI 2019
Lagoon Creek | 7845_G_GT9 | 7845 | G | GT9 | 3309 | Combustion Turbine | S_C_TVA | Tennessee | Haywood | 72.7 | 2002 | 9999 | 2017 | 1.6688 | 23029.9094 | 0.14493 | NEI 2019
Lagoon Creek | 7845_G_STG1 | 7845 | G | STG1 | 90421 | Combined Cycle | S_C_TVA | Tennessee | Haywood | 205 | 2010 | 9999 |  |  |  | 0.01791 | NEI 2019
Brandy Branch | 7846_G_001 | 7846 | G | 001 | 3310 | Combustion Turbine | FRCC | Florida | Duval | 158.6 | 2001 | 9999 | 2019 | 5.6851 | 153351.996 | 0.07414 | NEI 2019
Brandy Branch | 7846_G_002 | 7846 | G | 002 | 3311 | Combined Cycle | FRCC | Florida | Duval | 189.8 | 2001 | 9999 | 2019 | 39.3581 | 2372051 | 0.04491 | NEI 2019
Brandy Branch | 7846_G_003 | 7846 | G | 003 | 3312 | Combined Cycle | FRCC | Florida | Duval | 189.8 | 2001 | 9999 | 2019 | 41.5093 | 1229407 | 0.04491 | NEI 2019
Brandy Branch | 7846_G_004 | 7846 | G | 004 | 3311 | Combined Cycle | FRCC | Florida | Duval | 185 | 2005 | 9999 |  |  |  | 0.04491 | NEI 2019
Coon Rapids II | 7847_G_1 | 7847 | G | 1 |  | Combustion Turbine | MIS_MIDA | Iowa | Carroll | 1.7 | 2001 | 9999 |  |  |  | 0.92213 | Default Emission Factor
Coon Rapids II | 7847_G_2 | 7847 | G | 2 |  | Combustion Turbine | MIS_MIDA | Iowa | Carroll | 1.7 | 2001 | 9999 |  |  |  | 0.92213 | Default Emission Factor
Coon Rapids II | 7847_G_3 | 7847 | G | 3 |  | Combustion Turbine | MIS_MIDA | Iowa | Carroll | 1.7 | 2001 | 9999 |  |  |  | 0.92213 | Default Emission Factor
Holden | 7848_G_11 | 7848 | G | 11 | 3316 | Combustion Turbine | S_D_AECI | Missouri | Johnson | 93 | 2002 | 9999 | 2019 | 1.2296 | 59328.7149 | 0.04145 | NEI 2019
Holden | 7848_G_12 | 7848 | G | 12 | 3317 | Combustion Turbine | S_D_AECI | Missouri | Johnson | 83 | 2002 | 9999 | 2019 | 3.0571 | 52949.2831 | 0.11547 | NEI 2019
Holden | 7848_G_13 | 7848 | G | 13 | 3318 | Combustion Turbine | S_D_AECI | Missouri | Johnson | 88 | 2002 | 9999 | 2019 | 2.6598 | 56138.999 | 0.09476 | NEI 2019
Knoxville Industrial | 7849_G_1 | 7849 | G | 1 |  | Combustion Turbine | MIS_MIDA | Iowa | Marion | 2 | 2000 | 9999 |  |  |  | 0.92213 | Default Emission Factor
Knoxville Industrial | 7849_G_2 | 7849 | G | 2 |  | Combustion Turbine | MIS_MIDA | Iowa | Marion | 2 | 2000 | 9999 |  |  |  | 0.92213 | Default Emission Factor
Knoxville Industrial | 7849_G_3 | 7849 | G | 3 |  | Combustion Turbine | MIS_MIDA | Iowa | Marion | 2 | 2000 | 9999 |  |  |  | 0.92213 | Default Emission Factor
Knoxville Industrial | 7849_G_4 | 7849 | G | 4 |  | Combustion Turbine | MIS_MIDA | Iowa | Marion | 2 | 2000 | 9999 |  |  |  | 0.92213 | Default Emission Factor
Knoxville Industrial | 7849_G_5 | 7849 | G | 5 |  | Combustion Turbine | MIS_MIDA | Iowa | Marion | 2 | 2000 | 9999 |  |  |  | 0.92213 | Default Emission Factor
Knoxville Industrial | 7849_G_6 | 7849 | G | 6 |  | Combustion Turbine | MIS_MIDA | Iowa | Marion | 2 | 2000 | 9999 |  |  |  | 0.92213 | Default Emission Factor
Knoxville Industrial | 7849_G_7 | 7849 | G | 7 |  | Combustion Turbine | MIS_MIDA | Iowa | Marion | 2 | 2000 | 9999 |  |  |  | 0.92213 | Default Emission Factor
Knoxville Industrial | 7849_G_8 | 7849 | G | 8 |  | Combustion Turbine | MIS_MIDA | Iowa | Marion | 2 | 2000 | 9999 |  |  |  | 0.92213 | Default Emission Factor
Shenandoah | 7850_G_1 | 7850 | G | 1 |  | Combustion Turbine | MIS_MIDA | Iowa | Page | 2 | 2000 | 9999 |  |  |  | 0.92213 | Default Emission Factor
Shenandoah | 7850_G_10 | 7850 | G | 10 |  | Combustion Turbine | MIS_MIDA | Iowa | Page | 2 | 2000 | 9999 |  |  |  | 0.92213 | Default Emission Factor
Shenandoah | 7850_G_2 | 7850 | G | 2 |  | Combustion Turbine | MIS_MIDA | Iowa | Page | 2 | 2000 | 9999 |  |  |  | 0.92213 | Default Emission Factor
Shenandoah | 7850_G_3 | 7850 | G | 3 |  | Combustion Turbine | MIS_MIDA | Iowa | Page | 2 | 2000 | 9999 |  |  |  | 0.92213 | Default Emission Factor
Shenandoah | 7850_G_4 | 7850 | G | 4 |  | Combustion Turbine | MIS_MIDA | Iowa | Page | 2 | 2000 | 9999 |  |  |  | 0.92213 | Default Emission Factor
Shenandoah | 7850_G_5 | 7850 | G | 5 |  | Combustion Turbine | MIS_MIDA | Iowa | Page | 2 | 2000 | 9999 |  |  |  | 0.92213 | Default Emission Factor
Shenandoah | 7850_G_6 | 7850 | G | 6 |  | Combustion Turbine | MIS_MIDA | Iowa | Page | 2 | 2000 | 9999 |  |  |  | 0.92213 | Default Emission Factor
Shenandoah | 7850_G_7 | 7850 | G | 7 |  | Combustion Turbine | MIS_MIDA | Iowa | Page | 2 | 2000 | 9999 |  |  |  | 0.92213 | Default Emission Factor
Shenandoah | 7850_G_8 | 7850 | G | 8 |  | Combustion Turbine | MIS_MIDA | Iowa | Page | 2 | 2000 | 9999 |  |  |  | 0.92213 | Default Emission Factor
Shenandoah | 7850_G_9 | 7850 | G | 9 |  | Combustion Turbine | MIS_MIDA | Iowa | Page | 2 | 2000 | 9999 |  |  |  | 0.92213 | Default Emission Factor
Waterloo Lundquist | 7851_G_1 | 7851 | G | 1 |  | Combustion Turbine | MIS_MIDA | Iowa | Black Hawk | 2 | 2000 | 9999 |  |  |  | 0.92213 | Default Emission Factor
Waterloo Lundquist | 7851_G_2 | 7851 | G | 2 |  | Combustion Turbine | MIS_MIDA | Iowa | Black Hawk | 2 | 2000 | 9999 |  |  |  | 0.92213 | Default Emission Factor
Waterloo Lundquist | 7851_G_3 | 7851 | G | 3 |  | Combustion Turbine | MIS_MIDA | Iowa | Black Hawk | 2 | 2000 | 9999 |  |  |  | 0.92213 | Default Emission Factor
Waterloo Lundquist | 7851_G_4 | 7851 | G | 4 |  | Combustion Turbine | MIS_MIDA | Iowa | Black Hawk | 2 | 2000 | 9999 |  |  |  | 0.92213 | Default Emission Factor
Waterloo Lundquist | 7851_G_5 | 7851 | G | 5 |  | Combustion Turbine | MIS_MIDA | Iowa | Black Hawk | 2 | 2000 | 9999 |  |  |  | 0.92213 | Default Emission Factor
Waterloo Lundquist | 7851_G_6 | 7851 | G | 6 |  | Combustion Turbine | MIS_MIDA | Iowa | Black Hawk | 2 | 2000 | 9999 |  |  |  | 0.92213 | Default Emission Factor
Waterloo Lundquist | 7851_G_7 | 7851 | G | 7 |  | Combustion Turbine | MIS_MIDA | Iowa | Black Hawk | 2 | 2000 | 9999 |  |  |  | 0.92213 | Default Emission Factor
Waterloo Lundquist | 7851_G_8 | 7851 | G | 8 |  | Combustion Turbine | MIS_MIDA | Iowa | Black Hawk | 2 | 2000 | 9999 |  |  |  | 0.92213 | Default Emission Factor
Waterloo Lundquist | 7851_G_9 | 7851 | G | 9 |  | Combustion Turbine | MIS_MIDA | Iowa | Black Hawk | 2 | 2000 | 9999 |  |  |  | 0.92213 | Default Emission Factor
West Receiving | 7853_G_1 | 7853 | G | 1 |  | Combustion Turbine | MIS_MIDA | Iowa | Crawford | 1.8 | 1998 | 9999 |  |  |  | 0.92213 | Default Emission Factor
Avenue A Generator Sets | 7854_G_1 | 7854 | G | 1 |  | Combustion Turbine | PJM_COMD | Illinois | Whiteside | 1.8 | 2000 | 9999 |  |  |  | 0.92213 | Default Emission Factor
Avenue A Generator Sets | 7854_G_2 | 7854 | G | 2 |  | Combustion Turbine | PJM_COMD | Illinois | Whiteside | 1.8 | 2000 | 9999 |  |  |  | 0.92213 | Default Emission Factor
North | 7856_G_1 | 7856 | G | 1 |  | Combustion Turbine | MIS_MIDA | Iowa | Adair | 1.8 | 2002 | 9999 |  |  |  | 0.92213 | Default Emission Factor
North | 7856_G_2 | 7856 | G | 2 |  | Combustion Turbine | MIS_MIDA | Iowa | Adair | 1.8 | 2002 | 9999 |  |  |  | 0.92213 | Default Emission Factor
North | 7856_G_3 | 7856 | G | 3 |  | Combustion Turbine | MIS_MIDA | Iowa | Adair | 2.2 | 2011 | 9999 |  |  |  | 0.92213 | Default Emission Factor
North | 7856_G_4 | 7856 | G | 4 |  | Combustion Turbine | MIS_MIDA | Iowa | Adair | 2.2 | 2011 | 9999 |  |  |  | 0.92213 | Default Emission Factor
Gilliam South | 7857_G_1 | 7857 | G | 1 |  | Combustion Turbine | MIS_MIDA | Iowa | Adair | 1.7 | 2001 | 9999 |  |  |  | 0.92213 | Default Emission Factor
Gilliam South | 7857_G_7 | 7857 | G | 7 |  | Combustion Turbine | MIS_MIDA | Iowa | Adair | 2.3 | 2012 | 9999 |  |  |  | 0.92213 | Default Emission Factor
Shelbina Power #3 | 7860_G_G7 | 7860 | G | G7 |  | Combustion Turbine | S_D_AECI | Missouri | Shelby | 1.8 | 2002 | 9999 | 2019 | 0.0008 | 4 | 0.4 | NEI 2019
Shelbina Power #3 | 7860_G_G8 | 7860 | G | G8 |  | Combustion Turbine | S_D_AECI | Missouri | Shelby | 1.8 | 2002 | 9999 | 2017 | 0.0007 | 15.5 | 0.09032 | NEI 2019
Elk Mound | 7863_G_1 | 7863 | G | 1 | 3327 | Combustion Turbine | MIS_MNWI | Wisconsin | Chippewa | 30.7 | 2001 | 9999 |  |  |  | 0.12736 | Default Emission Factor
Elk Mound | 7863_G_2 | 7863 | G | 2 | 3328 | Combustion Turbine | MIS_MNWI | Wisconsin | Chippewa | 33.9 | 2001 | 9999 |  |  |  | 0.12736 | Default Emission Factor
Earlville | 7865_G_1 | 7865 | G | 1 |  | Combustion Turbine | MIS_IA | Iowa | Delaware | 1.8 | 2001 | 9999 |  |  |  | 0.92213 | Default Emission Factor
Glenwood Landing | 7869_G_GT1 | 7869 | G | GT1 | 3335 | Combustion Turbine | NY_Z_K | New York | Nassau | 12.6 | 1967 | 9999 |  |  |  | 0.12736 | Default Emission Factor
Glenwood Landing | 7869_G_GT4 | 7869 | G | GT4 | 10031 | Combustion Turbine | NY_Z_K | New York | Nassau | 40 | 2002 | 9999 |  |  |  | 0.08814 | NEI 2019
Glenwood Landing | 7869_G_GT5 | 7869 | G | GT5 | 10032 | Combustion Turbine | NY_Z_K | New York | Nassau | 40 | 2002 | 9999 | 2019 | 3.0496 | 69194.8164 | 0.08814 | NEI 2019
Encogen | 7870_G_CTG1 | 7870 | G | CTG1 | 89576 | Combined Cycle | WECC_PNW | Washington | Whatcom | 34.5 | 1993 | 9999 | 2019 | 4.7 | 91157 | 0.0608 | NEI 2019
Encogen | 7870_G_CTG2 | 7870 | G | CTG2 | 89577 | Combined Cycle | WECC_PNW | Washington | Whatcom | 34.5 | 1993 | 9999 | 2019 | 3.5 | 86691 | 0.0608 | NEI 2019
Encogen | 7870_G_CTG3 | 7870 | G | CTG3 | 89578 | Combined Cycle | WECC_PNW | Washington | Whatcom | 34.5 | 1993 | 9999 | 2019 | 4 | 90778 | 0.0608 | NEI 2019
Encogen | 7870_G_STG | 7870 | G | STG | 89576 | Combined Cycle | WECC_PNW | Washington | Whatcom | 55.9 | 1993 | 9999 |  |  |  | 0.0608 | NEI 2019
Robert P Mone Plant | 7872_G_1 | 7872 | G | 1 | 3336 | Combustion Turbine | PJM_West | Ohio | Van Wert | 145 | 2002 | 9999 | 2019 | 1.9 | 46144.3343 | 0.08235 | NEI 2019
Robert P Mone Plant | 7872_G_2 | 7872 | G | 2 | 3337 | Combustion Turbine | PJM_West | Ohio | Van Wert | 145 | 2002 | 9999 | 2019 | 1.46 | 46144.3343 | 0.06328 | NEI 2019
Robert P Mone Plant | 7872_G_3 | 7872 | G | 3 | 3338 | Combustion Turbine | PJM_West | Ohio | Van Wert | 145 | 2002 | 9999 | 2019 | 1.8 | 46144.3343 | 0.07802 | NEI 2019
H L Culbreath Bayside Power Station | 7873_G_1A | 7873 | G | 1A | 3339 | Combined Cycle | FRCC | Florida | Hillsborough | 156 | 2003 | 9999 | 2019 | 25.7519 | 1808847 | 0.04891 | NEI 2019
H L Culbreath Bayside Power Station | 7873_G_1B | 7873 | G | 1B | 3340 | Combined Cycle | FRCC | Florida | Hillsborough | 156 | 2003 | 9999 | 2019 | 26.6191 | 698269 | 0.04891 | NEI 2019
H L Culbreath Bayside Power Station | 7873_G_1C | 7873 | G | 1C | 3341 | Combined Cycle | FRCC | Florida | Hillsborough | 156 | 2003 | 9999 | 2019 | 25.7101 | 685701 | 0.04891 | NEI 2019
H L Culbreath Bayside Power Station | 7873_G_1ST | 7873 | G | 1ST | 3339 | Combined Cycle | FRCC | Florida | Hillsborough | 233 | 1965 | 9999 |  |  |  | 0.04891 | NEI 2019
H L Culbreath Bayside Power Station | 7873_G_2A | 7873 | G | 2A | 3342 | Combined Cycle | FRCC | Florida | Hillsborough | 156 | 2004 | 9999 | 2019 | 26.5015 | 2344211 | 0.049 | NEI 2019
H L Culbreath Bayside Power Station | 7873_G_2B | 7873 | G | 2B | 3343 | Combined Cycle | FRCC | Florida | Hillsborough | 156 | 2004 | 9999 | 2019 | 26.4984 | 701154 | 0.049 | NEI 2019
H L Culbreath Bayside Power Station | 7873_G_2C | 7873 | G | 2C | 3344 | Combined Cycle | FRCC | Florida | Hillsborough | 156 | 2004 | 9999 | 2019 | 30.1302 | 793146 | 0.049 | NEI 2019
H L Culbreath Bayside Power Station | 7873_G_2D | 7873 | G | 2D | 3345 | Combined Cycle | FRCC | Florida | Hillsborough | 156 | 2004 | 9999 | 2019 | 30.7655 | 809985 | 0.049 | NEI 2019
H L Culbreath Bayside Power Station | 7873_G_2ST | 7873 | G | 2ST | 3342 | Combined Cycle | FRCC | Florida | Hillsborough | 305 | 1967 | 9999 |  |  |  | 0.049 | NEI 2019
H L Culbreath Bayside Power Station | 7873_G_3 | 7873 | G | 3 | 90399 | Combustion Turbine | FRCC | Florida | Hillsborough | 56 | 2009 | 9999 | 2019 | 0.073462 | 5301.5 | 0.02771 | NEI 2019
H L Culbreath Bayside Power Station | 7873_G_4 | 7873 | G | 4 | 90401 | Combustion Turbine | FRCC | Florida | Hillsborough | 56 | 2009 | 9999 | 2019 | 0.081572 | 5301.5 | 0.03077 | NEI 2019
H L Culbreath Bayside Power Station | 7873_G_5 | 7873 | G | 5 | 90403 | Combustion Turbine | FRCC | Florida | Hillsborough | 56 | 2009 | 9999 | 2019 | 0.3484 | 5301.5 | 0.13144 | NEI 2019
H L Culbreath Bayside Power Station | 7873_G_6 | 7873 | G | 6 | 90405 | Combustion Turbine | FRCC | Florida | Hillsborough | 56 | 2009 | 9999 | 2019 | 0.22397 | 5301.5 | 0.08449 | NEI 2019
Edgerton | 7874_G_1 | 7874 | G | 1 |  | Combustion Turbine | PJM_West | Ohio | Williams | 1.8 | 2000 | 9999 |  |  |  | 0.92213 | Default Emission Factor
Edgerton | 7874_G_2 | 7874 | G | 2 |  | Combustion Turbine | PJM_West | Ohio | Williams | 1.8 | 2000 | 9999 |  |  |  | 0.92213 | Default Emission Factor
Wellington | 7878_G_1 | 7878 | G | 1 |  | Combustion Turbine | PJM_ATSI | Ohio | Lorain | 1 | 1998 | 9999 |  |  |  | 0.92213 | Default Emission Factor
Powell Valley | 7883_G_1 | 7883 | G | 1 |  | Combustion Turbine | S_C_TVA | Tennessee | Hancock | 1.8 | 2000 | 9999 |  |  |  | 0.92213 | Default Emission Factor
Powell Valley | 7883_G_10 | 7883 | G | 10 |  | Combustion Turbine | S_C_TVA | Tennessee | Hancock | 1.8 | 2000 | 9999 |  |  |  | 0.92213 | Default Emission Factor
Powell Valley | 7883_G_11 | 7883 | G | 11 |  | Combustion Turbine | S_C_TVA | Tennessee | Hancock | 1.8 | 2000 | 9999 |  |  |  | 0.92213 | Default Emission Factor
Powell Valley | 7883_G_2 | 7883 | G | 2 |  | Combustion Turbine | S_C_TVA | Tennessee | Hancock | 1.8 | 2000 | 9999 |  |  |  | 0.92213 | Default Emission Factor
Powell Valley | 7883_G_3 | 7883 | G | 3 |  | Combustion Turbine | S_C_TVA | Tennessee | Hancock | 1.8 | 2000 | 9999 |  |  |  | 0.92213 | Default Emission Factor
Powell Valley | 7883_G_4 | 7883 | G | 4 |  | Combustion Turbine | S_C_TVA | Tennessee | Hancock | 1.8 | 2000 | 9999 |  |  |  | 0.92213 | Default Emission Factor
Powell Valley | 7883_G_5 | 7883 | G | 5 |  | Combustion Turbine | S_C_TVA | Tennessee | Hancock | 1.8 | 2000 | 9999 |  |  |  | 0.92213 | Default Emission Factor
Powell Valley | 7883_G_6 | 7883 | G | 6 |  | Combustion Turbine | S_C_TVA | Tennessee | Hancock | 1.8 | 2000 | 9999 |  |  |  | 0.92213 | Default Emission Factor
Powell Valley | 7883_G_7 | 7883 | G | 7 |  | Combustion Turbine | S_C_TVA | Tennessee | Hancock | 1.8 | 2000 | 9999 |  |  |  | 0.92213 | Default Emission Factor
Powell Valley | 7883_G_8 | 7883 | G | 8 |  | Combustion Turbine | S_C_TVA | Tennessee | Hancock | 1.8 | 2000 | 9999 |  |  |  | 0.92213 | Default Emission Factor
Powell Valley | 7883_G_9 | 7883 | G | 9 |  | Combustion Turbine | S_C_TVA | Tennessee | Hancock | 1.8 | 2000 | 9999 |  |  |  | 0.92213 | Default Emission Factor
Dakota Magic | 7884_G_1 | 7884 | G | 1 |  | Combustion Turbine | MIS_MAPP | North Dakota | Richland | 1.5 | 2000 | 9999 |  |  |  | 0.92213 | Default Emission Factor
Terry Bundy Generating Station | 7887_G_1 | 7887 | G | 1 | 8370 | Combined Cycle | SPP_NEBR | Nebraska | Lancaster | 27.3 | 2004 | 9999 |  |  |  | 0.04505 | Default Emission Factor
Terry Bundy Generating Station | 7887_G_2 | 7887 | G | 2 | 8370 | Combined Cycle | SPP_NEBR | Nebraska | Lancaster | 46 | 2003 | 9999 |  |  |  | 0.04505 | Default Emission Factor
Terry Bundy Generating Station | 7887_G_3 | 7887 | G | 3 | 8372 | Combined Cycle | SPP_NEBR | Nebraska | Lancaster | 44.9 | 2004 | 9999 |  |  |  | 0.04505 | Default Emission Factor
Terry Bundy Generating Station | 7887_G_4 | 7887 | G | 4 | 8374 | Combustion Turbine | SPP_NEBR | Nebraska | Lancaster | 45.5 | 2003 | 9999 |  |  |  | 0.12736 | Default Emission Factor
Terry Bundy Generating Station | 7887_G_BSU | 7887 | G | BSU |  | Combustion Turbine | SPP_NEBR | Nebraska | Lancaster | 1.6 | 2004 | 9999 |  |  |  | 0.92213 | Default Emission Factor
Terry Bundy Generating Station | 7887_G_LFG1 | 7887 | G | LFG1 |  | Landfill Gas | SPP_NEBR | Nebraska | Lancaster | 1.6 | 2014 | 9999 |  |  |  | 0.54258 | Default Emission Factor
Terry Bundy Generating Station | 7887_G_LFG2 | 7887 | G | LFG2 |  | Landfill Gas | SPP_NEBR | Nebraska | Lancaster | 1.6 | 2014 | 9999 |  |  |  | 0.54258 | Default Emission Factor
Terry Bundy Generating Station | 7887_G_LFG3 | 7887 | G | LFG3 |  | Landfill Gas | SPP_NEBR | Nebraska | Lancaster | 1.6 | 2014 | 9999 |  |  |  | 0.54258 | Default Emission Factor
E B Harris Electric Generating Plant | 7897_G_CT1A | 7897 | G | CT1A | 3355 | Combined Cycle | S_SOU | Alabama | Autauga | 182.6 | 2003 | 9999 | 2019 | 11.77 | 621928 | 0.02302 | NEI 2019
E B Harris Electric Generating Plant | 7897_G_CT1B | 7897 | G | CT1B | 3356 | Combined Cycle | S_SOU | Alabama | Autauga | 182.6 | 2003 | 9999 | 2019 | 11.68 | 1415246 | 0.02302 | NEI 2019
E B Harris Electric Generating Plant | 7897_G_CT2A | 7897 | G | CT2A | 3357 | Combined Cycle | S_SOU | Alabama | Autauga | 178.3 | 2003 | 9999 | 2019 | 19.99 | 736552 | 0.03096 | NEI 2019
E B Harris Electric Generating Plant | 7897_G_CT2B | 7897 | G | CT2B | 3358 | Combined Cycle | S_SOU | Alabama | Autauga | 178.3 | 2003 | 9999 | 2019 | 16.66 | 1630679 | 0.03096 | NEI 2019
E B Harris Electric Generating Plant | 7897_G_ST1 | 7897 | G | ST1 | 3355 | Combined Cycle | S_SOU | Alabama | Autauga | 293 | 2003 | 9999 |  |  |  | 0.02302 | NEI 2019
E B Harris Electric Generating Plant | 7897_G_ST2 | 7897 | G | ST2 | 3357 | Combined Cycle | S_SOU | Alabama | Autauga | 300 | 2003 | 9999 |  |  |  | 0.03096 | NEI 2019
New Knoxville | 7898_G_1 | 7898 | G | 1 |  | Combustion Turbine | PJM_West | Ohio | Auglaize | 1 | 2000 | 9999 |  |  |  | 0.92213 | Default Emission Factor
Sand Hill | 7900_G_5A | 7900 | G | 5A | 10015 | Combined Cycle | ERC_REST | Texas | Travis | 161 | 2004 | 9999 |  |  |  | 0.02259 | NEI 2019
Sand Hill | 7900_G_5C | 7900 | G | 5C | 10015 | Combined Cycle | ERC_REST | Texas | Travis | 151 | 2004 | 9999 | 2019 | 13.5802 | 1202191 | 0.02259 | NEI 2019
Sand Hill | 7900_G_SH1 | 7900 | G | SH1 | 1149 | Combustion Turbine | ERC_REST | Texas | Travis | 47.3 | 2001 | 9999 | 2019 | 1.1734 | 52551.8333 | 0.04466 | NEI 2019
Sand Hill | 7900_G_SH2 | 7900 | G | SH2 | 1150 | Combustion Turbine | ERC_REST | Texas | Travis | 47.3 | 2001 | 9999 | 2019 | 1.2607 | 52551.8333 | 0.04798 | NEI 2019
Sand Hill | 7900_G_SH3 | 7900 | G | SH3 | 1151 | Combustion Turbine | ERC_REST | Texas | Travis | 47.3 | 2001 | 9999 | 2019 | 1.2594 | 52551.8333 | 0.04793 | NEI 2019
Sand Hill | 7900_G_SH4 | 7900 | G | SH4 | 1152 | Combustion Turbine | ERC_REST | Texas | Travis | 47.3 | 2001 | 9999 | 2019 | 1.2592 | 52551.8333 | 0.04792 | NEI 2019
Sand Hill | 7900_G_SH6 | 7900 | G | SH6 | 90519 | Combustion Turbine | ERC_REST | Texas | Travis | 47.3 | 2010 | 9999 | 2019 | 0.8173 | 52551.8333 | 0.03111 | NEI 2019
Sand Hill | 7900_G_SH7 | 7900 | G | SH7 | 90520 | Combustion Turbine | ERC_REST | Texas | Travis | 47.3 | 2010 | 9999 | 2019 | 0.6034 | 52551.8333 | 0.02296 | NEI 2019
McCartney | 7903_G_MGS1 | 7903 | G | MGS1 | 3361 | Combustion Turbine | SPP_N | Missouri | Greene | 50 | 2002 | 9999 | 2019 | 0.5591 | 49242.5 | 0.02271 | NEI 2019
McCartney | 7903_G_MSG2 | 7903 | G | MSG2 | 3363 | Combustion Turbine | SPP_N | Missouri | Greene | 50 | 2002 | 9999 | 2019 | 0.5732 | 49242.5 | 0.02328 | NEI 2019
Vernon Boulevard | 7909_G_VG02 | 7909 | G | VG02 | 8380 | Combustion Turbine | NY_Z_J | New York | Queens | 40 | 2001 | 9999 |  |  |  | 0.0772 | NEI 2019
Vernon Boulevard | 7909_G_VG03 | 7909 | G | VG03 | 8382 | Combustion Turbine | NY_Z_J | New York | Queens | 39.9 | 2001 | 9999 | 2019 | 1.2367 | 32038 | 0.0772 | NEI 2019
Joseph J Seymour Power Project | 7910_G_1 | 7910 | G | 1 | 8384 | Combustion Turbine | NY_Z_J | New York | Kings | 40 | 2001 | 9999 |  |  |  | 0.07515 | NEI 2019
Joseph J Seymour Power Project | 7910_G_2 | 7910 | G | 2 | 8386 | Combustion Turbine | NY_Z_J | New York | Kings | 39.9 | 2001 | 9999 | 2019 | 2.7418 | 72966 | 0.07515 | NEI 2019
Brentwood | 7912_G_1 | 7912 | G | 1 | 8390 | Combustion Turbine | NY_Z_K | New York | Suffolk | 45.5 | 2001 | 9999 | 2019 | 1.8073 | 50423 | 0.07169 | NEI 2019
Hell Gate | 7913_G_HG01 | 7913 | G | HG01 | 8392 | Combustion Turbine | NY_Z_J | New York | Bronx | 39.9 | 2001 | 9999 |  |  |  | 0.0836 | NEI 2019
Hell Gate | 7913_G_HG02 | 7913 | G | HG02 | 8394 | Combustion Turbine | NY_Z_J | New York | Bronx | 40 | 2001 | 9999 | 2019 | 1.0413 | 24911 | 0.0836 | NEI 2019
Harlem River Yard | 7914_G_HR01 | 7914 | G | HR01 | 8396 | Combustion Turbine | NY_Z_J | New York | Bronx | 39.9 | 2001 | 9999 |  |  |  | 0.08222 | NEI 2019
Harlem River Yard | 7914_G_HR02 | 7914 | G | HR02 | 8398 | Combustion Turbine | NY_Z_J | New York | Bronx | 40 | 2001 | 9999 | 2019 | 1.042 | 25345 | 0.08222 | NEI 2019
North 1st | 7915_G_N01 | 7915 | G | N01 | 8400 | Combustion Turbine | NY_Z_J | New York | Kings | 46 | 2001 | 9999 | 2019 | 0.75304 | 29372 | 0.05128 | NEI 2019
Talbot County Energy | 7916_G_1 | 7916 | G | 1 | 3365 | Combustion Turbine | S_SOU | Georgia | Talbot | 97 | 2002 | 9999 | 2019 | 10.2 | 82562.3932 | 0.24709 | NEI 2019
Talbot County Energy | 7916_G_2 | 7916 | G | 2 | 3366 | Combustion Turbine | S_SOU | Georgia | Talbot | 95.8 | 2002 | 9999 | 2019 | 10.2 | 81541.0028 | 0.25018 | NEI 2019
Talbot County Energy | 7916_G_3 | 7916 | G | 3 | 3367 | Combustion Turbine | S_SOU | Georgia | Talbot | 96.2 | 2002 | 9999 | 2019 | 10.1 | 81881.4662 | 0.2467 | NEI 2019
Talbot County Energy | 7916_G_4 | 7916 | G | 4 | 3368 | Combustion Turbine | S_SOU | Georgia | Talbot | 97.3 | 2002 | 9999 | 2019 | 10.4 | 82817.7408 | 0.25115 | NEI 2019
Talbot County Energy | 7916_G_5 | 7916 | G | 5 | 3369 | Combustion Turbine | S_SOU | Georgia | Talbot | 96.5 | 2003 | 9999 | 2019 | 8.0713 | 82136.8139 | 0.19653 | NEI 2019
Talbot County Energy | 7916_G_6 | 7916 | G | 6 | 3370 | Combustion Turbine | S_SOU | Georgia | Talbot | 96.3 | 2003 | 9999 | 2019 | 7.21 | 81966.5821 | 0.17593 | NEI 2019
Chattahoochee Energy Facility | 7917_G_1 | 7917 | G | 1 | 3371 | Combined Cycle | S_SOU | Georgia | Heard | 142.8 | 2003 | 9999 |  |  |  | 0.04505 | Default Emission Factor
Chattahoochee Energy Facility | 7917_G_2 | 7917 | G | 2 | 3372 | Combined Cycle | S_SOU | Georgia | Heard | 149.1 | 2003 | 9999 |  |  |  | 0.04505 | Default Emission Factor
Chattahoochee Energy Facility | 7917_G_3 | 7917 | G | 3 | 3371 | Combined Cycle | S_SOU | Georgia | Heard | 166 | 2003 | 9999 |  |  |  | 0.04505 | Default Emission Factor
Galion | 7918_G_1 | 7918 | G | 1 |  | Combustion Turbine | PJM_ATSI | Ohio | Crawford | 1.8 | 2001 | 9999 |  |  |  | 0.92213 | Default Emission Factor
Galion | 7918_G_2 | 7918 | G | 2 |  | Combustion Turbine | PJM_ATSI | Ohio | Crawford | 1.8 | 2001 | 9999 |  |  |  | 0.92213 | Default Emission Factor
Galion | 7918_G_3 | 7918 | G | 3 |  | Combustion Turbine | PJM_ATSI | Ohio | Crawford | 1.8 | 2001 | 9999 |  |  |  | 0.92213 | Default Emission Factor
Seville | 7919_G_1 | 7919 | G | 1 |  | Combustion Turbine | PJM_ATSI | Ohio | Medina | 1.8 | 2001 | 9999 |  |  |  | 0.92213 | Default Emission Factor
Seville | 7919_G_2 | 7919 | G | 2 |  | Combustion Turbine | PJM_ATSI | Ohio | Medina | 1.8 | 2001 | 9999 |  |  |  | 0.92213 | Default Emission Factor
Seville | 7919_G_3 | 7919 | G | 3 |  | Combustion Turbine | PJM_ATSI | Ohio | Medina | 1.8 | 2001 | 9999 |  |  |  | 0.92213 | Default Emission Factor
Traer South | 7920_G_5 | 7920 | G | 5 |  | Combustion Turbine | MIS_MIDA | Iowa | Tama | 1.8 | 2001 | 9999 |  |  |  | 0.92213 | Default Emission Factor
Maquoketa 2 | 7921_G_11 | 7921 | G | 11 |  | Combustion Turbine | MIS_IA | Iowa | Jackson | 1.2 | 2001 | 9999 |  |  |  | 0.92213 | Default Emission Factor
Maquoketa 2 | 7921_G_12 | 7921 | G | 12 |  | Combustion Turbine | MIS_IA | Iowa | Jackson | 1.3 | 2001 | 9999 |  |  |  | 0.92213 | Default Emission Factor
Maquoketa 2 | 7921_G_13 | 7921 | G | 13 |  | Combustion Turbine | MIS_IA | Iowa | Jackson | 1.3 | 2002 | 9999 |  |  |  | 0.92213 | Default Emission Factor
Maquoketa 2 | 7921_G_14 | 7921 | G | 14 |  | Combustion Turbine | MIS_IA | Iowa | Jackson | 1.3 | 2002 | 9999 |  |  |  | 0.92213 | Default Emission Factor
Albertville | 7924_G_DG1 | 7924 | G | DG1 |  | Combustion Turbine | S_C_TVA | Alabama | Marshall | 0.9 | 2000 | 9999 |  |  |  | 0.92213 | Default Emission Factor
Albertville | 7924_G_DG2 | 7924 | G | DG2 |  | Combustion Turbine | S_C_TVA | Alabama | Marshall | 0.9 | 2000 | 9999 |  |  |  | 0.92213 | Default Emission Factor
Albertville | 7924_G_DG3 | 7924 | G | DG3 |  | Combustion Turbine | S_C_TVA | Alabama | Marshall | 0.9 | 2000 | 9999 |  |  |  | 0.92213 | Default Emission Factor
Albertville | 7924_G_DG4 | 7924 | G | DG4 |  | Combustion Turbine | S_C_TVA | Alabama | Marshall | 0.9 | 2000 | 9999 |  |  |  | 0.92213 | Default Emission Factor
Lakefield Junction | 7925_G_1 | 7925 | G | 1 | 3985 | Combustion Turbine | MIS_MNWI | Minnesota | Martin | 83.5 | 2001 | 9999 |  |  |  | 0.12736 | Default Emission Factor
Lakefield Junction | 7925_G_2 | 7925 | G | 2 | 3986 | Combustion Turbine | MIS_MNWI | Minnesota | Martin | 83 | 2001 | 9999 |  |  |  | 0.12736 | Default Emission Factor
Lakefield Junction | 7925_G_3 | 7925 | G | 3 | 3987 | Combustion Turbine | MIS_MNWI | Minnesota | Martin | 82.8 | 2001 | 9999 | 2019 | 0.030731 | 9967.1266 | 0.00617 | NEI 2019
Lakefield Junction | 7925_G_4 | 7925 | G | 4 | 3988 | Combustion Turbine | MIS_MNWI | Minnesota | Martin | 83 | 2001 | 9999 |  |  |  | 0.12736 | Default Emission Factor
Lakefield Junction | 7925_G_5 | 7925 | G | 5 | 3989 | Combustion Turbine | MIS_MNWI | Minnesota | Martin | 84.2 | 2001 | 9999 | 2019 | 0.044944 | 10135.6529 | 0.00887 | NEI 2019
Lakefield Junction | 7925_G_6 | 7925 | G | 6 | 3990 | Combustion Turbine | MIS_MNWI | Minnesota | Martin | 83.6 | 2001 | 9999 | 2019 | 0.048776 | 10063.4273 | 0.00969 | NEI 2019
Lakefield Junction | 7925_G_7 | 7925 | G | 7 |  | Combustion Turbine | MIS_MNWI | Minnesota | Martin | 2 | 2002 | 9999 |  |  |  | 0.92213 | Default Emission Factor
South Strawberry | 7926_G_1A | 7926 | G | 1A |  | Combustion Turbine | MIS_IA | Iowa | Clayton | 1.8 | 2002 | 9999 |  |  |  | 0.92213 | Default Emission Factor
South Strawberry | 7926_G_2A | 7926 | G | 2A |  | Combustion Turbine | MIS_IA | Iowa | Clayton | 1.8 | 2002 | 9999 |  |  |  | 0.92213 | Default Emission Factor
Osawatomie | 7928_G_1 | 7928 | G | 1 | 3383 | Combustion Turbine | SPP_N | Kansas | Miami | 75.7 | 2003 | 9999 | 2019 | 0.97755 | 26103 | 0.0749 | NEI 2019
West Gardner | 7929_G_1 | 7929 | G | 1 | 3391 | Combustion Turbine | SPP_N | Kansas | Johnson | 79.5 | 2003 | 9999 | 2019 | 1.406 | 34199.9904 | 0.08222 | NEI 2019
West Gardner | 7929_G_2 | 7929 | G | 2 | 3392 | Combustion Turbine | SPP_N | Kansas | Johnson | 78.6 | 2003 | 9999 | 2019 | 1.4468 | 33812.8207 | 0.08558 | NEI 2019
West Gardner | 7929_G_3 | 7929 | G | 3 | 3393 | Combustion Turbine | SPP_N | Kansas | Johnson | 77.3 | 2003 | 9999 | 2019 | 1.3657 | 33253.5756 | 0.08214 | NEI 2019
West Gardner | 7929_G_4 | 7929 | G | 4 | 3394 | Combustion Turbine | SPP_N | Kansas | Johnson | 77.5 | 2003 | 9999 | 2019 | 1.133 | 33339.6133 | 0.06797 | NEI 2019
Russell Energy Center | 7930_G_T-1 | 7930 | G | T-1 |  | Combustion Turbine | SPP_N | Kansas | Russell | 6 | 2002 | 9999 |  |  |  | 0.12736 | Default Emission Factor
Russell Energy Center | 7930_G_T-2 | 7930 | G | T-2 |  | Combustion Turbine | SPP_N | Kansas | Russell | 6 | 2002 | 9999 |  |  |  | 0.12736 | Default Emission Factor
Coyote Springs II | 7931_G_1 | 7931 | G | 1 | 3106 | Combined Cycle | WECC_PNW | Oregon | Morrow | 173 | 2003 | 9999 |  |  |  | 0.04505 | Default Emission Factor
Coyote Springs II | 7931_G_2 | 7931 | G | 2 | 3106 | Combined Cycle | WECC_PNW | Oregon | Morrow | 117 | 2003 | 9999 |  |  |  | 0.04505 | Default Emission Factor
Gaylord - Wolverine | 7932_G_1 | 7932 | G | 1 |  | Combustion Turbine | MIS_LMI | Michigan | Otsego | 20.2 | 2001 | 9999 | 2019 | 1.24 | 21975 | 0.11286 | NEI 2019
Gaylord - Wolverine | 7932_G_2 | 7932 | G | 2 |  | Combustion Turbine | MIS_LMI | Michigan | Otsego | 20.2 | 2001 | 9999 | 2019 | 0.916 | 21975 | 0.08337 | NEI 2019
Gaylord - Wolverine | 7932_G_3 | 7932 | G | 3 |  | Combustion Turbine | MIS_LMI | Michigan | Otsego | 20.2 | 2001 | 9999 | 2019 | 0.6545 | 21975 | 0.05957 | NEI 2019
Industrial Park | 7934_G_3 | 7934 | G | 3 |  | Combustion Turbine | PJM_COMD | Illinois | Whiteside | 1.8 | 2001 | 9999 |  |  |  | 0.92213 | Default Emission Factor
Industrial Park | 7934_G_4 | 7934 | G | 4 |  | Combustion Turbine | PJM_COMD | Illinois | Whiteside | 1.8 | 2001 | 9999 |  |  |  | 0.92213 | Default Emission Factor
Industrial Park | 7934_G_5 | 7934 | G | 5 |  | Combustion Turbine | PJM_COMD | Illinois | Whiteside | 1.8 | 2001 | 9999 |  |  |  | 0.92213 | Default Emission Factor
Industrial Park | 7934_G_6 | 7934 | G | 6 |  | Combustion Turbine | PJM_COMD | Illinois | Whiteside | 1.8 | 2002 | 9999 |  |  |  | 0.92213 | Default Emission Factor
Industrial Park | 7934_G_7 | 7934 | G | 7 |  | Combustion Turbine | PJM_COMD | Illinois | Whiteside | 1.8 | 2002 | 9999 |  |  |  | 0.92213 | Default Emission Factor
Industrial Park | 7934_G_8 | 7934 | G | 8 |  | Combustion Turbine | PJM_COMD | Illinois | Whiteside | 2.2 | 2011 | 9999 |  |  |  | 0.92213 | Default Emission Factor
Industrial Park | 7934_G_9 | 7934 | G | 9 |  | Combustion Turbine | PJM_COMD | Illinois | Whiteside | 2.2 | 2011 | 9999 |  |  |  | 0.92213 | Default Emission Factor
Trenton South | 7935_G_1 | 7935 | G | 1 |  | Combustion Turbine | MIS_MO | Missouri | Grundy | 1.8 | 2000 | 9999 |  |  |  | 0.92213 | Default Emission Factor
Trenton South | 7935_G_2 | 7935 | G | 2 |  | Combustion Turbine | MIS_MO | Missouri | Grundy | 1.8 | 2000 | 9999 |  |  |  | 0.92213 | Default Emission Factor
Trenton South | 7935_G_3 | 7935 | G | 3 |  | Combustion Turbine | MIS_MO | Missouri | Grundy | 1.8 | 2000 | 9999 |  |  |  | 0.92213 | Default Emission Factor
Trenton South | 7935_G_4 | 7935 | G | 4 |  | Combustion Turbine | MIS_MO | Missouri | Grundy | 1.8 | 2000 | 9999 |  |  |  | 0.92213 | Default Emission Factor
Trenton South | 7935_G_5 | 7935 | G | 5 |  | Combustion Turbine | MIS_MO | Missouri | Grundy | 2 | 2004 | 9999 |  |  |  | 0.92213 | Default Emission Factor
Trenton South | 7935_G_6 | 7935 | G | 6 |  | Combustion Turbine | MIS_MO | Missouri | Grundy | 2 | 2004 | 9999 |  |  |  | 0.92213 | Default Emission Factor
Trenton South | 7935_G_7 | 7935 | G | 7 |  | Combustion Turbine | MIS_MO | Missouri | Grundy | 2 | 2004 | 9999 |  |  |  | 0.92213 | Default Emission Factor
Ponton Diesel Generating Facility | 7940_G_1 | 7940 | G | 1 |  | Combustion Turbine | PJM_Dom | Virginia | Amelia | 2 | 2002 | 9999 |  |  |  | 0.92213 | Default Emission Factor
Ponton Diesel Generating Facility | 7940_G_2 | 7940 | G | 2 |  | Combustion Turbine | PJM_Dom | Virginia | Amelia | 2 | 2002 | 9999 |  |  |  | 0.92213 | Default Emission Factor
Nottoway Diesel Generating Facility | 7941_G_1 | 7941 | G | 1 |  | Combustion Turbine | PJM_Dom | Virginia | Southampton | 2 | 2002 | 9999 |  |  |  | 0.92213 | Default Emission Factor
Nottoway Diesel Generating Facility | 7941_G_2 | 7941 | G | 2 |  | Combustion Turbine | PJM_Dom | Virginia | Southampton | 2 | 2002 | 9999 |  |  |  | 0.92213 | Default Emission Factor
Wansley Unit 9 | 7946_G_CT1 | 7946 | G | CT1 | 8402 | Combined Cycle | S_SOU | Georgia | Heard | 143.4 | 2004 | 9999 | 2019 | 23.24 | 981116 | 0.03954 | NEI 2019
Wansley Unit 9 | 7946_G_CT2 | 7946 | G | CT2 | 8404 | Combined Cycle | S_SOU | Georgia | Heard | 140.6 | 2004 | 9999 | 2017 | 33.98 | 743799 | 0.03954 | NEI 2019
Wansley Unit 9 | 7946_G_ST1 | 7946 | G | ST1 | 8402 | Combined Cycle | S_SOU | Georgia | Heard | 201.7 | 2004 | 9999 |  |  |  | 0.03954 | NEI 2019
Solway CT | 7947_G_1 | 7947 | G | 1 | 8406 | Combustion Turbine | MIS_MAPP | Minnesota | Beltrami | 43.1 | 2003 | 9999 |  |  |  | 0.12736 | Default Emission Factor
Solway CT | 7947_G_D1 | 7947 | G | D1 |  | Combustion Turbine | MIS_MAPP | Minnesota | Beltrami | 1.3 | 2005 | 9999 |  |  |  | 0.92213 | Default Emission Factor
Lawrence County Station | 7948_G_1 | 7948 | G | 1 | 8410 | Combustion Turbine | MIS_INKY | Indiana | Lawrence | 43.8 | 2005 | 9999 | 2017 | 0.18191 | 6759 | 0.05383 | NEI 2019
Lawrence County Station | 7948_G_2 | 7948 | G | 2 | 8412 | Combustion Turbine | MIS_INKY | Indiana | Lawrence | 43.8 | 2005 | 9999 | 2017 | 0.20469 | 6759 | 0.06057 | NEI 2019
Lawrence County Station | 7948_G_3 | 7948 | G | 3 | 8414 | Combustion Turbine | MIS_INKY | Indiana | Lawrence | 43.8 | 2005 | 9999 | 2019 | 0.19229 | 6724.8333 | 0.05719 | NEI 2019
Lawrence County Station | 7948_G_4 | 7948 | G | 4 | 8416 | Combustion Turbine | MIS_INKY | Indiana | Lawrence | 43.8 | 2005 | 9999 | 2017 | 0.20569 | 6759 | 0.06086 | NEI 2019
Lawrence County Station | 7948_G_5 | 7948 | G | 5 | 88290 | Combustion Turbine | MIS_INKY | Indiana | Lawrence | 43.8 | 2005 | 9999 | 2017 | 0.33299 | 6759 | 0.09853 | NEI 2019
Lawrence County Station | 7948_G_6 | 7948 | G | 6 | 88291 | Combustion Turbine | MIS_INKY | Indiana | Lawrence | 43.8 | 2005 | 9999 | 2017 | 0.37955 | 6759 | 0.11231 | NEI 2019
Evander Andrews Power Complex | 7953_G_1 | 7953 | G | 1 | 90108 | Combustion Turbine | WECC_ID | Idaho | Elmore | 171 | 2008 | 9999 | 2017 | 2.1809 | 45022.5179 | 0.09688 | NEI 2019
Evander Andrews Power Complex | 7953_G_2 | 7953 | G | 2 | 8422 | Combustion Turbine | WECC_ID | Idaho | Elmore | 41.4 | 2001 | 9999 |  |  |  | 0.12736 | Default Emission Factor
Evander Andrews Power Complex | 7953_G_3 | 7953 | G | 3 | 8424 | Combustion Turbine | WECC_ID | Idaho | Elmore | 39 | 2001 | 9999 | 2019 | 0.12181 | 45725.716 | 0.00533 | NEI 2019
Field Street | 7954_G_1 | 7954 | G | 1 |  | Combustion Turbine | FRCC | Florida | Volusia | 22 | 2001 | 9999 |  |  |  | 0.12736 | Default Emission Factor
Field Street | 7954_G_2 | 7954 | G | 2 |  | Combustion Turbine | FRCC | Florida | Volusia | 22 | 2001 | 9999 |  |  |  | 0.12736 | Default Emission Factor
Elk City Station | 7955_G_1 | 7955 | G | 1 |  | Landfill Gas | SPP_NEBR | Nebraska | Douglas | 0.8 | 2002 | 9999 |  |  |  | 0.54258 | Default Emission Factor
Elk City Station | 7955_G_2 | 7955 | G | 2 |  | Landfill Gas | SPP_NEBR | Nebraska | Douglas | 0.8 | 2002 | 9999 |  |  |  | 0.54258 | Default Emission Factor
Elk City Station | 7955_G_3 | 7955 | G | 3 |  | Landfill Gas | SPP_NEBR | Nebraska | Douglas | 0.8 | 2002 | 9999 |  |  |  | 0.54258 | Default Emission Factor
Elk City Station | 7955_G_4 | 7955 | G | 4 |  | Landfill Gas | SPP_NEBR | Nebraska | Douglas | 0.8 | 2002 | 9999 |  |  |  | 0.54258 | Default Emission Factor
Elk City Station | 7955_G_5 | 7955 | G | 5 |  | Landfill Gas | SPP_NEBR | Nebraska | Douglas | 0.8 | 2006 | 9999 |  |  |  | 0.54258 | Default Emission Factor
Elk City Station | 7955_G_6 | 7955 | G | 6 |  | Landfill Gas | SPP_NEBR | Nebraska | Douglas | 0.8 | 2006 | 9999 |  |  |  | 0.54258 | Default Emission Factor
Elk City Station | 7955_G_7 | 7955 | G | 7 |  | Landfill Gas | SPP_NEBR | Nebraska | Douglas | 0.8 | 2006 | 9999 |  |  |  | 0.54258 | Default Emission Factor
Elk City Station | 7955_G_8 | 7955 | G | 8 |  | Landfill Gas | SPP_NEBR | Nebraska | Douglas | 0.8 | 2009 | 9999 |  |  |  | 0.54258 | Default Emission Factor
Sediver | 7957_G_1 | 7957 | G | 1 |  | Combustion Turbine | S_VACA | South Carolina | York | 2.4 | 2003 | 9999 |  |  |  | 0.92213 | Default Emission Factor
Horry Land Fill Gas Site | 7958_G_HG1 | 7958 | G | HG1 |  | Landfill Gas | S_VACA | South Carolina | Horry | 1.1 | 2001 | 9999 |  |  |  | 0.54258 | Default Emission Factor
Horry Land Fill Gas Site | 7958_G_HG2 | 7958 | G | HG2 |  | Landfill Gas | S_VACA | South Carolina | Horry | 1.1 | 2001 | 9999 |  |  |  | 0.54258 | Default Emission Factor
Horry Land Fill Gas Site | 7958_G_HG3 | 7958 | G | HG3 |  | Landfill Gas | S_VACA | South Carolina | Horry | 1.1 | 2003 | 9999 |  |  |  | 0.54258 | Default Emission Factor
Kemper County | 7960_G_GT1 | 7960 | G | GT1 | 3379 | Combustion Turbine | S_C_TVA | Mississippi | Kemper | 73.3 | 2002 | 9999 | 2017 | 2.96 | 56686.25 | 0.10443 | NEI 2019
Kemper County | 7960_G_GT2 | 7960 | G | GT2 | 3380 | Combustion Turbine | S_C_TVA | Mississippi | Kemper | 73.3 | 2002 | 9999 | 2017 | 4.67 | 56686.25 | 0.16477 | NEI 2019
Kemper County | 7960_G_GT3 | 7960 | G | GT3 | 3381 | Combustion Turbine | S_C_TVA | Mississippi | Kemper | 73.3 | 2002 | 9999 | 2017 | 3.47 | 56686.25 | 0.12243 | NEI 2019
Kemper County | 7960_G_GT4 | 7960 | G | GT4 | 3382 | Combustion Turbine | S_C_TVA | Mississippi | Kemper | 73.3 | 2002 | 9999 | 2017 | 4.67 | 56686.25 | 0.16477 | NEI 2019
Warren F Sam Beasley Generation Station | 7962_G_001 | 7962 | G | 001 | 8426 | Combustion Turbine | PJM_EMAC | Delaware | Kent | 48 | 2002 | 9999 | 2019 | 0.68253 | 14011.5918 | 0.09742 | NEI 2019
Warren F Sam Beasley Generation Station | 7962_G_002 | 7962 | G | 002 | 90703 | Combustion Turbine | PJM_EMAC | Delaware | Kent | 50 | 2012 | 9999 | 2019 | 0.50402 | 14595.4082 | 0.06907 | NEI 2019
Peno Creek | 7964_G_GT1 | 7964 | G | GT1 | 9048 | Combustion Turbine | MIS_MO | Missouri | Pike | 47 | 2002 | 9999 | 2019 | 0.3829 | 16131.25 | 0.04747 | NEI 2019
Peno Creek | 7964_G_GT2 | 7964 | G | GT2 | 9050 | Combustion Turbine | MIS_MO | Missouri | Pike | 47 | 2002 | 9999 | 2019 | 0.192 | 16131.25 | 0.02381 | NEI 2019
Peno Creek | 7964_G_GT3 | 7964 | G | GT3 | 9052 | Combustion Turbine | MIS_MO | Missouri | Pike | 47 | 2002 | 9999 | 2019 | 0.3308 | 16131.25 | 0.04101 | NEI 2019
Peno Creek | 7964_G_GT4 | 7964 | G | GT4 | 9054 | Combustion Turbine | MIS_MO | Missouri | Pike | 47 | 2002 | 9999 | 2019 | 0.2918 | 16131.25 | 0.03618 | NEI 2019
Lordsburg Generating | 7967_G_GT1 | 7967 | G | GT1 | 9190 | Combustion Turbine | WECC_NM | New Mexico | Hidalgo | 37 | 2002 | 9999 | 2019 | 0.302 | 9908 | 0.06096 | NEI 2019
Lordsburg Generating | 7967_G_GT2 | 7967 | G | GT2 | 9191 | Combustion Turbine | WECC_NM | New Mexico | Hidalgo | 37 | 2002 | 9999 | 2019 | 0.423 | 9908 | 0.08539 | NEI 2019
Pella Peaking | 7971_G_10 | 7971 | G | 10 |  | Combustion Turbine | MIS_MIDA | Iowa | Marion | 1.8 | 2003 | 9999 |  |  |  | 0.92213 | Default Emission Factor
Pella Peaking | 7971_G_11 | 7971 | G | 11 |  | Combustion Turbine | MIS_MIDA | Iowa | Marion | 1.8 | 2003 | 9999 |  |  |  | 0.92213 | Default Emission Factor
Pella Peaking | 7971_G_12 | 7971 | G | 12 |  | Combustion Turbine | MIS_MIDA | Iowa | Marion | 1.8 | 2003 | 9999 |  |  |  | 0.92213 | Default Emission Factor
Pella Peaking | 7971_G_13 | 7971 | G | 13 |  | Combustion Turbine | MIS_MIDA | Iowa | Marion | 1.8 | 2003 | 9999 |  |  |  | 0.92213 | Default Emission Factor
Pella Peaking | 7971_G_14 | 7971 | G | 14 |  | Combustion Turbine | MIS_MIDA | Iowa | Marion | 1.8 | 2003 | 9999 |  |  |  | 0.92213 | Default Emission Factor
Pella Peaking | 7971_G_15 | 7971 | G | 15 |  | Combustion Turbine | MIS_MIDA | Iowa | Marion | 1.8 | 2003 | 9999 |  |  |  | 0.92213 | Default Emission Factor
Pella Peaking | 7971_G_16 | 7971 | G | 16 |  | Combustion Turbine | MIS_MIDA | Iowa | Marion | 1.8 | 2003 | 9999 |  |  |  | 0.92213 | Default Emission Factor
Pella Peaking | 7971_G_3 | 7971 | G | 3 |  | Combustion Turbine | MIS_MIDA | Iowa | Marion | 1.8 | 2003 | 9999 |  |  |  | 0.92213 | Default Emission Factor
Pella Peaking | 7971_G_4 | 7971 | G | 4 |  | Combustion Turbine | MIS_MIDA | Iowa | Marion | 1.8 | 2003 | 9999 |  |  |  | 0.92213 | Default Emission Factor
Pella Peaking | 7971_G_5 | 7971 | G | 5 |  | Combustion Turbine | MIS_MIDA | Iowa | Marion | 1.8 | 2003 | 9999 |  |  |  | 0.92213 | Default Emission Factor
Pella Peaking | 7971_G_6 | 7971 | G | 6 |  | Combustion Turbine | MIS_MIDA | Iowa | Marion | 1.8 | 2003 | 9999 |  |  |  | 0.92213 | Default Emission Factor
Pella Peaking | 7971_G_7 | 7971 | G | 7 |  | Combustion Turbine | MIS_MIDA | Iowa | Marion | 1.8 | 2003 | 9999 |  |  |  | 0.92213 | Default Emission Factor
Pella Peaking | 7971_G_8 | 7971 | G | 8 |  | Combustion Turbine | MIS_MIDA | Iowa | Marion | 1.8 | 2003 | 9999 |  |  |  | 0.92213 | Default Emission Factor
Pella Peaking | 7971_G_9 | 7971 | G | 9 |  | Combustion Turbine | MIS_MIDA | Iowa | Marion | 1.8 | 2003 | 9999 |  |  |  | 0.92213 | Default Emission Factor
Sumpter | 7972_G_1 | 7972 | G | 1 | 9882 | Combustion Turbine | MIS_LMI | Michigan | Wayne | 77 | 2002 | 9999 | 2019 | 2.858 | 68674.0629 | 0.08323 | NEI 2019
Sumpter | 7972_G_2 | 7972 | G | 2 | 9883 | Combustion Turbine | MIS_LMI | Michigan | Wayne | 77.5 | 2002 | 9999 | 2019 | 2.881 | 69119.9984 | 0.08336 | NEI 2019
Sumpter | 7972_G_3 | 7972 | G | 3 | 9884 | Combustion Turbine | MIS_LMI | Michigan | Wayne | 76.6 | 2002 | 9999 | 2019 | 2.883 | 68317.3145 | 0.0844 | NEI 2019
Sumpter | 7972_G_4 | 7972 | G | 4 | 9885 | Combustion Turbine | MIS_LMI | Michigan | Wayne | 77.3 | 2002 | 9999 | 2019 | 2.754 | 68941.6242 | 0.07989 | NEI 2019
Sharpe | 7973_G_1 | 7973 | G | 1 |  | Combustion Turbine | SPP_N | Kansas | Coffey | 2 | 2002 | 9999 |  |  |  | 0.92213 | Default Emission Factor
Sharpe | 7973_G_10 | 7973 | G | 10 |  | Combustion Turbine | SPP_N | Kansas | Coffey | 2 | 2002 | 9999 |  |  |  | 0.92213 | Default Emission Factor
Sharpe | 7973_G_2 | 7973 | G | 2 |  | Combustion Turbine | SPP_N | Kansas | Coffey | 2 | 2002 | 9999 |  |  |  | 0.92213 | Default Emission Factor
Sharpe | 7973_G_3 | 7973 | G | 3 |  | Combustion Turbine | SPP_N | Kansas | Coffey | 2 | 2002 | 9999 |  |  |  | 0.92213 | Default Emission Factor
Sharpe | 7973_G_4 | 7973 | G | 4 |  | Combustion Turbine | SPP_N | Kansas | Coffey | 2 | 2002 | 9999 |  |  |  | 0.92213 | Default Emission Factor
Sharpe | 7973_G_5 | 7973 | G | 5 |  | Combustion Turbine | SPP_N | Kansas | Coffey | 2 | 2002 | 9999 |  |  |  | 0.92213 | Default Emission Factor
Sharpe | 7973_G_6 | 7973 | G | 6 |  | Combustion Turbine | SPP_N | Kansas | Coffey | 2 | 2002 | 9999 |  |  |  | 0.92213 | Default Emission Factor
Sharpe | 7973_G_7 | 7973 | G | 7 |  | Combustion Turbine | SPP_N | Kansas | Coffey | 2 | 2002 | 9999 |  |  |  | 0.92213 | Default Emission Factor
Sharpe | 7973_G_8 | 7973 | G | 8 |  | Combustion Turbine | SPP_N | Kansas | Coffey | 2 | 2002 | 9999 |  |  |  | 0.92213 | Default Emission Factor
Sharpe | 7973_G_9 | 7973 | G | 9 |  | Combustion Turbine | SPP_N | Kansas | Coffey | 2 | 2002 | 9999 |  |  |  | 0.92213 | Default Emission Factor
Pyramid | 7975_G_1 | 7975 | G | 1 | 9287 | Combustion Turbine | WECC_NM | New Mexico | Hidalgo | 39.5 | 2003 | 9999 | 2019 | 3.8 | 68446.5 | 0.11104 | NEI 2019
Pyramid | 7975_G_2 | 7975 | G | 2 | 9288 | Combustion Turbine | WECC_NM | New Mexico | Hidalgo | 39.5 | 2003 | 9999 | 2019 | 1 | 68446.5 | 0.02922 | NEI 2019
Pyramid | 7975_G_3 | 7975 | G | 3 | 9289 | Combustion Turbine | WECC_NM | New Mexico | Hidalgo | 39.5 | 2003 | 9999 | 2019 | 1.7 | 68446.5 | 0.04967 | NEI 2019
Pyramid | 7975_G_4 | 7975 | G | 4 | 9290 | Combustion Turbine | WECC_NM | New Mexico | Hidalgo | 39.5 | 2003 | 9999 | 2019 | 2.5 | 68446.5 | 0.07305 | NEI 2019
Mulvane 2 | 7976_G_10 | 7976 | G | 10 |  | Combustion Turbine | SPP_N | Kansas | Sedgwick | 3.8 | 2003 | 9999 |  |  |  | 0.92213 | Default Emission Factor
Mulvane 2 | 7976_G_11 | 7976 | G | 11 |  | Combustion Turbine | SPP_N | Kansas | Sedgwick | 3.8 | 2003 | 9999 |  |  |  | 0.92213 | Default Emission Factor
Mulvane 2 | 7976_G_9 | 7976 | G | 9 |  | Combustion Turbine | SPP_N | Kansas | Sedgwick | 1 | 2003 | 9999 |  |  |  | 0.92213 | Default Emission Factor
Granite Falls 2 | 7977_G_1 | 7977 | G | 1 |  | Combustion Turbine | MIS_MNWI | Minnesota | Yellow Medicine | 2 | 2003 | 9999 |  |  |  | 0.92213 | Default Emission Factor
Granite Falls 2 | 7977_G_2 | 7977 | G | 2 |  | Combustion Turbine | MIS_MNWI | Minnesota | Yellow Medicine | 2 | 2003 | 9999 |  |  |  | 0.92213 | Default Emission Factor
Granite Falls 2 | 7977_G_3 | 7977 | G | 3 |  | Combustion Turbine | MIS_MNWI | Minnesota | Yellow Medicine | 2 | 2003 | 9999 |  |  |  | 0.92213 | Default Emission Factor
Mill Creek (SC) | 7981_G_1 | 7981 | G | 1 | 9192 | Combustion Turbine | S_VACA | South Carolina | Cherokee | 71 | 2002 | 9999 | 2019 | 0.27829 | 9218.7762 | 0.06038 | NEI 2019
Mill Creek (SC) | 7981_G_2 | 7981 | G | 2 | 9193 | Combustion Turbine | S_VACA | South Carolina | Cherokee | 70 | 2002 | 9999 | 2019 | 0.30063 | 9088.9343 | 0.06615 | NEI 2019
Mill Creek (SC) | 7981_G_3 | 7981 | G | 3 | 9194 | Combustion Turbine | S_VACA | South Carolina | Cherokee | 71 | 2002 | 9999 | 2019 | 0.31381 | 9218.7762 | 0.06808 | NEI 2019
Mill Creek (SC) | 7981_G_4 | 7981 | G | 4 | 9195 | Combustion Turbine | S_VACA | South Carolina | Cherokee | 70 | 2002 | 9999 | 2019 | 0.30124 | 9088.9343 | 0.06629 | NEI 2019
Mill Creek (SC) | 7981_G_5 | 7981 | G | 5 | 9196 | Combustion Turbine | S_VACA | South Carolina | Cherokee | 69 | 2003 | 9999 | 2017 | 0.27142 | 5740.9716 | 0.09456 | NEI 2019
Mill Creek (SC) | 7981_G_6 | 7981 | G | 6 | 9197 | Combustion Turbine | S_VACA | South Carolina | Cherokee | 71 | 2003 | 9999 | 2017 | 0.27991 | 5907.3766 | 0.09477 | NEI 2019
Mill Creek (SC) | 7981_G_7 | 7981 | G | 7 | 9198 | Combustion Turbine | S_VACA | South Carolina | Cherokee | 70 | 2003 | 9999 | 2017 | 0.28222 | 5824.1741 | 0.09691 | NEI 2019
Mill Creek (SC) | 7981_G_8 | 7981 | G | 8 | 9199 | Combustion Turbine | S_VACA | South Carolina | Cherokee | 71 | 2003 | 9999 | 2019 | 0.29024 | 9218.7762 | 0.06297 | NEI 2019
South Generation | 7982_G_3 | 7982 | G | 3 |  | Combustion Turbine | MIS_MNWI | Minnesota | Redwood | 2 | 2003 | 9999 | 2017 | 0.025217 | 33.5484 | 1.5033 | NEI 2019
South Generation | 7982_G_4 | 7982 | G | 4 |  | Combustion Turbine | MIS_MNWI | Minnesota | Redwood | 2 | 2003 | 9999 | 2017 | 0.024314 | 33.5484 | 1.4495 | NEI 2019
South Generation | 7982_G_5 | 7982 | G | 5 |  | Combustion Turbine | MIS_MNWI | Minnesota | Redwood | 2.2 | 2003 | 9999 | 2017 | 0.025368 | 36.9032 | 1.3748 | NEI 2019
Kalkaska CT #1 | 7984_G_001 | 7984 | G | 001 | 9291 | Combustion Turbine | MIS_LMI | Michigan | Kalkaska | 47.3 | 2002 | 9999 | 2019 | 0.795 | 25391 | 0.06262 | NEI 2019
Greater Des Moines | 7985_G_GT1 | 7985 | G | GT1 | 9886 | Combined Cycle | MIS_MIDA | Iowa | Polk | 155.4 | 2003 | 9999 | 2019 | 7.8416 | 132083 | 0.07541 | NEI 2019
Greater Des Moines | 7985_G_GT2 | 7985 | G | GT2 | 9887 | Combined Cycle | MIS_MIDA | Iowa | Polk | 154.4 | 2003 | 9999 | 2019 | 8.6976 | 143620 | 0.07541 | NEI 2019
Greater Des Moines | 7985_G_ST1 | 7985 | G | ST1 | 9886 | Combined Cycle | MIS_MIDA | Iowa | Polk | 179 | 2004 | 9999 |  |  |  | 0.07541 | NEI 2019
Lake One | 7987_G_L1 | 7987 | G | L1 | 9888 | Combustion Turbine | WEC_LADW | California | Los Angeles | 48 | 2002 | 9999 |  |  |  | 0.12736 | Default Emission Factor
Silver Creek | 7988_G_1 | 7988 | G | 1 | 88205 | Combustion Turbine | MIS_MS | Mississippi | Jefferson Davis | 75 | 2003 | 9999 | 2017 | 4.4772 | 37502.6667 | 0.23877 | NEI 2019
Silver Creek | 7988_G_2 | 7988 | G | 2 | 88206 | Combustion Turbine | MIS_MS | Mississippi | Jefferson Davis | 75 | 2004 | 9999 | 2017 | 3.822 | 37502.6667 | 0.20383 | NEI 2019
Silver Creek | 7988_G_3 | 7988 | G | 3 | 88207 | Combustion Turbine | MIS_MS | Mississippi | Jefferson Davis | 75 | 2005 | 9999 | 2019 | 3.64 | 15209.6667 | 0.47864 | NEI 2019
Sylvarena | 7989_G_1 | 7989 | G | 1 | 88208 | Combustion Turbine | MIS_MS | Mississippi | Smith | 43 | 2003 | 9999 |  |  |  | 0.12736 | Default Emission Factor
Sylvarena | 7989_G_2 | 7989 | G | 2 | 88209 | Combustion Turbine | MIS_MS | Mississippi | Smith | 43 | 2003 | 9999 |  |  |  | 0.12736 | Default Emission Factor
Sylvarena | 7989_G_3 | 7989 | G | 3 | 88210 | Combustion Turbine | MIS_MS | Mississippi | Smith | 43 | 2003 | 9999 |  |  |  | 0.12736 | Default Emission Factor
Altamont | 7990_G_1 | 7990 | G | 1 |  | Combustion Turbine | MIS_IL | Illinois | Effingham | 1.8 | 2002 | 9999 |  |  |  | 0.92213 | Default Emission Factor
Altamont | 7990_G_2 | 7990 | G | 2 |  | Combustion Turbine | MIS_IL | Illinois | Effingham | 1.8 | 2002 | 9999 |  |  |  | 0.92213 | Default Emission Factor
Altamont | 7990_G_3 | 7990 | G | 3 |  | Combustion Turbine | MIS_IL | Illinois | Effingham | 1.8 | 2002 | 9999 |  |  |  | 0.92213 | Default Emission Factor
Altamont | 7990_G_4 | 7990 | G | 4 |  | Combustion Turbine | MIS_IL | Illinois | Effingham | 1.8 | 2006 | 9999 |  |  |  | 0.92213 | Default Emission Factor
West Campus Cogeneration Facility | 7991_G_1 | 7991 | G | 1 | 10043 | Combined Cycle | MIS_WUMS | Wisconsin | Dane | 31.6 | 2005 | 9999 |  |  |  | 0.02462 | NEI 2019
West Campus Cogeneration Facility | 7991_G_CT2 | 7991 | G | CT2 | 10044 | Combined Cycle | MIS_WUMS | Wisconsin | Dane | 32 | 2005 | 9999 | 2019 | 2.2091 | 114190 | 0.02462 | NEI 2019
West Campus Cogeneration Facility | 7991_G_STG1 | 7991 | G | STG1 | 10043 | Combined Cycle | MIS_WUMS | Wisconsin | Dane | 66.5 | 2005 | 9999 | 2017 | 1.9754 | 191104 | 0.02462 | NEI 2019
Airport Industrial | 7995_G_IC1 | 7995 | G | IC1 |  | Combustion Turbine | WECC_CO | Colorado | Pueblo | 2.5 | 2002 | 9999 |  |  |  | 0.92213 | Default Emission Factor
Airport Industrial | 7995_G_IC2 | 7995 | G | IC2 |  | Combustion Turbine | WECC_CO | Colorado | Pueblo | 2.5 | 2002 | 9999 |  |  |  | 0.92213 | Default Emission Factor
Airport Industrial | 7995_G_IC3 | 7995 | G | IC3 |  | Combustion Turbine | WECC_CO | Colorado | Pueblo | 2.5 | 2002 | 9999 |  |  |  | 0.92213 | Default Emission Factor
Airport Industrial | 7995_G_IC4 | 7995 | G | IC4 |  | Combustion Turbine | WECC_CO | Colorado | Pueblo | 2.5 | 2002 | 9999 |  |  |  | 0.92213 | Default Emission Factor
Winston | 7997_G_WD01 | 7997 | G | WD01 |  | Combustion Turbine | FRCC | Florida | Polk | 2.5 | 2001 | 9999 |  |  |  | 0.92213 | Default Emission Factor
Winston | 7997_G_WD02 | 7997 | G | WD02 |  | Combustion Turbine | FRCC | Florida | Polk | 2.5 | 2001 | 9999 |  |  |  | 0.92213 | Default Emission Factor
Winston | 7997_G_WD03 | 7997 | G | WD03 |  | Combustion Turbine | FRCC | Florida | Polk | 2.5 | 2001 | 9999 |  |  |  | 0.92213 | Default Emission Factor
Winston | 7997_G_WD04 | 7997 | G | WD04 |  | Combustion Turbine | FRCC | Florida | Polk | 2.5 | 2001 | 9999 |  |  |  | 0.92213 | Default Emission Factor
Winston | 7997_G_WD05 | 7997 | G | WD05 |  | Combustion Turbine | FRCC | Florida | Polk | 2.5 | 2001 | 9999 |  |  |  | 0.92213 | Default Emission Factor
Winston | 7997_G_WD06 | 7997 | G | WD06 |  | Combustion Turbine | FRCC | Florida | Polk | 2.5 | 2001 | 9999 |  |  |  | 0.92213 | Default Emission Factor
Winston | 7997_G_WD07 | 7997 | G | WD07 |  | Combustion Turbine | FRCC | Florida | Polk | 2.5 | 2001 | 9999 |  |  |  | 0.92213 | Default Emission Factor
Winston | 7997_G_WD08 | 7997 | G | WD08 |  | Combustion Turbine | FRCC | Florida | Polk | 2.5 | 2001 | 9999 |  |  |  | 0.92213 | Default Emission Factor
Winston | 7997_G_WD09 | 7997 | G | WD09 |  | Combustion Turbine | FRCC | Florida | Polk | 2.5 | 2001 | 9999 |  |  |  | 0.92213 | Default Emission Factor
Winston | 7997_G_WD10 | 7997 | G | WD10 |  | Combustion Turbine | FRCC | Florida | Polk | 2.5 | 2001 | 9999 |  |  |  | 0.92213 | Default Emission Factor
Winston | 7997_G_WD11 | 7997 | G | WD11 |  | Combustion Turbine | FRCC | Florida | Polk | 2.5 | 2001 | 9999 |  |  |  | 0.92213 | Default Emission Factor
Winston | 7997_G_WD12 | 7997 | G | WD12 |  | Combustion Turbine | FRCC | Florida | Polk | 2.5 | 2001 | 9999 |  |  |  | 0.92213 | Default Emission Factor
Winston | 7997_G_WD13 | 7997 | G | WD13 |  | Combustion Turbine | FRCC | Florida | Polk | 2.5 | 2001 | 9999 |  |  |  | 0.92213 | Default Emission Factor
Winston | 7997_G_WD14 | 7997 | G | WD14 |  | Combustion Turbine | FRCC | Florida | Polk | 2.5 | 2001 | 9999 |  |  |  | 0.92213 | Default Emission Factor
Winston | 7997_G_WD15 | 7997 | G | WD15 |  | Combustion Turbine | FRCC | Florida | Polk | 2.5 | 2001 | 9999 |  |  |  | 0.92213 | Default Emission Factor
Winston | 7997_G_WD16 | 7997 | G | WD16 |  | Combustion Turbine | FRCC | Florida | Polk | 2.5 | 2001 | 9999 |  |  |  | 0.92213 | Default Emission Factor
Winston | 7997_G_WD17 | 7997 | G | WD17 |  | Combustion Turbine | FRCC | Florida | Polk | 2.5 | 2001 | 9999 |  |  |  | 0.92213 | Default Emission Factor
Winston | 7997_G_WD18 | 7997 | G | WD18 |  | Combustion Turbine | FRCC | Florida | Polk | 2.5 | 2001 | 9999 |  |  |  | 0.92213 | Default Emission Factor
Winston | 7997_G_WD19 | 7997 | G | WD19 |  | Combustion Turbine | FRCC | Florida | Polk | 2.5 | 2001 | 9999 |  |  |  | 0.92213 | Default Emission Factor
Winston | 7997_G_WD20 | 7997 | G | WD20 |  | Combustion Turbine | FRCC | Florida | Polk | 2.5 | 2001 | 9999 |  |  |  | 0.92213 | Default Emission Factor
Grays Harbor Energy Facility | 7999_G_CT1 | 7999 | G | CT1 | 89846 | Combined Cycle | WECC_PNW | Washington | Grays Harbor | 151 | 2008 | 9999 | 2019 | 30 | 1022011 | 0.03323 | NEI 2019
Grays Harbor Energy Facility | 7999_G_CT2 | 7999 | G | CT2 | 89847 | Combined Cycle | WECC_PNW | Washington | Grays Harbor | 153 | 2008 | 9999 | 2019 | 26.6 | 1026667 | 0.03323 | NEI 2019
Grays Harbor Energy Facility | 7999_G_ST1 | 7999 | G | ST1 | 89846 | Combined Cycle | WECC_PNW | Washington | Grays Harbor | 300 | 2008 | 9999 |  |  |  | 0.03323 | NEI 2019
Beatrice | 8000_G_CT1 | 8000 | G | CT1 | 88088 | Combined Cycle | SPP_NEBR | Nebraska | Gage | 69 | 2005 | 9999 | 2019 | 3.949 | 456737 | 0.02252 | NEI 2019
Beatrice | 8000_G_CT2 | 8000 | G | CT2 | 88089 | Combined Cycle | SPP_NEBR | Nebraska | Gage | 68 | 2005 | 9999 | 2019 | 3.2286 | 180637 | 0.02252 | NEI 2019
Beatrice | 8000_G_ST1 | 8000 | G | ST1 | 88088 | Combined Cycle | SPP_NEBR | Nebraska | Gage | 83 | 2005 | 9999 |  |  |  | 0.02252 | NEI 2019
Holtsville | 8007_G_1 | 8007 | G | 1 | 3402 | Combustion Turbine | NY_Z_K | New York | Suffolk | 55.5 | 1974 | 9999 | 2019 | 0.61338 | 19721 | 0.06221 | NEI 2019
Holtsville | 8007_G_10 | 8007 | G | 10 | 3411 | Combustion Turbine | NY_Z_K | New York | Suffolk | 54.1 | 1975 | 9999 |  |  |  | 0.06221 | NEI 2019
Holtsville | 8007_G_2 | 8007 | G | 2 | 3403 | Combustion Turbine | NY_Z_K | New York | Suffolk | 55.6 | 1974 | 9999 |  |  |  | 0.06221 | NEI 2019
Holtsville | 8007_G_3 | 8007 | G | 3 | 3404 | Combustion Turbine | NY_Z_K | New York | Suffolk | 51 | 1974 | 9999 |  |  |  | 0.06221 | NEI 2019
Holtsville | 8007_G_4 | 8007 | G | 4 | 3405 | Combustion Turbine | NY_Z_K | New York | Suffolk | 52.4 | 1974 | 9999 |  |  |  | 0.06221 | NEI 2019
Holtsville | 8007_G_5 | 8007 | G | 5 | 3406 | Combustion Turbine | NY_Z_K | New York | Suffolk | 53.4 | 1974 | 9999 |  |  |  | 0.06221 | NEI 2019
Holtsville | 8007_G_6 | 8007 | G | 6 | 3407 | Combustion Turbine | NY_Z_K | New York | Suffolk | 50.4 | 1975 | 9999 |  |  |  | 0.06221 | NEI 2019
Holtsville | 8007_G_7 | 8007 | G | 7 | 3408 | Combustion Turbine | NY_Z_K | New York | Suffolk | 49.2 | 1975 | 9999 |  |  |  | 0.06221 | NEI 2019
Holtsville | 8007_G_8 | 8007 | G | 8 | 3409 | Combustion Turbine | NY_Z_K | New York | Suffolk | 55.4 | 1975 | 9999 |  |  |  | 0.06221 | NEI 2019
Holtsville | 8007_G_9 | 8007 | G | 9 | 3410 | Combustion Turbine | NY_Z_K | New York | Suffolk | 55.3 | 1975 | 9999 |  |  |  | 0.06221 | NEI 2019
Mickleton Station | 8008_G_MICK | 8008 | G | MICK | 3422 | Combustion Turbine | PJM_EMAC | New Jersey | Gloucester | 64.9 | 1974 | 9999 | 2019 | 0.02 | 59 | 0.67797 | NEI 2019
Murray Turbine | 8010_G_1 | 8010 | G | 1 |  | Combustion Turbine | WECC_UT | Utah | Salt Lake | 12 | 2001 | 9999 | 2017 | 0.024311 | 475 | 0.10236 | NEI 2019
Murray Turbine | 8010_G_2 | 8010 | G | 2 |  | Combustion Turbine | WECC_UT | Utah | Salt Lake | 12 | 2001 | 9999 | 2017 | 0.005729 | 475 | 0.02412 | NEI 2019
Murray Turbine | 8010_G_3 | 8010 | G | 3 |  | Combustion Turbine | WECC_UT | Utah | Salt Lake | 12 | 2002 | 9999 | 2017 | 0.028121 | 475 | 0.11841 | NEI 2019
Croydon CT Generating Station | 8012_G_11 | 8012 | G | 11 | 3423 | Combustion Turbine | PJM_EMAC | Pennsylvania | Bucks | 49 | 1974 | 9999 | 2019 | 0.0436 | 332.0972 | 0.26257 | NEI 2019
Croydon CT Generating Station | 8012_G_12 | 8012 | G | 12 | 3424 | Combustion Turbine | PJM_EMAC | Pennsylvania | Bucks | 49 | 1974 | 9999 | 2019 | 0.0284 | 332.0972 | 0.17103 | NEI 2019
Croydon CT Generating Station | 8012_G_21 | 8012 | G | 21 | 3425 | Combustion Turbine | PJM_EMAC | Pennsylvania | Bucks | 49 | 1974 | 9999 | 2017 | 0.0362 | 1139.6573 | 0.06353 | NEI 2019
Croydon CT Generating Station | 8012_G_22 | 8012 | G | 22 | 3426 | Combustion Turbine | PJM_EMAC | Pennsylvania | Bucks | 49 | 1974 | 9999 | 2019 | 0.0478 | 332.0972 | 0.28787 | NEI 2019
Croydon CT Generating Station | 8012_G_31 | 8012 | G | 31 | 3427 | Combustion Turbine | PJM_EMAC | Pennsylvania | Bucks | 49 | 1974 | 9999 | 2019 | 0.0448 | 332.0972 | 0.2698 | NEI 2019
Croydon CT Generating Station | 8012_G_32 | 8012 | G | 32 | 3428 | Combustion Turbine | PJM_EMAC | Pennsylvania | Bucks | 48 | 1974 | 9999 | 2019 | 0.0154 | 325.3197 | 0.09468 | NEI 2019
Croydon CT Generating Station | 8012_G_41 | 8012 | G | 41 | 3429 | Combustion Turbine | PJM_EMAC | Pennsylvania | Bucks | 49 | 1974 | 9999 | 2019 | 0.0498 | 332.0972 | 0.29991 | NEI 2019
Croydon CT Generating Station | 8012_G_42 | 8012 | G | 42 | 3430 | Combustion Turbine | PJM_EMAC | Pennsylvania | Bucks | 49 | 1974 | 9999 | 2019 | 0.0496 | 332.0972 | 0.29871 | NEI 2019
Winter | 8013_G_IC 1 | 8013 | G | IC 1 |  | Combustion Turbine | MIS_MNWI | Wisconsin | Sawyer | 2.8 | 2002 | 9999 |  |  |  | 0.92213 | Default Emission Factor
Winter | 8013_G_IC 2 | 8013 | G | IC 2 |  | Combustion Turbine | MIS_MNWI | Wisconsin | Sawyer | 2.8 | 2002 | 9999 |  |  |  | 0.92213 | Default Emission Factor
Paragould Reciprocating | 8015_G_011 | 8015 | G | 011 |  | Combustion Turbine | SPP_WEST | Arkansas | Greene | 6 | 2001 | 9999 |  |  |  | 0.92213 | Default Emission Factor
Paragould Reciprocating | 8015_G_021 | 8015 | G | 021 |  | Combustion Turbine | SPP_WEST | Arkansas | Greene | 6 | 2001 | 9999 |  |  |  | 0.92213 | Default Emission Factor
Paragould Reciprocating | 8015_G_031 | 8015 | G | 031 |  | Combustion Turbine | SPP_WEST | Arkansas | Greene | 6 | 2001 | 9999 |  |  |  | 0.92213 | Default Emission Factor
Factory | 8016_G_1 | 8016 | G | 1 | 9200 | Combustion Turbine | MIS_IL | Illinois | Sangamon | 18 | 1973 | 9999 |  |  |  | 0.12736 | Default Emission Factor
Portage | 8019_G_1 | 8019 | G | 1 |  | Combustion Turbine | MIS_WUMS | Michigan | Houghton | 17.4 | 1973 | 9999 |  |  |  | 0.12736 | Default Emission Factor
Baldwin City Plant No 2 | 8020_G_7 | 8020 | G | 7 |  | Combustion Turbine | SPP_N | Kansas | Douglas | 3 | 2004 | 9999 |  |  |  | 0.92213 | Default Emission Factor
Baldwin City Plant No 2 | 8020_G_8 | 8020 | G | 8 |  | Combustion Turbine | SPP_N | Kansas | Douglas | 3 | 2004 | 9999 |  |  |  | 0.92213 | Default Emission Factor
Boulder Park | 8022_G_1 | 8022 | G | 1 |  | Combustion Turbine | WECC_PNW | Washington | Spokane | 4.1 | 2002 | 9999 |  |  |  | 0.92213 | Default Emission Factor
Boulder Park | 8022_G_2 | 8022 | G | 2 |  | Combustion Turbine | WECC_PNW | Washington | Spokane | 4.1 | 2002 | 9999 |  |  |  | 0.92213 | Default Emission Factor
Boulder Park | 8022_G_3 | 8022 | G | 3 |  | Combustion Turbine | WECC_PNW | Washington | Spokane | 4.1 | 2002 | 9999 |  |  |  | 0.92213 | Default Emission Factor
Boulder Park | 8022_G_4 | 8022 | G | 4 |  | Combustion Turbine | WECC_PNW | Washington | Spokane | 4.1 | 2002 | 9999 |  |  |  | 0.92213 | Default Emission Factor
Boulder Park | 8022_G_5 | 8022 | G | 5 |  | Combustion Turbine | WECC_PNW | Washington | Spokane | 4.1 | 2002 | 9999 |  |  |  | 0.92213 | Default Emission Factor
Boulder Park | 8022_G_6 | 8022 | G | 6 |  | Combustion Turbine | WECC_PNW | Washington | Spokane | 4.1 | 2002 | 9999 |  |  |  | 0.92213 | Default Emission Factor
Hartzog | 8026_G_1 | 8026 | G | 1 |  | Combustion Turbine | WECC_WY | Wyoming | Campbell | 5 | 2002 | 9999 |  |  |  | 0.12736 | Default Emission Factor
Hartzog | 8026_G_2 | 8026 | G | 2 |  | Combustion Turbine | WECC_WY | Wyoming | Campbell | 5 | 2002 | 9999 |  |  |  | 0.12736 | Default Emission Factor
Hartzog | 8026_G_3 | 8026 | G | 3 |  | Combustion Turbine | WECC_WY | Wyoming | Campbell | 5 | 2002 | 9999 |  |  |  | 0.12736 | Default Emission Factor
Blue Lake | 8027_G_1 | 8027 | G | 1 | 89763 | Combustion Turbine | MIS_MNWI | Minnesota | Scott | 39 | 1974 | 2024 | 2017 | 0.003543 | 6880.2715 | 0.00103 | NEI 2019
Blue Lake | 8027_G_2 | 8027 | G | 2 | 89764 | Combustion Turbine | MIS_MNWI | Minnesota | Scott | 39 | 1974 | 2024 | 2019 | 0.013509 | 5768.298 | 0.00468 | NEI 2019
Blue Lake | 8027_G_3 | 8027 | G | 3 | 89765 | Combustion Turbine | MIS_MNWI | Minnesota | Scott | 36 | 1974 | 2024 | 2017 | 0.045454 | 6351.0199 | 0.01431 | NEI 2019
Blue Lake | 8027_G_4 | 8027 | G | 4 | 89766 | Combustion Turbine | MIS_MNWI | Minnesota | Scott | 39 | 1974 | 2024 | 2017 | 0.011939 | 6880.2715 | 0.00347 | NEI 2019
Blue Lake | 8027_G_7 | 8027 | G | 7 | 89378 | Combustion Turbine | MIS_MNWI | Minnesota | Scott | 150 | 2005 | 9999 | 2019 | 0.060174 | 22185.7616 | 0.00543 | NEI 2019
Blue Lake | 8027_G_8 | 8027 | G | 8 | 89379 | Combustion Turbine | MIS_MNWI | Minnesota | Scott | 150 | 2005 | 9999 | 2019 | 0.07033 | 22185.7616 | 0.00634 | NEI 2019
Arvada | 8028_G_1 | 8028 | G | 1 |  | Combustion Turbine | WECC_WY | Wyoming | Sheridan | 5 | 2002 | 9999 |  |  |  | 0.12736 | Default Emission Factor
Arvada | 8028_G_2 | 8028 | G | 2 |  | Combustion Turbine | WECC_WY | Wyoming | Sheridan | 5 | 2002 | 9999 |  |  |  | 0.12736 | Default Emission Factor
Arvada | 8028_G_3 | 8028 | G | 3 |  | Combustion Turbine | WECC_WY | Wyoming | Sheridan | 5 | 2002 | 9999 |  |  |  | 0.12736 | Default Emission Factor
Sycamore (IA) | 8029_G_1 | 8029 | G | 1 | 90084 | Combustion Turbine | MIS_MIDA | Iowa | Polk | 76.2 | 1974 | 9999 | 2019 | 0.063011 | 672.7705 | 0.18732 | NEI 2019
Sycamore (IA) | 8029_G_2 | 8029 | G | 2 | 90085 | Combustion Turbine | MIS_MIDA | Iowa | Polk | 74.1 | 1974 | 9999 | 2019 | 0.044061 | 654.2295 | 0.1347 | NEI 2019
Barber Creek | 8030_G_1 | 8030 | G | 1 |  | Combustion Turbine | WECC_WY | Wyoming | Campbell | 5 | 2002 | 9999 |  |  |  | 0.12736 | Default Emission Factor
Barber Creek | 8030_G_2 | 8030 | G | 2 |  | Combustion Turbine | WECC_WY | Wyoming | Campbell | 5 | 2002 | 9999 |  |  |  | 0.12736 | Default Emission Factor
Barber Creek | 8030_G_3 | 8030 | G | 3 |  | Combustion Turbine | WECC_WY | Wyoming | Campbell | 5 | 2002 | 9999 |  |  |  | 0.12736 | Default Emission Factor
Emery Station | 8031_G_11 | 8031 | G | 11 | 88332 | Combined Cycle | MIS_IA | Iowa | Cerro Gordo | 143.4 | 2004 | 9999 | 2019 | 20.3278 | 661869 | 0.03882 | NEI 2019
Emery Station | 8031_G_12 | 8031 | G | 12 | 88333 | Combined Cycle | MIS_IA | Iowa | Cerro Gordo | 144.4 | 2004 | 9999 | 2019 | 29.3994 | 873802 | 0.03882 | NEI 2019
Emery Station | 8031_G_ST1 | 8031 | G | ST1 | 88332 | Combined Cycle | MIS_IA | Iowa | Cerro Gordo | 231 | 2004 | 9999 |  |  |  | 0.03882 | NEI 2019
Yankton | 8034_G_1 | 8034 | G | 1 |  | Combustion Turbine | SPP_WAUE | South Dakota | Yankton | 2.2 | 1974 | 9999 |  |  |  | 0.92213 | Default Emission Factor
Yankton | 8034_G_2 | 8034 | G | 2 |  | Combustion Turbine | SPP_WAUE | South Dakota | Yankton | 2.8 | 1974 | 9999 |  |  |  | 0.92213 | Default Emission Factor
Yankton | 8034_G_4 | 8034 | G | 4 |  | Combustion Turbine | SPP_WAUE | South Dakota | Yankton | 2 | 1963 | 9999 |  |  |  | 0.92213 | Default Emission Factor
Clifton | 8037_G_2 | 8037 | G | 2 |  | Combustion Turbine | SPP_N | Kansas | Washington | 2.5 | 1974 | 9999 | 2019 | 0.0031609 | 10 | 0.63217 | NEI 2019
Intercession City | 8049_G_P1 | 8049 | G | P1 |  | Combustion Turbine | FRCC | Florida | Osceola | 47 | 1974 | 9999 | 2019 | 0.085958 | 17802.7697 | 0.00966 | NEI 2019
Intercession City | 8049_G_P10 | 8049 | G | P10 | 3440 | Combustion Turbine | FRCC | Florida | Osceola | 78 | 1993 | 9999 | 2019 | 2.0827 | 29545.0221 | 0.14098 | NEI 2019
Intercession City | 8049_G_P11 | 8049 | G | P11 | 3441 | Combustion Turbine | FRCC | Florida | Osceola | 140 | 1997 | 9999 | 2019 | 0.31533 | 53029.5268 | 0.01189 | NEI 2019
Intercession City | 8049_G_P12 | 8049 | G | P12 | 3442 | Combustion Turbine | FRCC | Florida | Osceola | 73 | 2000 | 9999 | 2019 | 3.2054 | 27651.1104 | 0.23185 | NEI 2019
Intercession City | 8049_G_P13 | 8049 | G | P13 | 3443 | Combustion Turbine | FRCC | Florida | Osceola | 75 | 2000 | 9999 | 2019 | 3.0303 | 28408.6751 | 0.21333 | NEI 2019
Intercession City | 8049_G_P14 | 8049 | G | P14 | 3444 | Combustion Turbine | FRCC | Florida | Osceola | 72 | 2000 | 9999 | 2019 | 3.6797 | 27272.3281 | 0.26985 | NEI 2019
Intercession City | 8049_G_P2 | 8049 | G | P2 |  | Combustion Turbine | FRCC | Florida | Osceola | 46 | 1974 | 9999 | 2019 | 0.14065 | 17423.9874 | 0.01614 | NEI 2019
Intercession City | 8049_G_P3 | 8049 | G | P3 |  | Combustion Turbine | FRCC | Florida | Osceola | 46 | 1974 | 9999 | 2019 | 0.13618 | 17423.9874 | 0.01563 | NEI 2019
Intercession City | 8049_G_P4 | 8049 | G | P4 |  | Combustion Turbine | FRCC | Florida | Osceola | 46 | 1974 | 9999 | 2019 | 0.069521 | 17423.9874 | 0.00798 | NEI 2019
Intercession City | 8049_G_P5 | 8049 | G | P5 |  | Combustion Turbine | FRCC | Florida | Osceola | 45 | 1974 | 9999 | 2019 | 0.079444 | 17045.205 | 0.00932 | NEI 2019
Intercession City | 8049_G_P6 | 8049 | G | P6 |  | Combustion Turbine | FRCC | Florida | Osceola | 47 | 1974 | 9999 | 2019 | 0.09248 | 17802.7697 | 0.01039 | NEI 2019
Intercession City | 8049_G_P7 | 8049 | G | P7 | 3445 | Combustion Turbine | FRCC | Florida | Osceola | 78 | 1993 | 9999 | 2019 | 0.58627 | 29545.0221 | 0.03969 | NEI 2019
Intercession City | 8049_G_P8 | 8049 | G | P8 | 3446 | Combustion Turbine | FRCC | Florida | Osceola | 79 | 1993 | 9999 | 2019 | 1.7544 | 29923.8044 | 0.11726 | NEI 2019
Intercession City | 8049_G_P9 | 8049 | G | P9 | 3447 | Combustion Turbine | FRCC | Florida | Osceola | 79 | 1993 | 9999 | 2019 | 1.7299 | 29923.8044 | 0.11562 | NEI 2019
Pouch | 8053_G_N01 | 8053 | G | N01 | 8388 | Combustion Turbine | NY_Z_J | New York | Richmond | 46 | 2001 | 9999 | 2019 | 1.8138 | 47443 | 0.07646 | NEI 2019
Waterford 1 & 2 | 8056_G_4 | 8056 | G | 4 | 91255 | Combustion Turbine | MIS_AMSO | Louisiana | St Charles | 32.5 | 2009 | 9999 |  |  |  | 0.12736 | Default Emission Factor
DeCordova Steam Electric Station | 8063_G_CT1 | 8063 | G | CT1 | 90028 | Combustion Turbine | ERC_REST | Texas | Hood | 71 | 1990 | 9999 | 2019 | 0.8012 | 5735.8936 | 0.27936 | NEI 2019
DeCordova Steam Electric Station | 8063_G_CT2 | 8063 | G | CT2 | 90029 | Combustion Turbine | ERC_REST | Texas | Hood | 70 | 1990 | 9999 | 2019 | 0.4172 | 5655.1064 | 0.14755 | NEI 2019
DeCordova Steam Electric Station | 8063_G_CT3 | 8063 | G | CT3 | 90030 | Combustion Turbine | ERC_REST | Texas | Hood | 70 | 1990 | 9999 | 2019 | 0.4106 | 5655.1064 | 0.14521 | NEI 2019
DeCordova Steam Electric Station | 8063_G_CT4 | 8063 | G | CT4 | 90031 | Combustion Turbine | ERC_REST | Texas | Hood | 71 | 1990 | 9999 | 2019 | 0.5484 | 5735.8936 | 0.19122 | NEI 2019
Fort Lupton | 8067_G_1 | 8067 | G | 1 |  | Combustion Turbine | WECC_CO | Colorado | Weld | 44 | 1972 | 2025 | 2017 | 0.016518 | 667 | 0.04953 | NEI 2019
Fort Lupton | 8067_G_2 | 8067 | G | 2 |  | Combustion Turbine | WECC_CO | Colorado | Weld | 44 | 1972 | 2025 | 2019 | 0.017699 | 4023.5 | 0.0088 | NEI 2019
Santan | 8068_G_ST1 | 8068 | G | ST1 |  | Combined Cycle | WECC_AZ | Arizona | Maricopa | 92 | 1974 | 9999 | 2019 | 7.5849 | 230302 | 0.06587 | NEI 2019
Santan | 8068_G_ST2 | 8068 | G | ST2 |  | Combined Cycle | WECC_AZ | Arizona | Maricopa | 92 | 1974 | 9999 | 2019 | 8.7006 | 288879 | 0.06024 | NEI 2019
Santan | 8068_G_ST3 | 8068 | G | ST3 |  | Combined Cycle | WECC_AZ | Arizona | Maricopa | 92 | 1974 | 9999 | 2019 | 5.6341 | 188757 | 0.0597 | NEI 2019
Santan | 8068_G_ST4 | 8068 | G | ST4 |  | Combined Cycle | WECC_AZ | Arizona | Maricopa | 92 | 1975 | 9999 | 2019 | 9.0402 | 304430 | 0.05939 | NEI 2019
Santan | 8068_G_ST5A | 8068 | G | ST5A | 10065 | Combined Cycle | WECC_AZ | Arizona | Maricopa | 151 | 2005 | 9999 | 2019 | 19.6515 | 2264138 | 0.02327 | NEI 2019
Santan | 8068_G_ST5B | 8068 | G | ST5B | 10066 | Combined Cycle | WECC_AZ | Arizona | Maricopa | 151 | 2005 | 9999 | 2019 | 18.052 | 975893 | 0.02327 | NEI 2019
Santan | 8068_G_ST5S | 8068 | G | ST5S | 10065 | Combined Cycle | WECC_AZ | Arizona | Maricopa | 280 | 2005 | 9999 |  |  |  | 0.02327 | NEI 2019
Santan | 8068_G_ST6A | 8068 | G | ST6A | 10067 | Combined Cycle | WECC_AZ | Arizona | Maricopa | 151 | 2006 | 9999 | 2019 | 32.591 | 1861224 | 0.03502 | NEI 2019
Santan | 8068_G_ST6S | 8068 | G | ST6S | 10067 | Combined Cycle | WECC_AZ | Arizona | Maricopa | 126 | 2006 | 9999 |  |  |  | 0.03502 | NEI 2019
Beaver | 8073_G_1 | 8073 | G | 1 |  | Combined Cycle | WECC_PNW | Oregon | Columbia | 54 | 1974 | 9999 |  |  |  | 0.06592 | NEI 2019
Beaver | 8073_G_2 | 8073 | G | 2 |  | Combined Cycle | WECC_PNW | Oregon | Columbia | 54 | 1974 | 9999 |  |  |  | 0.06592 | NEI 2019
Beaver | 8073_G_3 | 8073 | G | 3 |  | Combined Cycle | WECC_PNW | Oregon | Columbia | 54 | 1974 | 9999 |  |  |  | 0.06592 | NEI 2019
Beaver | 8073_G_4 | 8073 | G | 4 |  | Combined Cycle | WECC_PNW | Oregon | Columbia | 54 | 1974 | 9999 |  |  |  | 0.06592 | NEI 2019
Beaver | 8073_G_5 | 8073 | G | 5 |  | Combined Cycle | WECC_PNW | Oregon | Columbia | 54 | 1974 | 9999 |  |  |  | 0.06592 | NEI 2019
Beaver | 8073_G_6 | 8073 | G | 6 |  | Combined Cycle | WECC_PNW | Oregon | Columbia | 54 | 1974 | 9999 | 2019 | 16.395 | 497430 | 0.06592 | NEI 2019
Beaver | 8073_G_7 | 8073 | G | 7 |  | Combined Cycle | WECC_PNW | Oregon | Columbia | 137 | 1977 | 9999 |  |  |  | 0.06592 | NEI 2019
Beaver | 8073_G_8 | 8073 | G | 8 |  | Combustion Turbine | WECC_PNW | Oregon | Columbia | 24 | 2001 | 9999 | 2019 | 0.118 | 3121 | 0.07562 | NEI 2019
Springfield (CO) | 8100_G_1 | 8100 | G | 1 |  | Combustion Turbine | WECC_CO | Colorado | Baca | 1.2 | 1965 | 9999 |  |  |  | 0.92213 | Default Emission Factor
Springfield (CO) | 8100_G_2 | 8100 | G | 2 |  | Combustion Turbine | WECC_CO | Colorado | Baca | 0.2 | 1950 | 9999 |  |  |  | 0.92213 | Default Emission Factor
Springfield (CO) | 8100_G_IC4 | 8100 | G | IC4 |  | Combustion Turbine | WECC_CO | Colorado | Baca | 0.5 | 1950 | 9999 |  |  |  | 0.92213 | Default Emission Factor
Springfield (CO) | 8100_G_IC5 | 8100 | G | IC5 |  | Combustion Turbine | WECC_CO | Colorado | Baca | 0.8 | 1960 | 9999 |  |  |  | 0.92213 | Default Emission Factor
Halstad | 8105_G_4 | 8105 | G | 4 |  | Combustion Turbine | MIS_MNWI | Minnesota | Norman | 1.9 | 2007 | 9999 |  |  |  | 0.92213 | Default Emission Factor
Halstad | 8105_G_5 | 8105 | G | 5 |  | Combustion Turbine | MIS_MNWI | Minnesota | Norman | 1.9 | 2007 | 9999 |  |  |  | 0.92213 | Default Emission Factor
Tipton | 8106_G_1A | 8106 | G | 1A |  | Combustion Turbine | MIS_IL | Iowa | Cedar | 2 | 2001 | 9999 |  |  |  | 0.92213 | Default Emission Factor
Tipton | 8106_G_2 | 8106 | G | 2 |  | Combustion Turbine | MIS_IL | Iowa | Cedar | 1.2 | 1971 | 9999 |  |  |  | 0.92213 | Default Emission Factor
Tipton | 8106_G_5 | 8106 | G | 5 |  | Combustion Turbine | MIS_IL | Iowa | Cedar | 2 | 2011 | 9999 |  |  |  | 0.92213 | Default Emission Factor
Tipton | 8106_G_6 | 8106 | G | 6 |  | Combustion Turbine | MIS_IL | Iowa | Cedar | 2 | 2011 | 9999 |  |  |  | 0.92213 | Default Emission Factor
Tipton | 8106_G_7 | 8106 | G | 7 |  | Combustion Turbine | MIS_IL | Iowa | Cedar | 2 | 2019 | 9999 |  |  |  | 0.35769 | Default Emission Factor
Hopkinton | 8108_G_1 | 8108 | G | 1 |  | Combustion Turbine | MIS_IL | Iowa | Delaware | 1.6 | 1973 | 9999 |  |  |  | 0.92213 | Default Emission Factor
Hopkinton | 8108_G_CAT | 8108 | G | CAT |  | Combustion Turbine | MIS_IL | Iowa | Delaware | 2.2 | 2011 | 9999 |  |  |  | 0.92213 | Default Emission Factor
Stanberry | 8110_G_1 | 8110 | G | 1 |  | Combustion Turbine | S_D_AECI | Missouri | Gentry | 1.1 | 1963 | 9999 |  |  |  | 0.92213 | Default Emission Factor
Stanberry | 8110_G_2 | 8110 | G | 2 |  | Combustion Turbine | S_D_AECI | Missouri | Gentry | 1.1 | 1967 | 9999 |  |  |  | 0.92213 | Default Emission Factor
Stanberry | 8110_G_IC5 | 8110 | G | IC5 |  | Combustion Turbine | S_D_AECI | Missouri | Gentry | 0.3 | 1958 | 9999 |  |  |  | 0.92213 | Default Emission Factor
Stanberry | 8110_G_IC6 | 8110 | G | IC6 |  | Combustion Turbine | S_D_AECI | Missouri | Gentry | 1.8 | 1979 | 9999 |  |  |  | 0.92213 | Default Emission Factor
Salmon Diesel | 817_G_1 | 817 | G | 1 |  | Combustion Turbine | WECC_ID | Idaho | Lemhi | 2.7 | 1967 | 9999 |  |  |  | 0.92213 | Default Emission Factor
Salmon Diesel | 817_G_2 | 817 | G | 2 |  | Combustion Turbine | WECC_ID | Idaho | Lemhi | 2.7 | 1967 | 9999 |  |  |  | 0.92213 | Default Emission Factor
Ray D Nixon | 8219_G_GT1 | 8219 | G | GT1 | 3468 | Combustion Turbine | WECC_CO | Colorado | El Paso | 30 | 1999 | 9999 | 2019 | 0.07 | 2807 | 0.04988 | NEI 2019
Ray D Nixon | 8219_G_GT2 | 8219 | G | GT2 | 3467 | Combustion Turbine | WECC_CO | Colorado | El Paso | 30 | 1999 | 9999 | 2017 | 0.070918 | 1009 | 0.14057 | NEI 2019
Grand Tower Energy Center LLC | 862_G_1 | 862 | G | 1 | 578 | Combined Cycle | MIS_IL | Illinois | Jackson | 161 | 2001 | 2045 | 2019 | 10.2604 | 479381 | 0.05707 | NEI 2019
Grand Tower Energy Center LLC | 862_G_2 | 862 | G | 2 | 579 | Combined Cycle | MIS_IL | Illinois | Jackson | 159 | 2001 | 2045 | 2017 | 10.6361 | 252987 | 0.05707 | NEI 2019
Grand Tower Energy Center LLC | 862_G_3 | 862 | G | 3 | 578 | Combined Cycle | MIS_IL | Illinois | Jackson | 86 | 1951 | 2045 |  |  |  | 0.05707 | NEI 2019
Grand Tower Energy Center LLC | 862_G_4 | 862 | G | 4 | 579 | Combined Cycle | MIS_IL | Illinois | Jackson | 105 | 1958 | 2045 |  |  |  | 0.05707 | NEI 2019
Waukegan | 883_G_311 | 883 | G | 311 | 9161 | Combustion Turbine | PJM_COMD | Illinois | Lake | 24.6 | 1968 | 2030 |  |  |  | 0.12736 | Default Emission Factor
Waukegan | 883_G_312 | 883 | G | 312 | 9162 | Combustion Turbine | PJM_COMD | Illinois | Lake | 28.5 | 1968 | 2030 |  |  |  | 0.12736 | Default Emission Factor
Waukegan | 883_G_321 | 883 | G | 321 | 9163 | Combustion Turbine | PJM_COMD | Illinois | Lake | 28 | 1968 | 2030 |  |  |  | 0.12736 | Default Emission Factor
Waukegan | 883_G_322 | 883 | G | 322 | 9164 | Combustion Turbine | PJM_COMD | Illinois | Lake | 26.7 | 1968 | 2030 |  |  |  | 0.12736 | Default Emission Factor
Fisk Street | 886_G_311 | 886 | G | 311 | 9165 | Combustion Turbine | PJM_COMD | Illinois | Cook | 25.4 | 1968 | 2030 |  |  |  | 0.52412 | NEI 2019
Fisk Street | 886_G_312 | 886 | G | 312 | 9166 | Combustion Turbine | PJM_COMD | Illinois | Cook | 23.7 | 1968 | 2030 |  |  |  | 0.52412 | NEI 2019
Fisk Street | 886_G_321 | 886 | G | 321 | 9167 | Combustion Turbine | PJM_COMD | Illinois | Cook | 25.4 | 1968 | 2030 |  |  |  | 0.52412 | NEI 2019
Fisk Street | 886_G_322 | 886 | G | 322 | 9168 | Combustion Turbine | PJM_COMD | Illinois | Cook | 25.4 | 1968 | 2030 | 2019 | 0.3376 | 1288.2642 | 0.52412 | NEI 2019
Fisk Street | 886_G_331 | 886 | G | 331 | 9169 | Combustion Turbine | PJM_COMD | Illinois | Cook | 23.7 | 1968 | 2030 |  |  |  | 0.04949 | NEI 2019
Fisk Street | 886_G_332 | 886 | G | 332 | 9170 | Combustion Turbine | PJM_COMD | Illinois | Cook | 25.4 | 1968 | 2030 |  |  |  | 0.04949 | NEI 2019
Fisk Street | 886_G_341 | 886 | G | 341 | 9172 | Combustion Turbine | PJM_COMD | Illinois | Cook | 25.4 | 1968 | 2030 |  |  |  | 0.04949 | NEI 2019
Fisk Street | 886_G_342 | 886 | G | 342 | 9172 | Combustion Turbine | PJM_COMD | Illinois | Cook | 22.8 | 1968 | 2030 | 2019 | 0.031047 | 1254.7358 | 0.04949 | NEI 2019
Astoria Generating Station | 8906_G_1 | 8906 | G | 1 | 3489 | Combustion Turbine | NY_Z_J | New York | Queens | 14 | 1967 | 9999 | 2019 | 0.04478 | 640 | 0.13994 | NEI 2019
Moline | 899_G_GT1 | 899 | G | GT1 |  | Combustion Turbine | MIS_MIDA | Illinois | Rock Island | 16 | 1970 | 2045 |  |  |  | 0.12736 | Default Emission Factor
Moline | 899_G_GT2 | 899 | G | GT2 |  | Combustion Turbine | MIS_MIDA | Illinois | Rock Island | 17.1 | 1970 | 2045 |  |  |  | 0.12736 | Default Emission Factor
Moline | 899_G_GT3 | 899 | G | GT3 |  | Combustion Turbine | MIS_MIDA | Illinois | Rock Island | 16.9 | 1970 | 2045 |  |  |  | 0.12736 | Default Emission Factor
Moline | 899_G_GT4 | 899 | G | GT4 |  | Combustion Turbine | MIS_MIDA | Illinois | Rock Island | 16.7 | 1970 | 2045 | 2019 | 0.01024 | 19.7796 | 1.0354 | NEI 2019
Copper | 9_G_1 | 9 | G | 1 | 90211 | Combustion Turbine | WECC_NM | Texas | El Paso | 64 | 1980 | 9999 | 2019 | 2.3171 | 39534 | 0.11722 | NEI 2019
Cherry Street | 9038_G_10 | 9038 | G | 10 |  | Combustion Turbine | NENGREST | Massachusetts | Middlesex | 1.9 | 1962 | 2024 | 2019 | 0.0087618 | 32.7945 | 0.53434 | NEI 2019
Cherry Street | 9038_G_11 | 9038 | G | 11 |  | Combustion Turbine | NENGREST | Massachusetts | Middlesex | 1.9 | 1962 | 2024 | 2019 | 0.010863 | 32.7945 | 0.66251 | NEI 2019
Cherry Street | 9038_G_12 | 9038 | G | 12 |  | Combustion Turbine | NENGREST | Massachusetts | Middlesex | 4.9 | 1972 | 9999 | 2017 | 0.042659 | 93.9726 | 0.9079 | NEI 2019
Cherry Street | 9038_G_7 | 9038 | G | 7 |  | Combustion Turbine | NENGREST | Massachusetts | Middlesex | 2.5 | 1951 | 9999 | 2019 | 0.023448 | 43.1507 | 1.0868 | NEI 2019
Cherry Street | 9038_G_8 | 9038 | G | 8 |  | Combustion Turbine | NENGREST | Massachusetts | Middlesex | 3.4 | 1956 | 9999 | 2017 | 0.024241 | 65.2055 | 0.74354 | NEI 2019
Venice | 913_G_GT2 | 913 | G | GT2 | 9044 | Combustion Turbine | MIS_MO | Illinois | Madison | 48 | 2002 | 2045 | 2017 | 0.020925 | 6311.8522 | 0.00663 | NEI 2019
Venice | 913_G_GT3 | 913 | G | GT3 | 89497 | Combustion Turbine | MIS_MO | Illinois | Madison | 168 | 2005 | 2045 | 2017 | 0.3276 | 22091.4825 | 0.02966 | NEI 2019
Venice | 913_G_GT4 | 913 | G | GT4 | 89498 | Combustion Turbine | MIS_MO | Illinois | Madison | 168 | 2005 | 2045 | 2019 | 0.27492 | 9521.1499 | 0.05775 | NEI 2019
Venice | 913_G_GT5 | 913 | G | GT5 | 89499 | Combustion Turbine | MIS_MO | Illinois | Madison | 103 | 2005 | 2045 | 2019 | 0.03393 | 5837.3717 | 0.01163 | NEI 2019
Breese | 934_G_2 | 934 | G | 2 |  | Combustion Turbine | MIS_IL | Illinois | Clinton | 3 | 1982 | 2045 | 2019 | 0.002902 | 50.8235 | 0.1142 | NEI 2019
Breese | 934_G_5 | 934 | G | 5 |  | Combustion Turbine | MIS_IL | Illinois | Clinton | 2.5 | 1992 | 9999 |  |  |  | 0.92213 | Default Emission Factor
Breese | 934_G_6 | 934 | G | 6 |  | Combustion Turbine | MIS_IL | Illinois | Clinton | 2.5 | 1997 | 9999 | 2019 | 0.017504 | 42.3529 | 0.82658 | NEI 2019
Breese | 934_G_7 | 934 | G | 7 |  | Combustion Turbine | MIS_IL | Illinois | Clinton | 2.5 | 2008 | 9999 |  |  |  | 0.92213 | Default Emission Factor
Breese | 934_G_8 | 934 | G | 8 |  | Combustion Turbine | MIS_IL | Illinois | Clinton | 2.5 | 2014 | 9999 |  |  |  | 0.92213 | Default Emission Factor
Breese | 934_G_IC1 | 934 | G | IC1 |  | Combustion Turbine | MIS_IL | Illinois | Clinton | 1 | 1953 | 9999 |  |  |  | 0.92213 | Default Emission Factor
Breese | 934_G_IC3 | 934 | G | IC3 |  | Combustion Turbine | MIS_IL | Illinois | Clinton | 3 | 1968 | 2045 | 2019 | 0.018243 | 50.8235 | 0.7179 | NEI 2019
Bushnell | 935_G_1 | 935 | G | 1 |  | Combustion Turbine | MIS_IL | Illinois | McDonough | 0.2 | 1940 | 9999 | 2017 | 0.006293 | 2.9259 | 4.3015 | NEI 2019
Bushnell | 935_G_2 | 935 | G | 2 |  | Combustion Turbine | MIS_IL | Illinois | McDonough | 0.2 | 1940 | 9999 |  |  |  | 0.92213 | Default Emission Factor
Bushnell | 935_G_3 | 935 | G | 3 |  | Combustion Turbine | MIS_IL | Illinois | McDonough | 2.2 | 1965 | 9999 |  |  |  | 0.92213 | Default Emission Factor
Bushnell | 935_G_4 | 935 | G | 4 |  | Combustion Turbine | MIS_IL | Illinois | McDonough | 2.2 | 1965 | 9999 |  |  |  | 0.92213 | Default Emission Factor
Bushnell | 935_G_5 | 935 | G | 5 |  | Combustion Turbine | MIS_IL | Illinois | McDonough | 1 | 1956 | 9999 |  |  |  | 0.92213 | Default Emission Factor
Bushnell | 935_G_6 | 935 | G | 6 |  | Combustion Turbine | MIS_IL | Illinois | McDonough | 2.5 | 2000 | 9999 |  |  |  | 0.92213 | Default Emission Factor
Bushnell | 935_G_7 | 935 | G | 7 |  | Combustion Turbine | MIS_IL | Illinois | McDonough | 2.5 | 2000 | 9999 | 2017 | 0.00688 | 36.5741 | 0.37622 | NEI 2019
Carlyle | 936_G_10 | 936 | G | 10 |  | Combustion Turbine | MIS_IL | Illinois | Clinton | 2.5 | 2003 | 9999 |  |  |  | 0.92213 | Default Emission Factor
Carlyle | 936_G_11 | 936 | G | 11 |  | Combustion Turbine | MIS_IL | Illinois | Clinton | 2.8 | 2019 | 9999 |  |  |  | 0.35769 | Default Emission Factor
Carlyle | 936_G_7 | 936 | G | 7 |  | Combustion Turbine | MIS_IL | Illinois | Clinton | 2 | 1964 | 2045 | 2017 | 0.023093 | 60.4211 | 0.7644 | NEI 2019
Carlyle | 936_G_8 | 936 | G | 8 |  | Combustion Turbine | MIS_IL | Illinois | Clinton | 2.5 | 1998 | 9999 | 2017 | 0.017615 | 75.5263 | 0.46646 | NEI 2019
Carlyle | 936_G_9 | 936 | G | 9 |  | Combustion Turbine | MIS_IL | Illinois | Clinton | 2.5 | 1999 | 9999 | 2019 | 0.022415 | 95.2632 | 0.47059 | NEI 2019
Carmi | 937_G_10 | 937 | G | 10 |  | Combustion Turbine | MIS_IL | Illinois | White | 1.6 | 1958 | 2045 |  |  |  | 0.92213 | Default Emission Factor
Carmi | 937_G_12 | 937 | G | 12 |  | Combustion Turbine | MIS_IL | Illinois | White | 1.8 | 1967 | 2045 |  |  |  | 0.92213 | Default Emission Factor
Carmi | 937_G_13 | 937 | G | 13 |  | Combustion Turbine | MIS_IL | Illinois | White | 4.3 | 1973 | 2045 |  |  |  | 0.92213 | Default Emission Factor
Carmi | 937_G_14 | 937 | G | 14 |  | Combustion Turbine | MIS_IL | Illinois | White | 1.1 | 2013 | 9999 |  |  |  | 0.92213 | Default Emission Factor
Carmi | 937_G_7 | 937 | G | 7 |  | Combustion Turbine | MIS_IL | Illinois | White | 0.9 | 1948 | 9999 |  |  |  | 0.92213 | Default Emission Factor
Carmi | 937_G_8 | 937 | G | 8 |  | Combustion Turbine | MIS_IL | Illinois | White | 1.2 | 1951 | 2045 |  |  |  | 0.92213 | Default Emission Factor
Carmi | 937_G_9 | 937 | G | 9 |  | Combustion Turbine | MIS_IL | Illinois | White | 1.5 | 1958 | 2045 |  |  |  | 0.92213 | Default Emission Factor
Farmer City | 941_G_1 | 941 | G | 1 |  | Combustion Turbine | MIS_IL | Illinois | DeWitt | 1.3 | 1967 | 2045 |  |  |  | 0.92213 | Default Emission Factor
Farmer City | 941_G_2 | 941 | G | 2 |  | Combustion Turbine | MIS_IL | Illinois | DeWitt | 0.9 | 1963 | 9999 |  |  |  | 0.92213 | Default Emission Factor
Farmer City | 941_G_4 | 941 | G | 4 |  | Combustion Turbine | MIS_IL | Illinois | DeWitt | 0.7 | 1951 | 9999 |  |  |  | 0.92213 | Default Emission Factor
Farmer City | 941_G_5 | 941 | G | 5 |  | Combustion Turbine | MIS_IL | Illinois | DeWitt | 2.8 | 1974 | 2045 |  |  |  | 0.92213 | Default Emission Factor
Farmer City | 941_G_6 | 941 | G | 6 |  | Combustion Turbine | MIS_IL | Illinois | DeWitt | 2 | 2012 | 9999 |  |  |  | 0.92213 | Default Emission Factor
Farmer City | 941_G_7 | 941 | G | 7 |  | Combustion Turbine | MIS_IL | Illinois | DeWitt | 2 | 2012 | 9999 |  |  |  | 0.92213 | Default Emission Factor
Freeburg | 943_G_1 | 943 | G | 1 |  | Combustion Turbine | MIS_IL | Illinois | St Clair | 0.4 | 1948 | 9999 | 2019 | 0.002109 | 0.73418 | 5.7452 | NEI 2019
Freeburg | 943_G_10 | 943 | G | 10 |  | Combustion Turbine | MIS_IL | Illinois | St Clair | 1.8 | 2007 | 9999 |  |  |  | 0.92213 | Default Emission Factor
Freeburg | 943_G_11 | 943 | G | 11 |  | Combustion Turbine | MIS_IL | Illinois | St Clair | 1.8 | 2007 | 9999 |  |  |  | 0.92213 | Default Emission Factor
Freeburg | 943_G_12 | 943 | G | 12 |  | Combustion Turbine | MIS_IL | Illinois | St Clair | 1.8 | 2007 | 9999 |  |  |  | 0.92213 | Default Emission Factor
Freeburg | 943_G_2 | 943 | G | 2 |  | Combustion Turbine | MIS_IL | Illinois | St Clair | 0.4 | 1948 | 9999 |  |  |  | 0.92213 | Default Emission Factor
Freeburg | 943_G_3 | 943 | G | 3 |  | Combustion Turbine | MIS_IL | Illinois | St Clair | 0.6 | 1953 | 9999 |  |  |  | 0.92213 | Default Emission Factor
Freeburg | 943_G_4 | 943 | G | 4 |  | Combustion Turbine | MIS_IL | Illinois | St Clair | 1 | 1959 | 9999 |  |  |  | 0.92213 | Default Emission Factor
Freeburg | 943_G_6 | 943 | G | 6 |  | Combustion Turbine | MIS_IL | Illinois | St Clair | 1.8 | 1974 | 9999 |  |  |  | 0.92213 | Default Emission Factor
Freeburg | 943_G_7 | 943 | G | 7 |  | Combustion Turbine | MIS_IL | Illinois | St Clair | 2.6 | 1986 | 9999 |  |  |  | 0.92213 | Default Emission Factor
Freeburg | 943_G_8 | 943 | G | 8 |  | Combustion Turbine | MIS_IL | Illinois | St Clair | 1.8 | 1996 | 9999 | 2017 | 0.005052 | 15.6076 | 0.64738 | NEI 2019
Freeburg | 943_G_9 | 943 | G | 9 |  | Combustion Turbine | MIS_IL | Illinois | St Clair | 1.8 | 1996 | 9999 |  |  |  | 0.92213 | Default Emission Factor
Geneseo | 944_G_1 | 944 | G | 1 |  | Combustion Turbine | MIS_MIDA | Illinois | Henry | 4.4 | 1974 | 2045 |  |  |  | 0.92213 | Default Emission Factor
Geneseo | 944_G_2 | 944 | G | 2 |  | Combustion Turbine | MIS_MIDA | Illinois | Henry | 2.8 | 1967 | 2045 |  |  |  | 0.92213 | Default Emission Factor
Geneseo | 944_G_3 | 944 | G | 3 |  | Combustion Turbine | MIS_MIDA | Illinois | Henry | 2.8 | 1966 | 2045 |  |  |  | 0.92213 | Default Emission Factor
Geneseo | 944_G_4 | 944 | G | 4 |  | Combustion Turbine | MIS_MIDA | Illinois | Henry | 1.3 | 1957 | 2045 |  |  |  | 0.92213 | Default Emission Factor
Geneseo | 944_G_5A | 944 | G | 5A |  | Combustion Turbine | MIS_MIDA | Illinois | Henry | 3.4 | 1990 | 2045 |  |  |  | 0.92213 | Default Emission Factor
Geneseo | 944_G_6A | 944 | G | 6A |  | Combustion Turbine | MIS_MIDA | Illinois | Henry | 2.4 | 2003 | 2045 |  |  |  | 0.92213 | Default Emission Factor
Geneseo | 944_G_7 | 944 | G | 7 |  | Combustion Turbine | MIS_MIDA | Illinois | Henry | 2.4 | 1961 | 2045 |  |  |  | 0.92213 | Default Emission Factor
Geneseo | 944_G_9 | 944 | G | 9 |  | Combustion Turbine | MIS_MIDA | Illinois | Henry | 3.8 | 1998 | 9999 |  |  |  | 0.92213 | Default Emission Factor
Highland | 946_G_IC1 | 946 | G | IC1 |  | Combustion Turbine | MIS_IL | Illinois | Madison | 1.6 | 1993 | 9999 |  |  |  | 0.92213 | Default Emission Factor
Highland | 946_G_IC2 | 946 | G | IC2 |  | Combustion Turbine | MIS_IL | Illinois | Madison | 1.6 | 1993 | 9999 |  |  |  | 0.92213 | Default Emission Factor
Highland | 946_G_IC3 | 946 | G | IC3 |  | Combustion Turbine | MIS_IL | Illinois | Madison | 1.6 | 1993 | 9999 |  |  |  | 0.92213 | Default Emission Factor
Highland | 946_G_IC5 | 946 | G | IC5 |  | Combustion Turbine | MIS_IL | Illinois | Madison | 2 | 1967 | 2045 | 2017 | 0.009 | 31.7857 | 0.56629 | NEI 2019
Highland | 946_G_IC6 | 946 | G | IC6 |  | Combustion Turbine | MIS_IL | Illinois | Madison | 2 | 1968 | 2045 |  |  |  | 0.92213 | Default Emission Factor
Highland | 946_G_IC7 | 946 | G | IC7 |  | Combustion Turbine | MIS_IL | Illinois | Madison | 4 | 1971 | 2045 |  |  |  | 0.92213 | Default Emission Factor
Highland | 946_G_IC8 | 946 | G | IC8 |  | Combustion Turbine | MIS_IL | Illinois | Madison | 4 | 1971 | 2045 |  |  |  | 0.92213 | Default Emission Factor
McLeansboro | 948_G_2 | 948 | G | 2 |  | Combustion Turbine | MIS_IL | Illinois | Hamilton | 0.4 | 1950 | 9999 |  |  |  | 0.92213 | Default Emission Factor
McLeansboro | 948_G_5 | 948 | G | 5 |  | Combustion Turbine | MIS_IL | Illinois | Hamilton | 1.8 | 1979 | 9999 |  |  |  | 0.92213 | Default Emission Factor
McLeansboro | 948_G_6 | 948 | G | 6 |  | Combustion Turbine | MIS_IL | Illinois | Hamilton | 2.2 | 1979 | 9999 |  |  |  | 0.92213 | Default Emission Factor
McLeansboro | 948_G_7 | 948 | G | 7 |  | Combustion Turbine | MIS_IL | Illinois | Hamilton | 1 | 1995 | 9999 | 2019 | 0.001558 | 9.2857 | 0.33557 | NEI 2019
McLeansboro | 948_G_8 | 948 | G | 8 |  | Combustion Turbine | MIS_IL | Illinois | Hamilton | 1 | 1994 | 9999 |  |  |  | 0.92213 | Default Emission Factor
McLeansboro | 948_G_9 | 948 | G | 9 |  | Combustion Turbine | MIS_IL | Illinois | Hamilton | 2 | 2002 | 9999 |  |  |  | 0.92213 | Default Emission Factor
Marshall (IL) | 949_G_10 | 949 | G | 10 |  | Combustion Turbine | MIS_IL | Illinois | Clark | 1.8 | 2002 | 9999 | 2017 | 0.00235 | 15.8698 | 0.29616 | NEI 2019
Marshall (IL) | 949_G_11 | 949 | G | 11 |  | Combustion Turbine | MIS_IL | Illinois | Clark | 1.8 | 2002 | 9999 | 2017 | 0.002342 | 15.8698 | 0.29515 | NEI 2019
Marshall (IL) | 949_G_12 | 949 | G | 12 |  | Combustion Turbine | MIS_IL | Illinois | Clark | 1.8 | 2007 | 9999 |  |  |  | 0.92213 | Default Emission Factor
Marshall (IL) | 949_G_13 | 949 | G | 13 |  | Combustion Turbine | MIS_IL | Illinois | Clark | 1.8 | 2007 | 9999 |  |  |  | 0.92213 | Default Emission Factor
Marshall (IL) | 949_G_5 | 949 | G | 5 |  | Combustion Turbine | MIS_IL | Illinois | Clark | 2.5 | 2002 | 9999 |  |  |  | 0.92213 | Default Emission Factor
Marshall (IL) | 949_G_6 | 949 | G | 6 |  | Combustion Turbine | MIS_IL | Illinois | Clark | 1.8 | 2002 | 9999 | 2017 | 0.002508 | 15.8698 | 0.31607 | NEI 2019
Marshall (IL) | 949_G_7 | 949 | G | 7 |  | Combustion Turbine | MIS_IL | Illinois | Clark | 1.8 | 2002 | 9999 | 2019 | 0.002474 | 12.2485 | 0.40397 | NEI 2019
Marshall (IL) | 949_G_8 | 949 | G | 8 |  | Combustion Turbine | MIS_IL | Illinois | Clark | 1.8 | 2002 | 9999 | 2017 | 0.002446 | 15.8698 | 0.30826 | NEI 2019
Marshall (IL) | 949_G_9 | 949 | G | 9 |  | Combustion Turbine | MIS_IL | Illinois | Clark | 1.8 | 2002 | 9999 | 2017 | 0.002382 | 15.8698 | 0.30019 | NEI 2019
Peru (IL) | 955_G_11 | 955 | G | 11 |  | Combustion Turbine | PJM_COMD | Illinois | LaSalle | 2.7 | 2011 | 9999 |  |  |  | 0.92213 | Default Emission Factor
Peru (IL) | 955_G_12 | 955 | G | 12 |  | Combustion Turbine | PJM_COMD | Illinois | LaSalle | 2.7 | 2011 | 9999 |  |  |  | 0.92213 | Default Emission Factor
Peru (IL) | 955_G_13 | 955 | G | 13 |  | Combustion Turbine | PJM_COMD | Illinois | LaSalle | 2.7 | 2011 | 9999 |  |  |  | 0.92213 | Default Emission Factor
Peru (IL) | 955_G_14 | 955 | G | 14 |  | Combustion Turbine | PJM_COMD | Illinois | LaSalle | 2.7 | 2011 | 9999 |  |  |  | 0.92213 | Default Emission Factor
Peru (IL) | 955_G_15 | 955 | G | 15 |  | Combustion Turbine | PJM_COMD | Illinois | LaSalle | 2.7 | 2011 | 9999 |  |  |  | 0.92213 | Default Emission Factor
Peru (IL) | 955_G_16 | 955 | G | 16 |  | Combustion Turbine | PJM_COMD | Illinois | LaSalle | 2.7 | 2011 | 9999 |  |  |  | 0.92213 | Default Emission Factor
Peru (IL) | 955_G_17 | 955 | G | 17 |  | Combustion Turbine | PJM_COMD | Illinois | LaSalle | 2.7 | 2011 | 9999 |  |  |  | 0.92213 | Default Emission Factor
Peru (IL) | 955_G_GT1 | 955 | G | GT1 |  | Combustion Turbine | MIS_IL | Illinois | LaSalle | 8.6 | 1968 | 9999 |  |  |  | 0.12736 | Default Emission Factor
Princeton (IL) | 957_G_1 | 957 | G | 1 |  | Combustion Turbine | MIS_IL | Illinois | Bureau | 2.3 | 1953 | 2045 |  |  |  | 0.92213 | Default Emission Factor
Princeton (IL) | 957_G_2 | 957 | G | 2 |  | Combustion Turbine | MIS_IL | Illinois | Bureau | 3 | 1958 | 2045 |  |  |  | 0.92213 | Default Emission Factor
Princeton (IL) | 957_G_3 | 957 | G | 3 |  | Combustion Turbine | MIS_IL | Illinois | Bureau | 3.4 | 1965 | 2045 |  |  |  | 0.92213 | Default Emission Factor
Princeton (IL) | 957_G_4 | 957 | G | 4 |  | Combustion Turbine | MIS_IL | Illinois | Bureau | 3.4 | 1965 | 2045 |  |  |  | 0.92213 | Default Emission Factor
Princeton (IL) | 957_G_5 | 957 | G | 5 |  | Combustion Turbine | MIS_IL | Illinois | Bureau | 4.4 | 1971 | 2045 |  |  |  | 0.92213 | Default Emission Factor
Princeton (IL) | 957_G_6 | 957 | G | 6 |  | Combustion Turbine | MIS_IL | Illinois | Bureau | 5.5 | 1971 | 2045 |  |  |  | 0.92213 | Default Emission Factor
Princeton (IL) | 957_G_7 | 957 | G | 7 |  | Combustion Turbine | MIS_IL | Illinois | Bureau | 7 | 1976 | 2045 |  |  |  | 0.92213 | Default Emission Factor
Princeton (IL) | 957_G_8 | 957 | G | 8 |  | Combustion Turbine | MIS_IL | Illinois | Bureau | 8.7 | 1976 | 2045 | 2019 | 0.012085 | 286.1538 | 0.08447 | NEI 2019
Rantoul | 958_G_10 | 958 | G | 10 |  | Combustion Turbine | MIS_IL | Illinois | Champaign | 1.8 | 2000 | 9999 |  |  |  | 0.92213 | Default Emission Factor
Rantoul | 958_G_11 | 958 | G | 11 |  | Combustion Turbine | MIS_IL | Illinois | Champaign | 1.8 | 2000 | 9999 |  |  |  | 0.92213 | Default Emission Factor
Rantoul | 958_G_12 | 958 | G | 12 |  | Combustion Turbine | MIS_IL | Illinois | Champaign | 1.8 | 2000 | 9999 |  |  |  | 0.92213 | Default Emission Factor
Rantoul | 958_G_13 | 958 | G | 13 |  | Combustion Turbine | MIS_IL | Illinois | Champaign | 1.8 | 2000 | 9999 |  |  |  | 0.92213 | Default Emission Factor
Rantoul | 958_G_14 | 958 | G | 14 |  | Combustion Turbine | MIS_IL | Illinois | Champaign | 1.8 | 2000 | 9999 |  |  |  | 0.92213 | Default Emission Factor
Rantoul | 958_G_15 | 958 | G | 15 |  | Combustion Turbine | MIS_IL | Illinois | Champaign | 1.8 | 2001 | 9999 |  |  |  | 0.92213 | Default Emission Factor
Rantoul | 958_G_16 | 958 | G | 16 |  | Combustion Turbine | MIS_IL | Illinois | Champaign | 1.8 | 2001 | 9999 |  |  |  | 0.92213 | Default Emission Factor
Rantoul | 958_G_9 | 958 | G | 9 |  | Combustion Turbine | MIS_IL | Illinois | Champaign | 1.8 | 2000 | 9999 |  |  |  | 0.92213 | Default Emission Factor
Red Bud | 959_G_1 | 959 | G | 1 |  | Combustion Turbine | MIS_IL | Illinois | Randolph | 2.2 | 1968 | 9999 | 2017 | 0.001106 | 40.4615 | 0.05467 | NEI 2019
Red Bud | 959_G_2 | 959 | G | 2 |  | Combustion Turbine | MIS_IL | Illinois | Randolph | 0.9 | 1959 | 9999 | 2017 | 0.010472 | 16.5524 | 1.2653 | NEI 2019
Red Bud | 959_G_3 | 959 | G | 3 |  | Combustion Turbine | MIS_IL | Illinois | Randolph | 2.2 | 1964 | 9999 | 2019 | 0.005952 | 22 | 0.54109 | NEI 2019
Red Bud | 959_G_4 | 959 | G | 4 |  | Combustion Turbine | MIS_IL | Illinois | Randolph | 3 | 1973 | 9999 |  |  |  | 0.92213 | Default Emission Factor
Red Bud | 959_G_7 | 959 | G | 7 |  | Combustion Turbine | MIS_IL | Illinois | Randolph | 3 | 2002 | 9999 | 2017 | 0.007621 | 55.1748 | 0.27625 | NEI 2019
Red Bud | 959_G_8 | 959 | G | 8 |  | Combustion Turbine | MIS_IL | Illinois | Randolph | 3 | 2002 | 9999 |  |  |  | 0.92213 | Default Emission Factor
North Ninth Street | 960_G_1 | 960 | G | 1 |  | Combustion Turbine | PJM_COMD | Illinois | Ogle | 0.6 | 1940 | 9999 |  |  |  | 0.92213 | Default Emission Factor
North Ninth Street | 960_G_10 | 960 | G | 10 |  | Combustion Turbine | PJM_COMD | Illinois | Ogle | 2 | 1989 | 2045 | 2019 | 0.09034 | 222.0979 | 0.81352 | NEI 2019
North Ninth Street | 960_G_3 | 960 | G | 3 |  | Combustion Turbine | PJM_COMD | Illinois | Ogle | 2 | 1956 | 2045 | 2017 | 0.17884 | 173.007 | 2.0675 | NEI 2019
North Ninth Street | 960_G_4 | 960 | G | 4 |  | Combustion Turbine | PJM_COMD | Illinois | Ogle | 0.7 | 1946 | 9999 | 2017 | 0.004463 | 60.5524 | 0.14741 | NEI 2019
North Ninth Street | 960_G_6 | 960 | G | 6 |  | Combustion Turbine | PJM_COMD | Illinois | Ogle | 2 | 1954 | 2045 |  |  |  | 0.92213 | Default Emission Factor
North Ninth Street | 960_G_7 | 960 | G | 7 |  | Combustion Turbine | PJM_COMD | Illinois | Ogle | 3.5 | 1967 | 2045 | 2019 | 0.44634 | 388.6713 | 2.2967 | NEI 2019
North Ninth Street | 960_G_8 | 960 | G | 8 |  | Combustion Turbine | PJM_COMD | Illinois | Ogle | 0.5 | 1949 | 9999 |  |  |  | 0.92213 | Default Emission Factor
North Ninth Street | 960_G_9 | 960 | G | 9 |  | Combustion Turbine | PJM_COMD | Illinois | Ogle | 3 | 1989 | 2045 | 2019 | 0.05459 | 333.1469 | 0.32772 | NEI 2019
South Main Street | 961_G_1 | 961 | G | 1 |  | Combustion Turbine | PJM_COMD | Illinois | Ogle | 1.6 | 1967 | 2045 |  |  |  | 0.92213 | Default Emission Factor
South Main Street | 961_G_13 | 961 | G | 13 |  | Combustion Turbine | PJM_COMD | Illinois | Ogle | 1.8 | 2014 | 9999 |  |  |  | 0.92213 | Default Emission Factor
South Main Street | 961_G_14 | 961 | G | 14 |  | Combustion Turbine | PJM_COMD | Illinois | Ogle | 1.8 | 2014 | 9999 |  |  |  | 0.92213 | Default Emission Factor
South Main Street | 961_G_15 | 961 | G | 15 |  | Combustion Turbine | PJM_COMD | Illinois | Ogle | 1.8 | 2014 | 9999 |  |  |  | 0.92213 | Default Emission Factor
South Main Street | 961_G_16 | 961 | G | 16 |  | Combustion Turbine | PJM_COMD | Illinois | Ogle | 1.8 | 2016 | 9999 |  |  |  | 0.92213 | Default Emission Factor
South Main Street | 961_G_17 | 961 | G | 17 |  | Combustion Turbine | PJM_COMD | Illinois | Ogle | 1.8 | 2016 | 9999 |  |  |  | 0.92213 | Default Emission Factor
South Main Street | 961_G_18 | 961 | G | 18 |  | Combustion Turbine | PJM_COMD | Illinois | Ogle | 1.8 | 2016 | 9999 |  |  |  | 0.92213 | Default Emission Factor
South Main Street | 961_G_2 | 961 | G | 2 |  | Combustion Turbine | PJM_COMD | Illinois | Ogle | 2 | 1967 | 2045 |  |  |  | 0.92213 | Default Emission Factor
Lakeside | 964_G_D1 | 964 | G | D1 |  | Combustion Turbine | MIS_IL | Illinois | Sangamon | 1.7 | 2002 | 9999 |  |  |  | 0.92213 | Default Emission Factor
Lakeside | 964_G_D2 | 964 | G | D2 |  | Combustion Turbine | MIS_IL | Illinois | Sangamon | 1.7 | 2002 | 9999 |  |  |  | 0.92213 | Default Emission Factor
Lakeside | 964_G_D3 | 964 | G | D3 |  | Combustion Turbine | MIS_IL | Illinois | Sangamon | 1.7 | 2002 | 9999 |  |  |  | 0.92213 | Default Emission Factor
Reynolds | 965_G_1 | 965 | G | 1 |  | Combustion Turbine | MIS_IL | Illinois | Sangamon | 14 | 1970 | 9999 |  |  |  | 0.12736 | Default Emission Factor
Sullivan (IL) | 969_G_1 | 969 | G | 1 |  | Combustion Turbine | MIS_IL | Illinois | Moultrie | 4.3 | 1974 | 9999 |  |  |  | 0.92213 | Default Emission Factor
Sullivan (IL) | 969_G_10 | 969 | G | 10 |  | Combustion Turbine | MIS_IL | Illinois | Moultrie | 2.2 | 1971 | 9999 | 2017 | 0.002512 | 28.4653 | 0.1765 | NEI 2019
Sullivan (IL) | 969_G_11 | 969 | G | 11 |  | Combustion Turbine | MIS_IL | Illinois | Moultrie | 2 | 1996 | 9999 |  |  |  | 0.92213 | Default Emission Factor
Sullivan (IL) | 969_G_12 | 969 | G | 12 |  | Combustion Turbine | MIS_IL | Illinois | Moultrie | 1 | 1996 | 9999 | 2017 | 0.00491 | 12.9388 | 0.75896 | NEI 2019
Sullivan (IL) | 969_G_13 | 969 | G | 13 |  | Combustion Turbine | MIS_IL | Illinois | Moultrie | 2.3 | 2012 | 9999 |  |  |  | 0.92213 | Default Emission Factor
Sullivan (IL) | 969_G_14 | 969 | G | 14 |  | Combustion Turbine | MIS_IL | Illinois | Moultrie | 2.3 | 2012 | 9999 |  |  |  | 0.92213 | Default Emission Factor
Sullivan (IL) | 969_G_15 | 969 | G | 15 |  | Combustion Turbine | MIS_IL | Illinois | Moultrie | 2.3 | 2012 | 9999 |  |  |  | 0.92213 | Default Emission Factor
Sullivan (IL) | 969_G_2 | 969 | G | 2 |  | Combustion Turbine | MIS_IL | Illinois | Moultrie | 2 | 1961 | 9999 |  |  |  | 0.92213 | Default Emission Factor
Sullivan (IL) | 969_G_3 | 969 | G | 3 |  | Combustion Turbine | MIS_IL | Illinois | Moultrie | 1.3 | 1956 | 9999 | 2019 | 0.004721 | 8.9673 | 1.0529 | NEI 2019
Sullivan (IL) | 969_G_4 | 969 | G | 4 |  | Combustion Turbine | MIS_IL | Illinois | Moultrie | 0.9 | 1951 | 9999 |  |  |  | 0.92213 | Default Emission Factor
Sullivan (IL) | 969_G_5 | 969 | G | 5 |  | Combustion Turbine | MIS_IL | Illinois | Moultrie | 1.1 | 1948 | 9999 |  |  |  | 0.92213 | Default Emission Factor
Sullivan (IL) | 969_G_6 | 969 | G | 6 |  | Combustion Turbine | MIS_IL | Illinois | Moultrie | 0.6 | 1946 | 9999 | 2019 | 0.010359 | 4.1388 | 5.0058 | NEI 2019
Sullivan (IL) | 969_G_9 | 969 | G | 9 |  | Combustion Turbine | MIS_IL | Illinois | Moultrie | 2.2 | 1971 | 9999 | 2017 | 0.006787 | 28.4653 | 0.47686 | NEI 2019
Waterloo | 971_G_1 | 971 | G | 1 |  | Combustion Turbine | MIS_IL | Illinois | Monroe | 2.7 | 1970 | 2045 |  |  |  | 0.92213 | Default Emission Factor
Waterloo | 971_G_10 | 971 | G | 10 |  | Combustion Turbine | MIS_IL | Illinois | Monroe | 1.8 | 1996 | 9999 |  |  |  | 0.92213 | Default Emission Factor
Waterloo | 971_G_11 | 971 | G | 11 |  | Combustion Turbine | MIS_IL | Illinois | Monroe | 1.8 | 1996 | 9999 |  |  |  | 0.92213 | Default Emission Factor
Waterloo | 971_G_12 | 971 | G | 12 |  | Combustion Turbine | MIS_IL | Illinois | Monroe | 6.6 | 2002 | 2045 |  |  |  | 0.12736 | Default Emission Factor
Waterloo | 971_G_13 | 971 | G | 13 |  | Combustion Turbine | MIS_IL | Illinois | Monroe | 6.6 | 2012 | 2045 |  |  |  | 0.12736 | Default Emission Factor
Waterloo | 971_G_2 | 971 | G | 2 |  | Combustion Turbine | MIS_IL | Illinois | Monroe | 0.2 | 1954 | 9999 |  |  |  | 0.92213 | Default Emission Factor
Waterloo | 971_G_3 | 971 | G | 3 |  | Combustion Turbine | MIS_IL | Illinois | Monroe | 0.2 | 1946 | 9999 |  |  |  | 0.92213 | Default Emission Factor
Waterloo | 971_G_4 | 971 | G | 4 |  | Combustion Turbine | MIS_IL | Illinois | Monroe | 1.8 | 1963 | 2045 |  |  |  | 0.92213 | Default Emission Factor
Waterloo | 971_G_5 | 971 | G | 5 |  | Combustion Turbine | MIS_IL | Illinois | Monroe | 0.4 | 1950 | 9999 | 2017 | 0.007228 | 5.6689 | 2.5501 | NEI 2019
Waterloo | 971_G_6 | 971 | G | 6 |  | Combustion Turbine | MIS_IL | Illinois | Monroe | 0.5 | 1950 | 9999 | 2017 | 0.011018 | 7.0861 | 3.1098 | NEI 2019
Waterloo | 971_G_7 | 971 | G | 7 |  | Combustion Turbine | MIS_IL | Illinois | Monroe | 1.5 | 1959 | 2045 | 2017 | 0.004289 | 21.2583 | 0.40351 | NEI 2019
Waterloo | 971_G_8 | 971 | G | 8 |  | Combustion Turbine | MIS_IL | Illinois | Monroe | 2.4 | 1973 | 9999 | 2019 | 0.005537 | 24 | 0.46142 | NEI 2019
Waterloo | 971_G_9 | 971 | G | 9 |  | Combustion Turbine | MIS_IL | Illinois | Monroe | 1.8 | 1996 | 9999 |  |  |  | 0.92213 | Default Emission Factor
Winnetka | 972_G_8 | 972 | G | 8 |  | Combustion Turbine | PJM_COMD | Illinois | Cook | 2.6 | 1979 | 9999 |  |  |  | 0.92213 | Default Emission Factor
Winnetka | 972_G_9 | 972 | G | 9 |  | Combustion Turbine | PJM_COMD | Illinois | Cook | 2.6 | 1979 | 9999 |  |  |  | 0.92213 | Default Emission Factor
Marion | 976_G_5 | 976 | G | 5 | 9174 | Combustion Turbine | MIS_IL | Illinois | Williamson | 70 | 2003 | 2045 | 2019 | 0.03495 | 4053 | 0.01725 | NEI 2019
Marion | 976_G_6 | 976 | G | 6 | 9175 | Combustion Turbine | MIS_IL | Illinois | Williamson | 70 | 2003 | 2045 | 2017 | 0.10875 | 3814.5 | 0.05702 | NEI 2019
Frederickson | 99_G_1 | 99 | G | 1 |  | Combustion Turbine | WECC_PNW | Washington | Pierce | 67 | 1981 | 9999 | 2019 | 2.5 | 40682.5 | 0.1229 | NEI 2019
Frederickson | 99_G_2 | 99 | G | 2 |  | Combustion Turbine | WECC_PNW | Washington | Pierce | 67 | 1981 | 9999 | 2019 | 1.8705 | 40682.5 | 0.09196 | NEI 2019
Harding Street | 990_G_GT1 | 990 | G | GT1 |  | Combustion Turbine | MIS_INKY | Indiana | Marion | 19.1 | 1973 | 9999 |  |  |  | 0.12736 | Default Emission Factor
Harding Street | 990_G_GT2 | 990 | G | GT2 |  | Combustion Turbine | MIS_INKY | Indiana | Marion | 17.9 | 1973 | 9999 | 2019 | 0.0231 | 8953.3045 | 0.00516 | NEI 2019
Harding Street | 990_G_GT4 | 990 | G | GT4 | 682 | Combustion Turbine | MIS_INKY | Indiana | Marion | 67 | 1994 | 2030 | 2017 | 0.92125 | 61853.9869 | 0.02979 | NEI 2019
Harding Street | 990_G_GT5 | 990 | G | GT5 | 683 | Combustion Turbine | MIS_INKY | Indiana | Marion | 67 | 1995 | 2030 | 2019 | 1.1759 | 33512.3686 | 0.07017 | NEI 2019
Harding Street | 990_G_GT6 | 990 | G | GT6 | 684 | Combustion Turbine | MIS_INKY | Indiana | Marion | 154 | 2002 | 2030 | 2019 | 3.8525 | 77028.4293 | 0.10003 | NEI 2019
Harding Street | 990_G_IC1 | 990 | G | IC1 |  | Combustion Turbine | MIS_INKY | Indiana | Marion | 3 | 1967 | 9999 |  |  |  | 0.92213 | Default Emission Factor
Eagle Valley (IN) | 991_G_GT1 | 991 | G | GT1 | 91143 | Combined Cycle | MIS_INKY | Indiana | Morgan | 207 | 2018 | 9999 |  |  |  | 0.04357 | NEI 2019
Eagle Valley (IN) | 991_G_GT2 | 991 | G | GT2 | 91144 | Combined Cycle | MIS_INKY | Indiana | Morgan | 207 | 2018 | 9999 | 2019 | 56.41 | 1673902 | 0.04357 | NEI 2019
Eagle Valley (IN) | 991_G_STG1 | 991 | G | STG1 | 91143 | Combined Cycle | MIS_INKY | Indiana | Morgan | 230 | 2018 | 9999 |  |  |  | 0.04357 | NEI 2019
AES Petersburg | 994_G_IC1 | 994 | G | IC1 |  | Combustion Turbine | MIS_INKY | Indiana | Pike | 3 | 1967 | 9999 |  |  |  | 0.92213 | Default Emission Factor
AES Petersburg | 994_G_IC2 | 994 | G | IC2 |  | Combustion Turbine | MIS_INKY | Indiana | Pike | 3 | 1967 | 9999 |  |  |  | 0.92213 | Default Emission Factor
AES Petersburg | 994_G_IC3 | 994 | G | IC3 |  | Combustion Turbine | MIS_INKY | Indiana | Pike | 3 | 1967 | 9999 |  |  |  | 0.92213 | Default Emission Factor
Quest Diagnostics | 83001_G_1 | 83001 | G | 1 |  | Combustion Turbine | PJM_Dom | Virginia | Loudoun | 4 | 2016 | 9999 |  |  |  | 0.92213 | Default Emission Factor
Micron Technology Incorporated | 83002_G_1 | 83002 | G | 1 |  | Combustion Turbine | PJM_Dom | Virginia | Prince William | 6 | 2016 | 9999 |  |  |  | 0.92213 | Default Emission Factor
AOL | 83003_G_1 | 83003 | G | 1 |  | Combustion Turbine | PJM_Dom | Virginia | Loudoun | 14 | 2016 | 9999 |  |  |  | 0.92213 | Default Emission Factor
AOL | 83004_G_1 | 83004 | G | 1 |  | Combustion Turbine | PJM_Dom | Virginia | Prince William | 25 | 2016 | 9999 |  |  |  | 0.92213 | Default Emission Factor
MCI | 83005_G_1 | 83005 | G | 1 |  | Combustion Turbine | PJM_Dom | Virginia | Loudoun | 32 | 2016 | 9999 |  |  |  | 0.92213 | Default Emission Factor
AOL | 83006_G_1 | 83006 | G | 1 |  | Combustion Turbine | PJM_Dom | Virginia | Fairfax | 44 | 2016 | 9999 |  |  |  | 0.92213 | Default Emission Factor
DuPont Fabros | 83007_G_1 | 83007 | G | 1 |  | Combustion Turbine | PJM_Dom | Virginia | Loudoun | 60 | 2016 | 9999 |  |  |  | 0.92213 | Default Emission Factor
OES Biogas Power | 63622_G_OES01 | 63622 | G | OES01 |  | Non-Fossil Waste | WECC_SCE | California | San Bernardino | 1.3 | 2020 | 9999 |  |  |  | 0.32253 | Default Emission Factor
OES Biogas Power | 63622_G_OES02 | 63622 | G | OES02 |  | Non-Fossil Waste | WECC_SCE | California | San Bernardino | 1.3 | 2020 | 9999 |  |  |  | 0.32253 | Default Emission Factor
Burlington (IA) | 1104_B_1 | 1104 | B | 1 | 764 | O/G Steam | MIS_IA | Iowa | Des Moines | 214 | 1968 | 9999 |  |  |  | 0.14445 | Default Emission Factor
Big Bend | 645_G_BBST1 | 645 | G | BBST1 |  | Combined Cycle | FRCC | Florida | Hillsborough | 335 | 2023 | 9999 |  |  |  | 0.02842 | Default Emission Factor
Big Bend | 645_G_GT5 | 645 | G | GT5 |  | Combined Cycle | FRCC | Florida | Hillsborough | 360 | 2023 | 9999 |  |  |  | 0.02842 | Default Emission Factor
Big Bend | 645_G_GT6 | 645 | G | GT6 |  | Combined Cycle | FRCC | Florida | Hillsborough | 360 | 2023 | 9999 |  |  |  | 0.02842 | Default Emission Factor
Greenleaf 2 Power Plant | 10349_G_GEN1 | 10349 | G | GEN1 |  | Combustion Turbine | WEC_CALN | California | Sutter | 49.5 | 1989 | 9999 | 2017 | 2.4052 | 234028 | 0.02055 | NEI 2019
Ormond Beach | 350_B_1 | 350 | B | 1 | 229 | O/G Steam | WECC_SCE | California | Ventura | 741 | 1971 | 2024 | 2019 | 1.7136 | 39051 | 0.08776 | NEI 2019
Ormond Beach | 350_B_2 | 350 | B | 2 | 230 | O/G Steam | WECC_SCE | California | Ventura | 750 | 1973 | 2024 | 2019 | 1.6616 | 121798 | 0.02729 | NEI 2019
Ellwood | 8076_G_01 | 8076 | G | 01 |  | Combustion Turbine | WECC_SCE | California | Santa Barbara | 54 | 1974 | 2024 |  |  |  | 0.12736 | Default Emission Factor
Morgantown Energy Facility | 10743_B_CFB1 | 10743 | B | CFB1 | 10078 | Coal Steam | PJM_AP | West Virginia | Monongalia | 25 | 1991 | 9999 |  |  |  | 0.29061 | NEI 2019
Morgantown Energy Facility | 10743_B_CFB2 | 10743 | B | CFB2 | 10079 | Coal Steam | PJM_AP | West Virginia | Monongalia | 25 | 1991 | 9999 | 2019 | 50.0034 | 344130 | 0.29061 | NEI 2019
Quindaro | 1295_B_2 | 1295 | B | 2 | 856 | O/G Steam | SPP_N | Kansas | Wyandotte | 85 | 1971 | 9999 |  |  |  | 0.14445 | Default Emission Factor
Edgewater | 4050_B_5 | 4050 | B | 5 | 2600 | Coal Steam | MIS_WUMS | Wisconsin | Sheboygan | 416 | 1985 | 2025 | 2019 | 24.1197 | 1427122 | 0.0338 | NEI 2019
Coal Creek | 6030_B_1 | 6030 | B | 1 | 2692 | Coal Steam | MIS_MNWI | North Dakota | McLean | 574 | 1979 | 9999 | 2019 | 507.3 | 4591071 | 0.22099 | NEI 2019
Coal Creek | 6030_B_2 | 6030 | B | 2 | 2693 | Coal Steam | MIS_MNWI | North Dakota | McLean | 573 | 1981 | 9999 | 2017 | 399 | 4391678 | 0.18171 | NEI 2019
R M Schahfer | 6085_B_17 | 6085 | B | 17 | 2764 | Coal Steam | MIS_INKY | Indiana | Jasper | 361 | 1983 | 2025 | 2019 | 167.1249 | 1258301 | 0.26564 | NEI 2019
R M Schahfer | 6085_B_18 | 6085 | B | 18 | 2765 | Coal Steam | MIS_INKY | Indiana | Jasper | 361 | 1986 | 2025 | 2019 | 196.5035 | 1456635 | 0.26981 | NEI 2019
Merom | 6213_B_1SG1 | 6213 | B | 1SG1 | 2853 | Coal Steam | MIS_INKY | Indiana | Sullivan | 496 | 1983 | 9999 |  |  |  | 0.13679 | Default Emission Factor
Merom | 6213_B_2SG1 | 6213 | B | 2SG1 | 2854 | Coal Steam | MIS_INKY | Indiana | Sullivan | 492 | 1982 | 9999 |  |  |  | 0.13679 | Default Emission Factor
Big Bend | 645_B_BB01 | 645 | B | BB01 | 467 | Coal Steam | FRCC | Florida | Hillsborough | 385 | 1970 | 9999 | 2019 | 6.1415 | 632611 | 0.01942 | NEI 2019
North Valmy | 8224_B_1 | 8224 | B | 1 | 3473 | Coal Steam | WECC_NNV | Nevada | Humboldt | 254 | 1981 | 2025 | 2017 | 46.6665 | 304177 | 0.30684 | NEI 2019
Quindaro | 1295_G_ST1 | 1295 | G | ST1 | 855 | O/G Steam | SPP_N | Kansas | Wyandotte | 72 | 1965 | 9999 |  |  |  | 0.14445 | Default Emission Factor
FirstEnergy W H Sammis | 2866_G_A1 | 2866 | G | A1 |  | Combustion Turbine | PJM_ATSI | Ohio | Jefferson | 3 | 1972 | 2028 |  |  |  | 0.92213 | Default Emission Factor
FirstEnergy W H Sammis | 2866_G_B1 | 2866 | G | B1 |  | Combustion Turbine | PJM_ATSI | Ohio | Jefferson | 3 | 1972 | 2028 |  |  |  | 0.92213 | Default Emission Factor
FirstEnergy W H Sammis | 2866_G_B2 | 2866 | G | B2 |  | Combustion Turbine | PJM_ATSI | Ohio | Jefferson | 3 | 1972 | 2028 |  |  |  | 0.92213 | Default Emission Factor
FirstEnergy W H Sammis | 2866_G_B3 | 2866 | G | B3 |  | Combustion Turbine | PJM_ATSI | Ohio | Jefferson | 2 | 1972 | 2028 |  |  |  | 0.92213 | Default Emission Factor
FirstEnergy W H Sammis | 2866_G_B4 | 2866 | G | B4 |  | Combustion Turbine | PJM_ATSI | Ohio | Jefferson | 2 | 1972 | 2028 |  |  |  | 0.92213 | Default Emission Factor
North Fork Community Power | 60192_G_NFCP1 | 60192 | G | NFCP1 |  | Non-Fossil Waste | WEC_CALN | California | Madera | 2 | 2020 | 9999 |  |  |  | 0.32253 | Default Emission Factor
Coal Creek | 6030_G_4 | 6030 | G | 4 |  | Combustion Turbine | MIS_MNWI | North Dakota | McLean | 3 | 2016 | 9999 |  |  |  | 0.92213 | Default Emission Factor
Coal Creek | 6030_G_5 | 6030 | G | 5 |  | Combustion Turbine | MIS_MNWI | North Dakota | McLean | 3 | 2016 | 9999 |  |  |  | 0.92213 | Default Emission Factor
Rio Grande | 2444_B_7 | 2444 | B | 7 | 1587 | O/G Steam | WECC_NM | New Mexico | Dona Ana | 46 | 1972 | 2024 |  |  |  | 0.14445 | Default Emission Factor
Fort Churchill | 2330_B_2 | 2330 | B | 2 | 1406 | O/G Steam | WECC_NNV | Nevada | Lyon | 113 | 1971 | 2029 |  |  |  | 0.14445 | Default Emission Factor
Houston Plant | 52065_G_GEN2 | 52065 | G | GEN2 |  | Non-Fossil Waste | ERC_REST | Texas | Harris | 1.5 | 1970 | 9999 |  |  |  | 0.70317 | Default Emission Factor
Manatee | 6042_B_PMT1 | 6042 | B | PMT1 | 2706 | O/G Steam | FRCC | Florida | Manatee | 809 | 1976 | 9999 |  |  |  | 0.14445 | Default Emission Factor
Manatee | 6042_B_PMT2 | 6042 | B | PMT2 | 2707 | O/G Steam | FRCC | Florida | Manatee | 809 | 1977 | 9999 |  |  |  | 0.14445 | Default Emission Factor
Oroville Cogeneration LP | 54477_G_GEN1 | 54477 | G | GEN1 |  | Combustion Turbine | WEC_CALN | California | Butte | 1.1 | 1990 | 2025 |  |  |  | 0.92213 | Default Emission Factor
Oroville Cogeneration LP | 54477_G_GEN2 | 54477 | G | GEN2 |  | Combustion Turbine | WEC_CALN | California | Butte | 1.1 | 1990 | 2025 |  |  |  | 0.92213 | Default Emission Factor
Oroville Cogeneration LP | 54477_G_GEN3 | 54477 | G | GEN3 |  | Combustion Turbine | WEC_CALN | California | Butte | 1.1 | 1990 | 2025 |  |  |  | 0.92213 | Default Emission Factor
Oroville Cogeneration LP | 54477_G_GEN4 | 54477 | G | GEN4 |  | Combustion Turbine | WEC_CALN | California | Butte | 1.1 | 1990 | 2025 |  |  |  | 0.92213 | Default Emission Factor
Oroville Cogeneration LP | 54477_G_GEN5 | 54477 | G | GEN5 |  | Combustion Turbine | WEC_CALN | California | Butte | 1.1 | 1990 | 2025 |  |  |  | 0.92213 | Default Emission Factor
Oroville Cogeneration LP | 54477_G_GEN6 | 54477 | G | GEN6 |  | Combustion Turbine | WEC_CALN | California | Butte | 1.1 | 1990 | 2025 |  |  |  | 0.92213 | Default Emission Factor
Oroville Cogeneration LP | 54477_G_GEN7 | 54477 | G | GEN7 |  | Combustion Turbine | WEC_CALN | California | Butte | 1.1 | 1990 | 2025 |  |  |  | 0.92213 | Default Emission Factor
Osceola | 55192_G_CTG1 | 55192 | G | CTG1 |  | Combustion Turbine | FRCC | Florida | Osceola | 157 | 2001 | 9999 |  |  |  | 0.12736 | Default Emission Factor
Osceola | 55192_G_CTG2 | 55192 | G | CTG2 |  | Combustion Turbine | FRCC | Florida | Osceola | 157 | 2001 | 9999 |  |  |  | 0.12736 | Default Emission Factor
Osceola | 55192_G_CTG3 | 55192 | G | CTG3 |  | Combustion Turbine | FRCC | Florida | Osceola | 157 | 2002 | 9999 |  |  |  | 0.12736 | Default Emission Factor
AES Alamitos LLC | 315_B_3 | 315 | B | 3 | 201 | O/G Steam | WECC_SCE | California | Los Angeles | 332 | 1961 | 2024 |  |  |  | 0.14445 | Default Emission Factor
AES Alamitos LLC | 315_B_4 | 315 | B | 4 | 202 | O/G Steam | WECC_SCE | California | Los Angeles | 335 | 1962 | 2024 |  |  |  | 0.14445 | Default Emission Factor
AES Alamitos LLC | 315_B_5 | 315 | B | 5 | 203 | O/G Steam | WECC_SCE | California | Los Angeles | 485 | 1964 | 2024 |  |  |  | 0.14445 | Default Emission Factor
AES Huntington Beach LLC | 335_B_2 | 335 | B | 2 | 224 | O/G Steam | WECC_SCE | California | Orange | 225.8 | 1958 | 2024 |  |  |  | 0.14445 | Default Emission Factor
AES Redondo Beach LLC | 356_B_5 | 356 | B | 5 | 238 | O/G Steam | WECC_SCE | California | Los Angeles | 175 | 1954 | 2024 |  |  |  | 0.14445 | Default Emission Factor
AES Redondo Beach LLC | 356_B_6 | 356 | B | 6 | 239 | O/G Steam | WECC_SCE | California | Los Angeles | 175 | 1957 | 2024 |  |  |  | 0.14445 | Default Emission Factor
AES Redondo Beach LLC | 356_B_8 | 356 | B | 8 | 241 | O/G Steam | WECC_SCE | California | Los Angeles | 480 | 1967 | 2024 |  |  |  | 0.14445 | Default Emission Factor
Collinwood BioEnergy Facility | 58439_G_CBE01 | 58439 | G | CBE01 |  | Non-Fossil Waste | PJM_ATSI | Ohio | Cuyahoga | 1 | 2011 | 2025 |  |  |  | 0.70317 | Default Emission Factor
Red Shield Envir Old Town Facility | 10700_G_TG4 | 10700 | G | TG4 |  | Non-Fossil Waste | NENG_ME | Maine | Penobscot | 7.5 | 1965 | 9999 |  |  |  | 0.70317 | Default Emission Factor
University of Iowa Main Power Plant | 54775_G_GEN12 | 54775 | G | GEN12 |  | O/G Steam | MIS_MIDA | Iowa | Johnson | 5.8 | 2021 | 9999 |  |  |  | 0.1289 | Default Emission Factor
University of Iowa Main Power Plant | 54775_G_GEN13 | 54775 | G | GEN13 |  | O/G Steam | MIS_MIDA | Iowa | Johnson | 10 | 2021 | 9999 |  |  |  | 0.1289 | Default Emission Factor
POET Biorefining - Jewell | 63826_G_1 | 63826 | G | 1 |  | O/G Steam | MIS_MIDA | Iowa | Hamilton | 0.9 | 2019 | 9999 |  |  |  | 0.1289 | Default Emission Factor
POET Biorefining - Marion, LLC | 63829_G_1 | 63829 | G | 1 |  | O/G Steam | PJM_ATSI | Ohio | Marion | 3.9 | 2017 | 9999 |  |  |  | 0.14445 | Default Emission Factor
POET Biorefining - Marion, LLC | 63829_G_2 | 63829 | G | 2 |  | O/G Steam | PJM_ATSI | Ohio | Marion | 3.9 | 2017 | 9999 |  |  |  | 0.14445 | Default Emission Factor
POET Biorefining Caro, LLC | 63831_G_1 | 63831 | G | 1 |  | O/G Steam | MIS_LMI | Michigan | Tuscola | 3.8 | 2018 | 9999 |  |  |  | 0.14445 | Default Emission Factor
POET Biorefining-Hanlontown, LLC | 63832_G_1 | 63832 | G | 1 |  | O/G Steam | MIS_IA | Iowa | Worth | 4 | 2019 | 9999 |  |  |  | 0.1289 | Default Emission Factor
POET Biorefining - North Manchester, LLC | 63852_G_K745 | 63852 | G | K745 |  | O/G Steam | MIS_INKY | Indiana | Wabash | 3.9 | 2017 | 9999 |  |  |  | 0.14445 | Default Emission Factor
POET Biorefining - Hudson | 63918_G_1 | 63918 | G | 1 |  | O/G Steam | SPP_WAUE | South Dakota | Lincoln | 3.6 | 2019 | 9999 |  |  |  | 0.1289 | Default Emission Factor
POET Biorefining LLC - Corning | 63919_G_1 | 63919 | G | 1 |  | O/G Steam | MIS_IA | Iowa | Adams | 5 | 2018 | 9999 |  |  |  | 0.14445 | Default Emission Factor
POET Biorefining - Fostoria | 63920_G_1 | 63920 | G | 1 |  | O/G Steam | PJM_ATSI | Ohio | Seneca | 3.5 | 2017 | 9999 |  |  |  | 0.14445 | Default Emission Factor
POET Biorefining - Shelbyville | 63921_G_1 | 63921 | G | 1 |  | O/G Steam | MIS_INKY | Indiana | Shelby | 5.5 | 2020 | 9999 |  |  |  | 0.1289 | Default Emission Factor
POET Biorefining - Portland | 63922_G_G-745 | 63922 | G | G-745 |  | O/G Steam | PJM_West | Indiana | Jay | 3.5 | 2017 | 9999 |  |  |  | 0.14445 | Default Emission Factor
POET Biorefining - Gowrie | 63923_G_1 | 63923 | G | 1 |  | O/G Steam | MIS_IA | Iowa | Webster | 5 | 2018 | 9999 |  |  |  | 0.14445 | Default Emission Factor
POET Biorefining- Alexandria, LLC | 63924_G_1 | 63924 | G | 1 |  | O/G Steam | PJM_West | Indiana | Madison | 3.6 | 2008 | 9999 |  |  |  | 0.14445 | Default Emission Factor
POET Biorefining - Leipsic, LLC | 63927_G_1 | 63927 | G | 1 |  | O/G Steam | PJM_West | Ohio | Putnam | 3.5 | 2017 | 9999 |  |  |  | 0.14445 | Default Emission Factor
Still Water Power | 64141_G_4 | 64141 | G | 4 |  | Non-Fossil Waste | WEC_CALN | California | Kings | 1 | 2020 | 9999 |  |  |  | 0.32253 | Default Emission Factor
3 MW LLC | 64592_G_GEN1 | 64592 | G | GEN1 |  | Fossil Waste | WECC_CO | Colorado | Gunnison | 1 | 2013 | 9999 |  |  |  | 0.66403 | Default Emission Factor
3 MW LLC | 64592_G_GEN2 | 64592 | G | GEN2 |  | Fossil Waste | WECC_CO | Colorado | Gunnison | 1 | 2013 | 9999 |  |  |  | 0.66403 | Default Emission Factor
3 MW LLC | 64592_G_GEN3 | 64592 | G | GEN3 |  | Fossil Waste | WECC_CO | Colorado | Gunnison | 1 | 2013 | 9999 |  |  |  | 0.66403 | Default Emission Factor
Diamond H Dairy Power | 64622_G_GEN1 | 64622 | G | GEN1 |  | Non-Fossil Waste | WEC_CALN | California | Madera | 1 | 2021 | 9999 |  |  |  | 0.32253 | Default Emission Factor
Diamond H Dairy Power | 64622_G_GEN2 | 64622 | G | GEN2 |  | Non-Fossil Waste | WEC_CALN | California | Madera | 1 | 2021 | 9999 |  |  |  | 0.32253 | Default Emission Factor
WLWPCF Cogeneration Facility | 64663_G_EG075 | 64663 | G | EG075 |  | Non-Fossil Waste | WECC_PNW | Oregon | Marion | 1.1 | 2020 | 9999 |  |  |  | 0.32253 | Default Emission Factor
Tinker | 63628_G_5A | 63628 | G | 5A |  | Combustion Turbine | SPP_WEST | Oklahoma | Oklahoma | 33 | 1971 | 2025 |  |  |  | 0.12736 | Default Emission Factor
Tinker | 63628_G_5B | 63628 | G | 5B |  | Combustion Turbine | SPP_WEST | Oklahoma | Oklahoma | 31 | 1971 | 2025 |  |  |  | 0.12736 | Default Emission Factor
Sabine | 3459_B_1 | 3459 | B | 3 | 2340 | O/G Steam | MIS_WOTA | Texas | Orange | 212 | 1966 | 2025 | 2019 | 11.838 | 285335 | 0.08298 | NEI 2019

## CO
Plant Name | UniqueID_Final | ORIS Plant Code | Boiler/Generator/Committed Unit | Unit ID | CAMD Database UnitID | PlantType | Region Name | State Name | County | Capacity (MW) | On Line Year | Retirement Year | Emission & Generation Vintage | CO Emissions (Tons) | Form 923 Generation (MWh) | CO Emission Factor (lbs/MWh) | CO Emission Factor Source
Greene County | 10_B_1 | 10 | B | 1 | 19 | O/G Steam | S_SOU | Alabama | Greene | 258 | 1965 | 9999 | 2019 | 403.61 | 854029 | 0.94519 | NEI 2019
Greene County | 10_B_2 | 10 | B | 2 | 20 | O/G Steam | S_SOU | Alabama | Greene | 258 | 1966 | 9999 | 2019 | 413.28 | 870250 | 0.9498 | NEI 2019
Colorado Energy Nations Company | 10003_B_BLR1 | 10003 | B | BLR1 |  | O/G Steam | WECC_CO | Colorado | Jefferson | 10 | 1967 | 9999 | 2019 | 24.97 | 40314.115 | 1.2388 | NEI 2019
Colorado Energy Nations Company | 10003_B_BLR2 | 10003 | B | BLR2 |  | O/G Steam | WECC_CO | Colorado | Jefferson | 10 | 1967 | 9999 | 2017 | 48.29 | 44455.1687 | 2.1725 | NEI 2019
Colorado Energy Nations Company | 10003_B_BLR4 | 10003 | B | BLR4 |  | O/G Steam | WECC_CO | Colorado | Jefferson | 10 | 1974 | 9999 | 2019 | 18.47 | 40314.115 | 0.9163 | NEI 2019
Colorado Energy Nations Company | 10003_B_BLR5 | 10003 | B | BLR5 |  | O/G Steam | WECC_CO | Colorado | Jefferson | 10 | 1979 | 9999 | 2019 | 20.75 | 40314.115 | 1.0294 | NEI 2019
Cayuga | 1001_B_1 | 1001 | B | 1 | 706 | Coal Steam | MIS_INKY | Indiana | Vermillion | 500 | 1970 | 2028 | 2019 | 287.0561 | 2251110 | 0.25504 | NEI 2019
Cayuga | 1001_B_2 | 1001 | B | 2 | 707 | Coal Steam | MIS_INKY | Indiana | Vermillion | 495 | 1972 | 2028 | 2019 | 149.1853 | 1254072 | 0.23792 | NEI 2019
Covanta Hennepin Energy | 10013_B_1 | 10013 | B | 1 |  | Municipal Solid Waste | MIS_MNWI | Minnesota | Hennepin | 16.8 | 1989 | 9999 | 2017 | 21.9084 | 107486 | 0.40765 | NEI 2019
Covanta Hennepin Energy | 10013_B_2 | 10013 | B | 2 |  | Municipal Solid Waste | MIS_MNWI | Minnesota | Hennepin | 16.8 | 1989 | 9999 | 2017 | 17.8118 | 107486 | 0.33143 | NEI 2019
RED-Rochester, LLC | 10025_B_41 | 10025 | B | 41 | 3518 | O/G Steam | NY_Z_B | New York | Monroe | 17.3 | 1964 | 9999 | 2019 | 71.2393 | 215869.5191 | 0.66002 | NEI 2019
RED-Rochester, LLC | 10025_B_42 | 10025 | B | 42 | 3516 | O/G Steam | NY_Z_B | New York | Monroe | 17.3 | 1968 | 9999 |  |  |  | 0.66002 | NEI 2019
RED-Rochester, LLC | 10025_B_43 | 10025 | B | 43 | 3517 | O/G Steam | NY_Z_B | New York | Monroe | 23.8 | 1969 | 9999 |  |  |  | 0.66002 | NEI 2019
RED-Rochester, LLC | 10025_B_44 | 10025 | B | 44 | 3518 | O/G Steam | NY_Z_B | New York | Monroe | 23.8 | 1948 | 9999 |  |  |  | 0.66002 | NEI 2019
RED-Rochester, LLC | 10025_B_45 | 10025 | B | 45 |  | O/G Steam | NY_Z_B | New York | Monroe | 0.94 | 2017 | 9999 |  |  |  | 0.95219 | Default Emission Factor
RED-Rochester, LLC | 10025_B_46 | 10025 | B | 46 |  | O/G Steam | NY_Z_B | New York | Monroe | 10.9 | 2017 | 9999 |  |  |  | 0.95219 | Default Emission Factor
RED-Rochester, LLC | 10025_B_47 | 10025 | B | 47 |  | O/G Steam | NY_Z_B | New York | Monroe | 10.9 | 2017 | 9999 |  |  |  | 0.95219 | Default Emission Factor
RED-Rochester, LLC | 10025_B_48 | 10025 | B | 48 |  | O/G Steam | NY_Z_B | New York | Monroe | 10.9 | 2017 | 9999 |  |  |  | 0.95219 | Default Emission Factor
RED-Rochester, LLC | 10025_B_PB1 | 10025 | B | PB1 |  | O/G Steam | NY_Z_B | New York | Monroe | 0.38 | 1966 | 9999 |  |  |  | 0.80264 | Default Emission Factor
RED-Rochester, LLC | 10025_B_PB2 | 10025 | B | PB2 |  | O/G Steam | NY_Z_B | New York | Monroe | 0.38 | 1966 | 9999 |  |  |  | 0.80264 | Default Emission Factor
RED-Rochester, LLC | 10025_B_PB3 | 10025 | B | PB3 |  | O/G Steam | NY_Z_B | New York | Monroe | 0.38 | 1966 | 9999 |  |  |  | 0.80264 | Default Emission Factor
RED-Rochester, LLC | 10025_B_PB4 | 10025 | B | PB4 |  | O/G Steam | NY_Z_B | New York | Monroe | 0.38 | 1966 | 9999 |  |  |  | 0.80264 | Default Emission Factor
Fairhaven Power | 10052_B_BLR1 | 10052 | B | BLR1 |  | Biomass | WEC_CALN | California | Humboldt | 16 | 1986 | 9999 | 2017 | 10.4235 | 1013 | 20.5796 | NEI 2019
Miami Dade County Resource Recovery Fac | 10062_B_BLR1 | 10062 | B | BLR1 |  | Municipal Solid Waste | FRCC | Florida | Miami Dade | 17.9 | 1983 | 9999 |  |  |  | 0.76957 | Default Emission Factor
Miami Dade County Resource Recovery Fac | 10062_B_BLR2 | 10062 | B | BLR2 |  | Municipal Solid Waste | FRCC | Florida | Miami Dade | 17.9 | 1983 | 9999 |  |  |  | 0.76957 | Default Emission Factor
Miami Dade County Resource Recovery Fac | 10062_B_BLR3 | 10062 | B | BLR3 |  | Municipal Solid Waste | FRCC | Florida | Miami Dade | 17.9 | 1983 | 9999 |  |  |  | 0.76957 | Default Emission Factor
Miami Dade County Resource Recovery Fac | 10062_B_BLR4 | 10062 | B | BLR4 |  | Municipal Solid Waste | FRCC | Florida | Miami Dade | 17.9 | 1983 | 9999 |  |  |  | 0.76957 | Default Emission Factor
Engineered Carbons Borger Cogen | 10072_B_WHBOIL | 10072 | B | WHBOIL |  | Fossil Waste | SPP_SPS | Texas | Hutchinson | 18.8 | 1982 | 9999 |  |  |  | 2.1082 | Default Emission Factor
John B Rich Memorial Power Station | 10113_B_CFB1 | 10113 | B | CFB1 | 3527 | Coal Steam | PJM_WMAC | Pennsylvania | Schuylkill | 40 | 1988 | 9999 | 2017 | 162.68 | 317277.5 | 1.0255 | NEI 2019
John B Rich Memorial Power Station | 10113_B_CFB2 | 10113 | B | CFB2 | 3528 | Coal Steam | PJM_WMAC | Pennsylvania | Schuylkill | 40 | 1988 | 9999 | 2019 | 157.97 | 312153.5 | 1.0121 | NEI 2019
Harrisburg Facility | 10118_B_1 | 10118 | B | 1 |  | Municipal Solid Waste | PJM_WMAC | Pennsylvania | Dauphin | 5.6 | 2005 | 9999 | 2019 | 11 | 37125.6287 | 0.59258 | NEI 2019
Harrisburg Facility | 10118_B_2 | 10118 | B | 2 |  | Municipal Solid Waste | PJM_WMAC | Pennsylvania | Dauphin | 5.6 | 2005 | 9999 | 2019 | 8.5 | 37125.6287 | 0.45791 | NEI 2019
Harrisburg Facility | 10118_B_3 | 10118 | B | 3 |  | Municipal Solid Waste | PJM_WMAC | Pennsylvania | Dauphin | 5.6 | 2005 | 9999 | 2019 | 9.5 | 37125.6287 | 0.51178 | NEI 2019
F B Culley | 1012_B_2 | 1012 | B | 2 | 727 | Coal Steam | MIS_INKY | Indiana | Warrick | 90 | 1955 | 2024 | 2019 | 19.1074 | 1379277 | 0.02771 | NEI 2019
F B Culley | 1012_B_3 | 1012 | B | 3 | 728 | Coal Steam | MIS_INKY | Indiana | Warrick | 270 | 1973 | 9999 |  |  |  | 0.02771 | NEI 2019
Colver Power Project | 10143_B_ABB01 | 10143 | B | ABB01 | 3529 | Coal Steam | PJM_PENE | Pennsylvania | Cambria | 110 | 1995 | 9999 | 2019 | 225.78 | 766678 | 0.58898 | NEI 2019
Sierra Pacific Lincoln Facility | 10144_B_BLR3 | 10144 | B | BLR3 |  | Biomass | WEC_CALN | California | Placer | 17.5 | 2005 | 9999 | 2017 | 193.9626 | 91133 | 4.2567 | NEI 2019
Grant Town Power Plant | 10151_B_BLR1A | 10151 | B | BLR1A | 10068 | Coal Steam | PJM_AP | West Virginia | Marion | 40 | 1993 | 9999 |  |  |  | 2.4825 | NEI 2019
Grant Town Power Plant | 10151_B_BLR1B | 10151 | B | BLR1B | 10069 | Coal Steam | PJM_AP | West Virginia | Marion | 40 | 1993 | 9999 | 2019 | 742.3 | 598016 | 2.4825 | NEI 2019
Mosaic Co Tampa Facility | 10204_B_7-1 | 10204 | B | 7-1 |  | Non-Fossil Waste | FRCC | Florida | Hillsborough | 10.4 | 1999 | 9999 |  |  |  | 6.5998 | Default Emission Factor
Mosaic Co Tampa Facility | 10204_B_7-2 | 10204 | B | 7-2 |  | Non-Fossil Waste | FRCC | Florida | Hillsborough | 10.4 | 1999 | 9999 |  |  |  | 6.5998 | Default Emission Factor
Mosaic Co Tampa Facility | 10204_B_9-1 | 10204 | B | 9-1 |  | Non-Fossil Waste | FRCC | Florida | Hillsborough | 10.4 | 1999 | 9999 |  |  |  | 6.5998 | Default Emission Factor
Mosaic Co Tampa Facility | 10204_B_9-2 | 10204 | B | 9-2 |  | Non-Fossil Waste | FRCC | Florida | Hillsborough | 10.4 | 2000 | 9999 |  |  |  | 6.5998 | Default Emission Factor
Alabama River Pulp | 10216_B_PB1 | 10216 | B | PB1 |  | Non-Fossil Waste | S_SOU | Alabama | Monroe | 21.8 | 1978 | 9999 | 2019 | 516.471 | 127110.59 | 8.1263 | NEI 2019
Alabama River Pulp | 10216_B_RB1 | 10216 | B | RB1 |  | Non-Fossil Waste | S_SOU | Alabama | Monroe | 21.8 | 1978 | 9999 | 2019 | 536.528 | 127110.59 | 8.4419 | NEI 2019
Leaf River Cellulose LLC | 10233_B_PB | 10233 | B | PB |  | Non-Fossil Waste | S_SOU | Mississippi | Perry | 26 | 1984 | 9999 | 2019 | 67.38 | 201720.62 | 0.66805 | NEI 2019
Leaf River Cellulose LLC | 10233_B_RB | 10233 | B | RB |  | Non-Fossil Waste | S_SOU | Mississippi | Perry | 26 | 1984 | 9999 | 2019 | 88.67 | 201720.62 | 0.87914 | NEI 2019
Crawfordsville Power Plant | 1024_B_5 | 1024 | B | 5 |  | Coal Steam | MIS_INKY | Indiana | Montgomery | 10.6 | 1956 | 9999 |  |  |  | 0.75212 | Default Emission Factor
Crawfordsville Power Plant | 1024_B_6 | 1024 | B | 6 |  | Coal Steam | MIS_INKY | Indiana | Montgomery | 12.6 | 1965 | 9999 |  |  |  | 0.75212 | Default Emission Factor
Bridgewater Power LP | 10290_B_EU1 | 10290 | B | EU1 |  | Biomass | NENGREST | New Hampshire | Grafton | 16 | 1987 | 9999 | 2017 | 235.214 | 121464 | 3.873 | NEI 2019
Desert View Power | 10300_B_BLR1 | 10300 | B | BLR1 |  | Biomass | WECC_IID | California | Riverside | 23.5 | 1992 | 9999 |  |  |  | 0.07867 | NEI 2019
Desert View Power | 10300_B_BLR2 | 10300 | B | BLR2 |  | Biomass | WECC_IID | California | Riverside | 23.5 | 1992 | 9999 | 2017 | 13.6 | 345749 | 0.07867 | NEI 2019
T B Simon Power Plant | 10328_B_BLR1 | 10328 | B | BLR1 | 89142 | O/G Steam | MIS_LMI | Michigan | Ingham | 17 | 1965 | 9999 | 2019 | 64.35 | 55666.4622 | 2.312 | NEI 2019
T B Simon Power Plant | 10328_B_BLR2 | 10328 | B | BLR2 | 89143 | O/G Steam | MIS_LMI | Michigan | Ingham | 17 | 1965 | 9999 | 2019 | 62.5 | 55666.4622 | 2.2455 | NEI 2019
T B Simon Power Plant | 10328_B_BLR3 | 10328 | B | BLR3 | 89144 | O/G Steam | MIS_LMI | Michigan | Ingham | 17 | 1973 | 9999 | 2019 | 80.3 | 55666.4622 | 2.885 | NEI 2019
T B Simon Power Plant | 10328_B_BLR4 | 10328 | B | BLR4 | 89145 | O/G Steam | MIS_LMI | Michigan | Ingham | 17 | 1990 | 9999 | 2019 | 42.735 | 55666.4622 | 1.5354 | NEI 2019
T B Simon Power Plant | 10328_B_BLR6 | 10328 | B | BLR6 | 89142 | O/G Steam | MIS_LMI | Michigan | Ingham | 17 | 2004 | 9999 |  |  |  | 0.95219 | Default Emission Factor
Foster Wheeler Mt Carmel Cogen | 10343_B_SG-101 | 10343 | B | SG-101 | 3542 | Coal Steam | PJM_WMAC | Pennsylvania | Northumberland | 43 | 1990 | 9999 | 2019 | 123.4 | 81195 | 3.0396 | NEI 2019
Hillman Power LLC | 10346_B_BOIL01 | 10346 | B | BOIL01 |  | Biomass | MIS_LMI | Michigan | Montmorency | 17.7 | 1987 | 9999 | 2019 | 245.496 | 93506 | 5.2509 | NEI 2019
ReEnergy Livermore Falls | 10354_B_1 | 10354 | B | 1 |  | Biomass | NENG_ME | Maine | Androscoggin | 36 | 1992 | 9999 | 2019 | 768.6 | 222953 | 6.8947 | NEI 2019
Lumberton | 10382_B_UNIT1 | 10382 | B | UNIT1 | 3545 | Biomass | S_VACA | North Carolina | Robeson | 17.4 | 2015 | 9999 |  |  |  | 8.0691 | NEI 2019
Lumberton | 10382_B_UNIT2 | 10382 | B | UNIT2 | 3546 | Biomass | S_VACA | North Carolina | Robeson | 17.4 | 2015 | 9999 | 2019 | 539.1 | 133621 | 8.0691 | NEI 2019
ArcelorMittal Indiana Harbor West | 10397_B_5HPB | 10397 | B | 5HPB |  | Fossil Waste | MIS_INKY | Indiana | Lake | 11.1 | 1952 | 9999 |  |  |  | 2.1082 | Default Emission Factor
ArcelorMittal Indiana Harbor West | 10397_B_6HPB | 10397 | B | 6HPB |  | Fossil Waste | MIS_INKY | Indiana | Lake | 11.1 | 1956 | 9999 | 2019 | 69.969 | 29626.6787 | 4.7234 | NEI 2019
ArcelorMittal Indiana Harbor West | 10397_B_7HPB | 10397 | B | 7HPB |  | Fossil Waste | MIS_INKY | Indiana | Lake | 11.1 | 1956 | 9999 | 2019 | 150.4935 | 29626.6787 | 10.1593 | NEI 2019
ArcelorMittal Indiana Harbor West | 10397_B_8HPB | 10397 | B | 8HPB |  | Fossil Waste | MIS_INKY | Indiana | Lake | 24 | 1967 | 9999 | 2019 | 361.8114 | 64192.1297 | 11.2728 | NEI 2019
ArcelorMittal Indiana Harbor West | 10397_B_9HPB | 10397 | B | 9HPB |  | Fossil Waste | MIS_INKY | Indiana | Lake | 17 | 2000 | 9999 |  |  |  | 2.1082 | Default Emission Factor
Whitewater Valley | 1040_B_1 | 1040 | B | 1 | 729 | Coal Steam | PJM_West | Indiana | Wayne | 35 | 1955 | 9999 | 2019 | 2.0568 | 12098 | 0.34003 | NEI 2019
Whitewater Valley | 1040_B_2 | 1040 | B | 2 | 730 | Coal Steam | PJM_West | Indiana | Wayne | 65 | 1973 | 9999 | 2019 | 4.1999 | 26495 | 0.31703 | NEI 2019
Pensacola Florida Plant | 10416_B_BO4 | 10416 | B | BO4 |  | O/G Steam | S_SOU | Florida | Escambia | 2.7 | 1953 | 9999 |  |  |  | 0.95219 | Default Emission Factor
Pensacola Florida Plant | 10416_B_BO5 | 10416 | B | BO5 |  | O/G Steam | S_SOU | Florida | Escambia | 2.7 | 1957 | 9999 |  |  |  | 0.95219 | Default Emission Factor
Pensacola Florida Plant | 10416_B_BO6 | 10416 | B | BO6 |  | O/G Steam | S_SOU | Florida | Escambia | 2.7 | 1957 | 9999 |  |  |  | 0.95219 | Default Emission Factor
Pensacola Florida Plant | 10416_B_BO7 | 10416 | B | BO7 |  | O/G Steam | S_SOU | Florida | Escambia | 2.7 | 1953 | 9999 |  |  |  | 0.95219 | Default Emission Factor
Pensacola Florida Plant | 10416_B_BO8 | 10416 | B | BO8 |  | O/G Steam | S_SOU | Florida | Escambia | 2.7 | 1953 | 9999 |  |  |  | 0.95219 | Default Emission Factor
Pensacola Florida Plant | 10416_B_BO9 | 10416 | B | BO9 |  | O/G Steam | S_SOU | Florida | Escambia | 2.7 | 2007 | 9999 |  |  |  | 0.95219 | Default Emission Factor
Camden Resource Recovery Facility | 10435_B_SG101A | 10435 | B | SG101A |  | Municipal Solid Waste | PJM_EMAC | New Jersey | Camden | 11 | 1991 | 9999 | 2019 | 36.06 | 50045.4995 | 1.4411 | NEI 2019
Camden Resource Recovery Facility | 10435_B_SG101B | 10435 | B | SG101B |  | Municipal Solid Waste | PJM_EMAC | New Jersey | Camden | 11 | 1991 | 9999 |  |  |  | 0.76957 | Default Emission Factor
Camden Resource Recovery Facility | 10435_B_SG101C | 10435 | B | SG101C |  | Municipal Solid Waste | PJM_EMAC | New Jersey | Camden | 11 | 1991 | 9999 |  |  |  | 0.76957 | Default Emission Factor
ReEnergy Black River | 10464_B_E0001 | 10464 | B | E0001 | 3547 | Biomass | NY_Z_C&E | New York | Jefferson | 18.3 | 2013 | 9999 |  |  |  | 0.90065 | NEI 2019
ReEnergy Black River | 10464_B_E0002 | 10464 | B | E0002 | 3548 | Biomass | NY_Z_C&E | New York | Jefferson | 18.3 | 2013 | 9999 |  |  |  | 0.90065 | NEI 2019
ReEnergy Black River | 10464_B_E0003 | 10464 | B | E0003 | 3549 | Biomass | NY_Z_C&E | New York | Jefferson | 18.3 | 2013 | 9999 | 2017 | 150.8 | 334870.6513 | 0.90065 | NEI 2019
Puente Hills Energy Recovery | 10472_B_B300 | 10472 | B | B300 |  | Landfill Gas | WECC_SCE | California | Los Angeles | 22.5 | 1986 | 9999 |  |  |  | 8.0181 | Default Emission Factor
Puente Hills Energy Recovery | 10472_B_B400 | 10472 | B | B400 |  | Landfill Gas | WECC_SCE | California | Los Angeles | 22.5 | 1986 | 9999 |  |  |  | 8.0181 | Default Emission Factor
Wisconsin Rapids Pulp Mill | 10477_B_P1 | 10477 | B | P1 |  | Non-Fossil Waste | MIS_WUMS | Wisconsin | Wood | 10.8 | 1966 | 9999 |  |  |  | 6.5998 | Default Emission Factor
Wisconsin Rapids Pulp Mill | 10477_B_P2 | 10477 | B | P2 |  | Non-Fossil Waste | MIS_WUMS | Wisconsin | Wood | 10.8 | 1966 | 9999 |  |  |  | 6.5998 | Default Emission Factor
Wisconsin Rapids Pulp Mill | 10477_B_P3 | 10477 | B | P3 |  | Non-Fossil Waste | MIS_WUMS | Wisconsin | Wood | 10.8 | 1991 | 9999 |  |  |  | 6.5998 | Default Emission Factor
Wisconsin Rapids Pulp Mill | 10477_B_R1 | 10477 | B | R1 |  | Non-Fossil Waste | MIS_WUMS | Wisconsin | Wood | 10.8 | 1966 | 9999 |  |  |  | 6.5998 | Default Emission Factor
Wisconsin Rapids Pulp Mill | 10477_B_R2 | 10477 | B | R2 |  | Non-Fossil Waste | MIS_WUMS | Wisconsin | Wood | 10.8 | 1975 | 9999 |  |  |  | 6.5998 | Default Emission Factor
Wisconsin Rapids Pulp Mill | 10477_B_R3 | 10477 | B | R3 |  | Non-Fossil Waste | MIS_WUMS | Wisconsin | Wood | 10.8 | 1989 | 9999 |  |  |  | 6.5998 | Default Emission Factor
Rumford Cogeneration | 10495_B_6 | 10495 | B | 6 |  | Tires | NENG_ME | Maine | Oxford | 26 | 1990 | 9999 | 2019 | 16.36 | 169473.1026 | 0.19307 | NEI 2019
Rumford Cogeneration | 10495_B_7 | 10495 | B | 7 |  | Tires | NENG_ME | Maine | Oxford | 26 | 1990 | 9999 | 2017 | 15.3 | 173865.7771 | 0.176 | NEI 2019
Rumford Cogeneration | 10495_B_CRECV | 10495 | B | CRECV |  | Non-Fossil Waste | NENG_ME | Maine | Oxford | 34 | 1981 | 9999 | 2019 | 425.71 | 221054.7947 | 3.8516 | NEI 2019
Wheelabrator Hudson Falls | 10503_B_SG201A | 10503 | B | SG201A |  | Municipal Solid Waste | NY_Z_F | New York | Washington | 5.8 | 1992 | 9999 | 2019 | 13.4235 | 38279.5 | 0.70134 | NEI 2019
Wheelabrator Hudson Falls | 10503_B_SG201B | 10503 | B | SG201B |  | Municipal Solid Waste | NY_Z_F | New York | Washington | 5.8 | 1992 | 9999 | 2019 | 10.9232 | 38279.5 | 0.57071 | NEI 2019
Craven County Wood Energy LP | 10525_B_4A | 10525 | B | 4A | 89655 | Biomass | S_VACA | North Carolina | Craven | 47 | 1990 | 9999 | 2019 | 1182.34 | 326608 | 7.2401 | NEI 2019
Fernandina Plant | 10562_B_PB6 | 10562 | B | PB6 |  | Biomass | FRCC | Florida | Nassau | 21 | 2006 | 9999 | 2019 | 253.51 | 116944.04 | 4.3356 | NEI 2019
Fernandina Plant | 10562_B_REC5 | 10562 | B | REC5 |  | Biomass | FRCC | Florida | Nassau | 21 | 1976 | 9999 | 2017 | 410.764 | 125108.365 | 6.5665 | NEI 2019
Agrilectric Power Partners Ltd | 10593_B_BLR1 | 10593 | B | BLR1 |  | Biomass | MIS_WOTA | Louisiana | Calcasieu | 10.9 | 1984 | 9999 | 2019 | 139.461 | 83989 | 3.3209 | NEI 2019
Ebensburg Power | 10603_B_031 | 10603 | B | 031 | 3557 | Coal Steam | PJM_PENE | Pennsylvania | Cambria | 50 | 1991 | 9999 | 2017 | 317.24 | 249137 | 2.5467 | NEI 2019
Domtar - Woodland Mill | 10613_B_3RB | 10613 | B | 3RB |  | Non-Fossil Waste | NENG_ME | Maine | Washington | 23 | 1989 | 9999 | 2019 | 633.39 | 166443.5 | 7.6109 | NEI 2019
Domtar - Woodland Mill | 10613_B_9PB | 10613 | B | 9PB |  | Non-Fossil Waste | NENG_ME | Maine | Washington | 23 | 1969 | 9999 | 2019 | 361.5 | 166443.5 | 4.3438 | NEI 2019
Pine Bluff Mill | 10627_B_BB1 | 10627 | B | BB1 |  | O/G Steam | MIS_AR | Arkansas | Jefferson | 12.2 | 1957 | 9999 |  |  |  | 0.95219 | Default Emission Factor
Pine Bluff Mill | 10627_B_PB1 | 10627 | B | PB1 |  | O/G Steam | MIS_AR | Arkansas | Jefferson | 12.2 | 1957 | 9999 |  |  |  | 0.95219 | Default Emission Factor
Pine Bluff Mill | 10627_B_RB2 | 10627 | B | RB2 |  | Non-Fossil Waste | MIS_AR | Arkansas | Jefferson | 12.2 | 1957 | 9999 |  |  |  | 6.5998 | Default Emission Factor
Pine Bluff Mill | 10627_B_RB3 | 10627 | B | RB3 |  | Non-Fossil Waste | MIS_AR | Arkansas | Jefferson | 12.2 | 1957 | 9999 |  |  |  | 6.5998 | Default Emission Factor
Pine Bluff Mill | 10627_B_RB4 | 10627 | B | RB4 |  | Non-Fossil Waste | MIS_AR | Arkansas | Jefferson | 12.2 | 1957 | 9999 |  |  |  | 6.5998 | Default Emission Factor
Wheelabrator Baltimore Refuse | 10629_B_BLR1 | 10629 | B | BLR1 |  | Municipal Solid Waste | PJM_SMAC | Maryland | Baltimore City | 20.4 | 1985 | 9999 | 2019 | 28.638 | 108072.5859 | 0.52998 | NEI 2019
Wheelabrator Baltimore Refuse | 10629_B_BLR2 | 10629 | B | BLR2 |  | Municipal Solid Waste | PJM_SMAC | Maryland | Baltimore City | 20.4 | 1985 | 9999 | 2019 | 19.551 | 108072.5859 | 0.36181 | NEI 2019
Wheelabrator Baltimore Refuse | 10629_B_BLR3 | 10629 | B | BLR3 |  | Municipal Solid Waste | PJM_SMAC | Maryland | Baltimore City | 20.4 | 1985 | 9999 | 2019 | 21.912 | 108072.5859 | 0.40551 | NEI 2019
Covanta Hempstead | 10642_B_1 | 10642 | B | 1 |  | Municipal Solid Waste | NY_Z_K | New York | Nassau | 23.9 | 1989 | 9999 |  |  |  | 0.45376 | NEI 2019
Covanta Hempstead | 10642_B_2 | 10642 | B | 2 |  | Municipal Solid Waste | NY_Z_K | New York | Nassau | 23.9 | 1989 | 9999 |  |  |  | 0.45376 | NEI 2019
Covanta Hempstead | 10642_B_3 | 10642 | B | 3 |  | Municipal Solid Waste | NY_Z_K | New York | Nassau | 23.9 | 1989 | 9999 | 2019 | 123.065 | 542418.5758 | 0.45376 | NEI 2019
Covanta Essex Company | 10643_B_1 | 10643 | B | 1 |  | Municipal Solid Waste | PJM_EMAC | New Jersey | Essex | 20 | 1990 | 9999 |  |  |  | 0.66451 | NEI 2019
Covanta Essex Company | 10643_B_2 | 10643 | B | 2 |  | Municipal Solid Waste | PJM_EMAC | New Jersey | Essex | 20 | 1990 | 9999 |  |  |  | 0.66451 | NEI 2019
Covanta Essex Company | 10643_B_3 | 10643 | B | 3 |  | Municipal Solid Waste | PJM_EMAC | New Jersey | Essex | 20 | 1990 | 9999 | 2019 | 165.184 | 497157.0284 | 0.66451 | NEI 2019
Covanta Southeastern Connecticut Company | 10646_B_BLR1 | 10646 | B | BLR1 |  | Municipal Solid Waste | NENG_CT | Connecticut | New London | 8.2 | 1991 | 9999 | 2019 | 31.08 | 65394 | 0.95055 | NEI 2019
Covanta Southeastern Connecticut Company | 10646_B_BLR2 | 10646 | B | BLR2 |  | Municipal Solid Waste | NENG_CT | Connecticut | New London | 8.2 | 1991 | 9999 | 2019 | 31.6 | 65394 | 0.96645 | NEI 2019
Burney Forest Products | 10652_B_BLR1 | 10652 | B | BLR1 |  | Biomass | WEC_CALN | California | Shasta | 15.5 | 1989 | 9999 | 2017 | 547.24 | 83893 | 13.0461 | NEI 2019
Burney Forest Products | 10652_B_BLR2 | 10652 | B | BLR2 |  | Biomass | WEC_CALN | California | Shasta | 15.5 | 1989 | 9999 | 2017 | 518.3 | 83893 | 12.3562 | NEI 2019
River Valley | 10671_B_1A | 10671 | B | 1A | 90961 | Coal Steam | SPP_WEST | Oklahoma | Le Flore | 80 | 1991 | 9999 | 2019 | 131.68 | 173303.5 | 1.5196 | NEI 2019
River Valley | 10671_B_1B | 10671 | B | 1B | 90962 | Coal Steam | SPP_WEST | Oklahoma | Le Flore | 80 | 1991 | 9999 | 2019 | 128.799 | 173303.5 | 1.4864 | NEI 2019
River Valley | 10671_B_2A | 10671 | B | 2A | 90963 | Coal Steam | SPP_WEST | Oklahoma | Le Flore | 80 | 1991 | 9999 | 2017 | 146.841 | 440503 | 0.6667 | NEI 2019
River Valley | 10671_B_2B | 10671 | B | 2B | 90964 | Coal Steam | SPP_WEST | Oklahoma | Le Flore | 80 | 1991 | 9999 | 2019 | 131.124 | 96353.5 | 2.7217 | NEI 2019
AES Warrior Run Cogeneration Facility | 10678_B_BLR1 | 10678 | B | BLR1 | 3575 | Coal Steam | PJM_AP | Maryland | Allegany | 180 | 2000 | 9999 | 2019 | 832.125 | 1103810 | 1.5077 | NEI 2019
Argus Cogen Plant | 10684_B_BLR22 | 10684 | B | BLR22 |  | Coal Steam | WECC_SCE | California | San Bernardino | 2.3 | 1967 | 9999 |  |  |  | 0.54816 | Default Emission Factor
Argus Cogen Plant | 10684_B_BLR25 | 10684 | B | BLR25 |  | Coal Steam | WECC_SCE | California | San Bernardino | 27 | 1978 | 9999 |  |  |  | 0.54816 | Default Emission Factor
Argus Cogen Plant | 10684_B_BLR26 | 10684 | B | BLR26 |  | Coal Steam | WECC_SCE | California | San Bernardino | 27 | 1978 | 9999 |  |  |  | 0.54816 | Default Emission Factor
Rapids Energy Center | 10686_B_5 | 10686 | B | 5 |  | Biomass | MIS_MNWI | Minnesota | Itasca | 10.8 | 1980 | 9999 | 2019 | 0.5005 | 8336.5 | 0.12007 | NEI 2019
Rapids Energy Center | 10686_B_6 | 10686 | B | 6 |  | Biomass | MIS_MNWI | Minnesota | Itasca | 10.8 | 1980 | 9999 | 2019 | 0.426 | 8336.5 | 0.1022 | NEI 2019
Rapids Energy Center | 10686_B_7 | 10686 | B | 7 |  | Biomass | MIS_MNWI | Minnesota | Itasca | 3.3 | 2001 | 9999 |  |  |  | 7.9218 | Default Emission Factor
Rapids Energy Center | 10686_B_8 | 10686 | B | 8 |  | Biomass | MIS_MNWI | Minnesota | Itasca | 3.3 | 2001 | 9999 | 2017 | 44.44 | 10114.84 | 8.7871 | NEI 2019
Prairie Creek | 1073_B_3 | 1073 | B | 3 | 746 | Coal Steam | MIS_IA | Iowa | Linn | 30.4 | 1958 | 9999 |  |  |  | 0.54816 | Default Emission Factor
Prairie Creek | 1073_B_4 | 1073 | B | 4 | 747 | O/G Steam | MIS_IA | Iowa | Linn | 110 | 1967 | 9999 |  |  |  | 0.95219 | Default Emission Factor
Covanta Delaware Valley | 10746_B_BLR1 | 10746 | B | BLR1 |  | Municipal Solid Waste | PJM_EMAC | Pennsylvania | Delaware | 13.3 | 1991 | 9999 | 2019 | 76.0136 | 86455.3957 | 1.7585 | NEI 2019
Covanta Delaware Valley | 10746_B_BLR2 | 10746 | B | BLR2 |  | Municipal Solid Waste | PJM_EMAC | Pennsylvania | Delaware | 13.3 | 1991 | 9999 | 2019 | 55.1302 | 86455.3957 | 1.2753 | NEI 2019
Covanta Delaware Valley | 10746_B_BLR3 | 10746 | B | BLR3 |  | Municipal Solid Waste | PJM_EMAC | Pennsylvania | Delaware | 13.3 | 1991 | 9999 | 2019 | 68.6939 | 86455.3957 | 1.5891 | NEI 2019
Covanta Delaware Valley | 10746_B_BLR4 | 10746 | B | BLR4 |  | Municipal Solid Waste | PJM_EMAC | Pennsylvania | Delaware | 13.3 | 1991 | 9999 | 2019 | 78.4124 | 86455.3957 | 1.8139 | NEI 2019
Covanta Delaware Valley | 10746_B_BLR5 | 10746 | B | BLR5 |  | Municipal Solid Waste | PJM_EMAC | Pennsylvania | Delaware | 13.3 | 1991 | 9999 | 2019 | 68.0654 | 86455.3957 | 1.5746 | NEI 2019
Covanta Delaware Valley | 10746_B_BLR6 | 10746 | B | BLR6 |  | Municipal Solid Waste | PJM_EMAC | Pennsylvania | Delaware | 13.3 | 1991 | 9999 | 2019 | 73.8275 | 86455.3957 | 1.7079 | NEI 2019
Blue Lake Power LLC | 10764_B_Zurn | 10764 | B | Zurn |  | Biomass | WEC_CALN | California | Humboldt | 11.5 | 1985 | 9999 |  |  |  | 7.9218 | Default Emission Factor
Indeck Jonesboro Energy Center | 10765_B_CFB002 | 10765 | B | CFB002 |  | Biomass | NENG_ME | Maine | Washington | 20.2 | 1987 | 9999 | 2019 | 36.025 | 23380 | 3.0817 | NEI 2019
Indeck West Enfield Energy Center | 10766_B_CFB001 | 10766 | B | CFB001 |  | Biomass | NENG_ME | Maine | Penobscot | 20.4 | 1987 | 9999 | 2019 | 21.225 | 23195 | 1.8301 | NEI 2019
Rio Bravo Fresno | 10767_B_CFB | 10767 | B | CFB |  | Biomass | WEC_CALN | California | Fresno | 24.3 | 1988 | 9999 |  |  |  | 7.9218 | Default Emission Factor
Hopewell Power Station | 10771_B_1 | 10771 | B | 1 | 3591 | Biomass | PJM_Dom | Virginia | Hopewell City | 26 | 1992 | 2029 | 2019 | 234.777 | 142918 | 3.2855 | NEI 2019
Hopewell Power Station | 10771_B_2 | 10771 | B | 2 | 3592 | Biomass | PJM_Dom | Virginia | Hopewell City | 26 | 1992 | 2029 | 2019 | 277.9866 | 142918 | 3.8902 | NEI 2019
Rio Bravo Rocklin | 10772_B_CFB | 10772 | B | CFB |  | Biomass | WEC_CALN | California | Placer | 24.4 | 1990 | 9999 | 2017 | 12.1 | 164302 | 0.14729 | NEI 2019
Altavista Power Station | 10773_B_1 | 10773 | B | 1 | 3593 | Biomass | PJM_West | Virginia | Campbell | 26 | 1992 | 2029 | 2017 | 146.81 | 137801.5 | 2.1307 | NEI 2019
Altavista Power Station | 10773_B_2 | 10773 | B | 2 | 3594 | Biomass | PJM_West | Virginia | Campbell | 26 | 1992 | 2029 | 2019 | 171.66 | 136228.5 | 2.5202 | NEI 2019
Southampton Power Station | 10774_B_1 | 10774 | B | 1 | 3595 | Biomass | PJM_Dom | Virginia | Southampton | 26 | 1992 | 2029 | 2019 | 249.31 | 132785.5 | 3.7551 | NEI 2019
Southampton Power Station | 10774_B_2 | 10774 | B | 2 | 3596 | Biomass | PJM_Dom | Virginia | Southampton | 26 | 1992 | 2029 | 2019 | 275.78 | 132785.5 | 4.1538 | NEI 2019
HL Power | 10777_B_ZURN1 | 10777 | B | ZURN1 |  | Biomass | WEC_CALN | California | Lassen | 30 | 1989 | 9999 |  |  |  | 7.9218 | Default Emission Factor
Colstrip Energy LP | 10784_B_BLR1 | 10784 | B | BLR1 |  | Coal Steam | WECC_MT | Montana | Rosebud | 38 | 1990 | 9999 | 2019 | 0.7195 | 301048 | 0.00478 | NEI 2019
Holcomb | 108_B_SGU1 | 108 | B | SGU1 | 60 | Coal Steam | SPP_N | Kansas | Finney | 359 | 1983 | 9999 | 2019 | 667.1005 | 1569548 | 0.85005 | NEI 2019
Walter Scott Jr Energy Center | 1082_B_3 | 1082 | B | 3 | 756 | Coal Steam | MIS_MIDA | Iowa | Pottawattamie | 708 | 1978 | 9999 | 2019 | 3411.91 | 3858814 | 1.7684 | NEI 2019
Walter Scott Jr Energy Center | 1082_B_4 | 1082 | B | 4 | 89556 | Coal Steam | MIS_MIDA | Iowa | Pottawattamie | 814 | 2007 | 9999 | 2019 | 623.88 | 4155389 | 0.30028 | NEI 2019
Grayling Generating Station | 10822_B_BOIL1 | 10822 | B | BOIL1 | 90210 | Biomass | MIS_LMI | Michigan | Crawford | 38 | 1992 | 9999 | 2019 | 145.305 | 171210 | 1.6974 | NEI 2019
Deer Island Treatment Plant | 10823_B_B101 | 10823 | B | B101 |  | Non-Fossil Waste | NENGREST | Massachusetts | Suffolk | 4.5 | 1997 | 9999 |  |  |  | 6.5998 | Default Emission Factor
Deer Island Treatment Plant | 10823_B_B201 | 10823 | B | B201 |  | Non-Fossil Waste | NENGREST | Massachusetts | Suffolk | 4.5 | 1997 | 9999 |  |  |  | 6.5998 | Default Emission Factor
Woodland Biomass Power Ltd | 10836_B_BLR1 | 10836 | B | BLR1 |  | Biomass | WEC_CALN | California | Yolo | 25 | 1989 | 9999 | 2018 | 30.47 | 187736 | 0.32461 | California Air Resources Board
Springfield Power LLC | 10838_B_BLR1 | 10838 | B | BLR1 |  | Biomass | NENGREST | New Hampshire | Sullivan | 16.1 | 1987 | 9999 |  |  |  | 7.9218 | Default Emission Factor
DG Whitefield LLC | 10839_B_BLR1 | 10839 | B | BLR1 |  | Biomass | NENGREST | New Hampshire | Coos | 17 | 1986 | 9999 |  |  |  | 7.9218 | Default Emission Factor
Silver Bay Power | 10849_B_BLR1 | 10849 | B | BLR1 | 89908 | Coal Steam | MIS_MNWI | Minnesota | Lake | 36 | 1955 | 9999 | 2017 | 23.329 | 149771 | 0.31153 | NEI 2019
Silver Bay Power | 10849_B_BLR2 | 10849 | B | BLR2 | 89909 | Coal Steam | MIS_MNWI | Minnesota | Lake | 69 | 1963 | 9999 | 2019 | 14.403 | 81195 | 0.35478 | NEI 2019
Archer Daniels Midland Cedar Rapids | 10864_B_1 | 10864 | B | 1 |  | Coal Steam | MIS_IA | Iowa | Linn | 40 | 1988 | 9999 | 2019 | 10.1426 | 119941.5626 | 0.16913 | NEI 2019
Archer Daniels Midland Cedar Rapids | 10864_B_2 | 10864 | B | 2 |  | Coal Steam | MIS_IA | Iowa | Linn | 40 | 1988 | 9999 | 2019 | 11.1018 | 119941.5626 | 0.18512 | NEI 2019
Archer Daniels Midland Cedar Rapids | 10864_B_3 | 10864 | B | 3 |  | Coal Steam | MIS_IA | Iowa | Linn | 40 | 1989 | 9999 | 2019 | 16.5601 | 119941.5626 | 0.27614 | NEI 2019
Archer Daniels Midland Cedar Rapids | 10864_B_4 | 10864 | B | 4 |  | Coal Steam | MIS_IA | Iowa | Linn | 40 | 1994 | 9999 | 2019 | 16.5799 | 119941.5626 | 0.27647 | NEI 2019
Archer Daniels Midland Cedar Rapids | 10864_B_5 | 10864 | B | 5 |  | Coal Steam | MIS_IA | Iowa | Linn | 100 | 2001 | 9999 | 2019 | 48.1403 | 301749.1191 | 0.31908 | NEI 2019
Biomass One LP | 10869_B_NORTH | 10869 | B | NORTH |  | Biomass | WECC_PNW | Oregon | Jackson | 18.2 | 1985 | 9999 | 2017 | 199 | 58488 | 6.8048 | NEI 2019
Biomass One LP | 10869_B_SOUTH | 10869 | B | SOUTH |  | Biomass | WECC_PNW | Oregon | Jackson | 18.2 | 1985 | 9999 | 2017 | 180 | 58488 | 6.1551 | NEI 2019
Medical Area Total Energy Plant | 10883_B_GTHSG1 | 10883 | B | GTHSG1 |  | O/G Steam | NENGREST | Massachusetts | Suffolk | 2.8 | 2004 | 9999 |  |  |  | 0.95219 | Default Emission Factor
Medical Area Total Energy Plant | 10883_B_GTHSG2 | 10883 | B | GTHSG2 |  | O/G Steam | NENGREST | Massachusetts | Suffolk | 2.8 | 2004 | 9999 |  |  |  | 0.95219 | Default Emission Factor
Medical Area Total Energy Plant | 10883_B_GTHSG3 | 10883 | B | GTHSG3 |  | O/G Steam | NENGREST | Massachusetts | Suffolk | 2.8 | 2017 | 9999 |  |  |  | 0.95219 | Default Emission Factor
Medical Area Total Energy Plant | 10883_B_HSG1 | 10883 | B | HSG1 |  | O/G Steam | NENGREST | Massachusetts | Suffolk | 2.8 | 1979 | 9999 | 2019 | 1.16 | 9552.3175 | 0.24287 | NEI 2019
Medical Area Total Energy Plant | 10883_B_HSG2 | 10883 | B | HSG2 |  | O/G Steam | NENGREST | Massachusetts | Suffolk | 2.8 | 1979 | 9999 | 2019 | 0.38 | 9552.3175 | 0.07956 | NEI 2019
Medical Area Total Energy Plant | 10883_B_PSG1 | 10883 | B | PSG1 |  | O/G Steam | NENGREST | Massachusetts | Suffolk | 2.8 | 2010 | 9999 |  |  |  | 0.95219 | Default Emission Factor
Medical Area Total Energy Plant | 10883_B_PSG2 | 10883 | B | PSG2 |  | O/G Steam | NENGREST | Massachusetts | Suffolk | 2.8 | 2004 | 9999 | 2019 | 0.7578 | 9552.3175 | 0.15866 | NEI 2019
Medical Area Total Energy Plant | 10883_B_PSG3 | 10883 | B | PSG3 |  | O/G Steam | NENGREST | Massachusetts | Suffolk | 2.8 | 2004 | 9999 | 2019 | 5.15 | 9552.3175 | 1.0783 | NEI 2019
George Neal North | 1091_B_3 | 1091 | B | 3 | 762 | Coal Steam | MIS_MIDA | Iowa | Woodbury | 515 | 1975 | 9999 | 2019 | 1455.9 | 1628432 | 1.7881 | NEI 2019
Ames Electric Services Power Plant | 1122_B_7 | 1122 | B | 7 | 767 | O/G Steam | MIS_MIDA | Iowa | Story | 32 | 1968 | 9999 | 2017 | 0.75211 | 47683 | 0.03155 | NEI 2019
Ames Electric Services Power Plant | 1122_B_8 | 1122 | B | 8 | 768 | O/G Steam | MIS_MIDA | Iowa | Story | 63 | 1982 | 9999 | 2019 | 65.2357 | 129433 | 1.008 | NEI 2019
Cholla | 113_B_1 | 113 | B | 1 | 62 | Coal Steam | WECC_AZ | Arizona | Navajo | 116 | 1980 | 2025 | 2017 | 23.878 | 398758 | 0.11976 | NEI 2019
Cholla | 113_B_3 | 113 | B | 3 | 64 | Coal Steam | WECC_AZ | Arizona | Navajo | 271 | 1980 | 2025 | 2019 | 205.963 | 1006969 | 0.40908 | NEI 2019
Streeter Station | 1131_B_6 | 1131 | B | 6 |  | O/G Steam | MIS_MIDA | Iowa | Black Hawk | 19.6 | 1963 | 9999 | 2019 | 0.133 | 104 | 2.5577 | NEI 2019
Streeter Station | 1131_B_7 | 1131 | B | 7 | 772 | O/G Steam | MIS_MIDA | Iowa | Black Hawk | 37 | 1973 | 9999 |  |  |  | 0.95219 | Default Emission Factor
Muscatine Plant #1 | 1167_B_9 | 1167 | B | 9 | 788 | Coal Steam | MIS_IA | Iowa | Muscatine | 163 | 1983 | 9999 |  |  |  | 0.54816 | Default Emission Factor
Yucca | 120_B_1 | 120 | B | 1 | 74 | O/G Steam | WECC_AZ | Arizona | Yuma | 75 | 1978 | 9999 | 2019 | 38.4374 | 265575 | 0.28947 | NEI 2019
Earl F Wisdom | 1217_B_1 | 1217 | B | 1 | 806 | O/G Steam | MIS_MIDA | Iowa | Clay | 38 | 1960 | 9999 | 2017 | 0.031332 | 257 | 0.24383 | NEI 2019
Cimarron River | 1230_B_1 | 1230 | B | 1 | 808 | O/G Steam | SPP_N | Kansas | Seward | 52 | 1963 | 9999 | 2019 | 0.4452 | 703 | 1.2666 | NEI 2019
Fort Dodge | 1233_B_4 | 1233 | B | 4 | 810 | O/G Steam | SPP_N | Kansas | Ford | 147 | 1969 | 9999 | 2019 | 3.0421 | 3171 | 1.9187 | NEI 2019
Great Bend - Sunflower | 1235_B_3 | 1235 | B | 3 | 811 | O/G Steam | SPP_N | Kansas | Barton | 93 | 1963 | 9999 | 2019 | 0.31968 | 324 | 1.9733 | NEI 2019
La Cygne | 1241_B_1 | 1241 | B | 1 | 819 | Coal Steam | SPP_N | Kansas | Linn | 736 | 1973 | 2025 | 2019 | 39.4674 | 2626438 | 0.03005 | NEI 2019
La Cygne | 1241_B_2 | 1241 | B | 2 | 820 | Coal Steam | SPP_N | Kansas | Linn | 662 | 1977 | 2039 | 2019 | 371.4138 | 3171571 | 0.23421 | NEI 2019
H Wilson Sundt Generating Station | 126_B_3 | 126 | B | 3 | 79 | O/G Steam | WECC_AZ | Arizona | Pima | 104 | 1962 | 9999 | 2019 | 8.508 | 412126 | 0.04129 | NEI 2019
H Wilson Sundt Generating Station | 126_B_4 | 126 | B | 4 | 80 | O/G Steam | WECC_AZ | Arizona | Pima | 156 | 1967 | 9999 |  |  |  | 0.95219 | Default Emission Factor
Cross | 130_B_1 | 130 | B | 1 | 82 | Coal Steam | S_VACA | South Carolina | Berkeley | 580 | 2008 | 9999 |  |  |  | 0.54816 | Default Emission Factor
Cross | 130_B_2 | 130 | B | 2 | 83 | Coal Steam | S_VACA | South Carolina | Berkeley | 570 | 1984 | 9999 | 2019 | 20.642 | 143300 | 0.2881 | NEI 2019
Cross | 130_B_3 | 130 | B | 3 | 89490 | Coal Steam | S_VACA | South Carolina | Berkeley | 600 | 2007 | 9999 | 2019 | 116.7133 | 3217262 | 0.07255 | NEI 2019
Cross | 130_B_4 | 130 | B | 4 | 89491 | Coal Steam | S_VACA | South Carolina | Berkeley | 600 | 2008 | 9999 | 2017 | 369.1528 | 2723937 | 0.27104 | NEI 2019
Pratt | 1317_B_5 | 1317 | B | 5 |  | O/G Steam | SPP_N | Kansas | Pratt | 13 | 1965 | 9999 |  |  |  | 0.95219 | Default Emission Factor
Wellington 1 | 1330_B_4 | 1330 | B | 4 |  | O/G Steam | SPP_N | Kansas | Sumner | 19.5 | 1970 | 9999 | 2019 | 0.04137 | 55 | 1.5044 | NEI 2019
Big Sandy | 1353_B_BSU1 | 1353 | B | BSU1 | 872 | O/G Steam | PJM_West | Kentucky | Lawrence | 260 | 1963 | 9999 | 2019 | 547.9925 | 1062894 | 1.0311 | NEI 2019
E W Brown | 1355_B_3 | 1355 | B | 3 | 878 | Coal Steam | S_C_KY | Kentucky | Mercer | 409 | 1971 | 2028 | 2019 | 121.1975 | 915785 | 0.26469 | NEI 2019
Ghent | 1356_B_1 | 1356 | B | 1 | 884 | Coal Steam | S_C_KY | Kentucky | Carroll | 474 | 1973 | 9999 | 2019 | 311.2215 | 2697305 | 0.23077 | NEI 2019
Ghent | 1356_B_2 | 1356 | B | 2 | 885 | Coal Steam | S_C_KY | Kentucky | Carroll | 495 | 1977 | 9999 | 2019 | 306.0048 | 2638164 | 0.23198 | NEI 2019
Ghent | 1356_B_3 | 1356 | B | 3 | 886 | Coal Steam | S_C_KY | Kentucky | Carroll | 485 | 1981 | 9999 | 2017 | 277.84 | 2537162 | 0.21902 | NEI 2019
Ghent | 1356_B_4 | 1356 | B | 4 | 887 | Coal Steam | S_C_KY | Kentucky | Carroll | 465 | 1984 | 9999 | 2019 | 294.6118 | 2480091 | 0.23758 | NEI 2019
Seminole (FL) | 136_B_2 | 136 | B | 2 | 85 | Coal Steam | FRCC | Florida | Putnam | 657 | 1984 | 9999 | 2017 | 1000.06 | 4247979 | 0.47084 | NEI 2019
Mill Creek (KY) | 1364_B_1 | 1364 | B | 1 | 905 | Coal Steam | S_C_KY | Kentucky | Jefferson | 300 | 1972 | 2024 | 2019 | 169.2488 | 1499827 | 0.22569 | NEI 2019
Mill Creek (KY) | 1364_B_2 | 1364 | B | 2 | 906 | Coal Steam | S_C_KY | Kentucky | Jefferson | 297 | 1974 | 2028 | 2017 | 205.9069 | 1683758 | 0.24458 | NEI 2019
Mill Creek (KY) | 1364_B_3 | 1364 | B | 3 | 907 | Coal Steam | S_C_KY | Kentucky | Jefferson | 391 | 1978 | 9999 | 2019 | 216.4299 | 1844658 | 0.23466 | NEI 2019
Mill Creek (KY) | 1364_B_4 | 1364 | B | 4 | 908 | Coal Steam | S_C_KY | Kentucky | Jefferson | 477 | 1982 | 9999 | 2019 | 350.9516 | 3095493 | 0.22675 | NEI 2019
Shawnee | 1379_B_1 | 1379 | B | 1 | 916 | Coal Steam | S_C_TVA | Kentucky | McCracken | 134 | 1953 | 2034 | 2017 | 91.2097 | 625448 | 0.29166 | NEI 2019
Shawnee | 1379_B_2 | 1379 | B | 2 | 918 | Coal Steam | S_C_TVA | Kentucky | McCracken | 134 | 1953 | 2034 | 2017 | 120.522 | 648458 | 0.37172 | NEI 2019
Shawnee | 1379_B_3 | 1379 | B | 3 | 919 | Coal Steam | S_C_TVA | Kentucky | McCracken | 134 | 1953 | 2033 | 2017 | 125.9538 | 716923 | 0.35137 | NEI 2019
Shawnee | 1379_B_4 | 1379 | B | 4 | 920 | Coal Steam | S_C_TVA | Kentucky | McCracken | 134 | 1954 | 2034 | 2019 | 97.9758 | 545374 | 0.3593 | NEI 2019
Shawnee | 1379_B_5 | 1379 | B | 5 | 921 | Coal Steam | S_C_TVA | Kentucky | McCracken | 134 | 1954 | 2034 | 2019 | 124.3805 | 712303 | 0.34924 | NEI 2019
Shawnee | 1379_B_6 | 1379 | B | 6 | 922 | Coal Steam | S_C_TVA | Kentucky | McCracken | 134 | 1954 | 2034 | 2017 | 123.8932 | 769636 | 0.32195 | NEI 2019
Shawnee | 1379_B_7 | 1379 | B | 7 | 923 | Coal Steam | S_C_TVA | Kentucky | McCracken | 134 | 1954 | 2034 | 2019 | 83.9838 | 471684 | 0.3561 | NEI 2019
Shawnee | 1379_B_8 | 1379 | B | 8 | 924 | Coal Steam | S_C_TVA | Kentucky | McCracken | 134 | 1955 | 2034 | 2019 | 119.5695 | 657716 | 0.36359 | NEI 2019
Shawnee | 1379_B_9 | 1379 | B | 9 | 925 | Coal Steam | S_C_TVA | Kentucky | McCracken | 134 | 1955 | 2034 | 2019 | 106.2855 | 646856 | 0.32862 | NEI 2019
Cooper | 1384_B_1 | 1384 | B | 1 | 932 | Coal Steam | PJM_West | Kentucky | Pulaski | 116 | 1969 | 9999 | 2019 | 6.4683 | 42559 | 0.30397 | NEI 2019
Cooper | 1384_B_2 | 1384 | B | 2 | 933 | Coal Steam | PJM_West | Kentucky | Pulaski | 225 | 1969 | 9999 | 2019 | 18.465 | 126051 | 0.29298 | NEI 2019
Louisiana 1 | 1391_B_1A | 1391 | B | 1A | 936 | Fossil Waste | MIS_LA | Louisiana | East Baton Rouge | 21.3 | 1954 | 9999 | 2019 | 276.8 | 135745.4457 | 4.0782 | NEI 2019
Louisiana 1 | 1391_B_2A | 1391 | B | 2A | 937 | Fossil Waste | MIS_LA | Louisiana | East Baton Rouge | 21.3 | 1954 | 9999 | 2019 | 116.15 | 135745.4457 | 1.7113 | NEI 2019
Louisiana 1 | 1391_B_3A | 1391 | B | 3A | 938 | Fossil Waste | MIS_LA | Louisiana | East Baton Rouge | 23.5 | 1953 | 9999 | 2019 | 275.66 | 149867.7706 | 3.6787 | NEI 2019
Louisiana 1 | 1391_B_4A | 1391 | B | 4A | 939 | Fossil Waste | MIS_LA | Louisiana | East Baton Rouge | 21.3 | 1987 | 9999 |  |  |  | 2.1082 | Default Emission Factor
Louisiana 1 | 1391_B_5A | 1391 | B | 5A | 940 | Fossil Waste | MIS_LA | Louisiana | East Baton Rouge | 36 | 1999 | 9999 |  |  |  | 2.1082 | Default Emission Factor
Louisiana 1 | 1391_B_9 | 1391 | B | 9 |  | Fossil Waste | MIS_LA | Louisiana | East Baton Rouge | 4.4 | 1949 | 9999 |  |  |  | 2.1082 | Default Emission Factor
R S Nelson | 1393_B_1A | 1393 | B | 1A | 90014 | Coal Steam | MIS_WOTA | Louisiana | Calcasieu | 104 | 1992 | 9999 | 2017 | 115.3 | 822469 | 0.28038 | NEI 2019
R S Nelson | 1393_B_2A | 1393 | B | 2A | 90015 | Coal Steam | MIS_WOTA | Louisiana | Calcasieu | 100 | 1992 | 9999 | 2019 | 108.4 | 705891 | 0.30713 | NEI 2019
R S Nelson | 1393_B_6 | 1393 | B | 6 | 950 | Coal Steam | MIS_WOTA | Louisiana | Calcasieu | 550 | 1982 | 9999 | 2017 | 2629.87 | 2714083 | 1.9379 | NEI 2019
Teche | 1400_B_3 | 1400 | B | 3 | 962 | O/G Steam | MIS_LA | Louisiana | St Mary | 331 | 1971 | 9999 | 2019 | 115.31 | 989464 | 0.23308 | NEI 2019
Little Gypsy | 1402_B_2 | 1402 | B | 2 | 964 | O/G Steam | MIS_AMSO | Louisiana | St Charles | 416 | 1966 | 2025 | 2019 | 136.41 | 1080892 | 0.2524 | NEI 2019
Little Gypsy | 1402_B_3 | 1402 | B | 3 | 965 | O/G Steam | MIS_AMSO | Louisiana | St Charles | 524 | 1969 | 9999 | 2019 | 1028.57 | 1627984 | 1.2636 | NEI 2019
Nine Mile Point | 1403_B_4 | 1403 | B | 4 | 969 | O/G Steam | MIS_AMSO | Louisiana | Jefferson | 737 | 1971 | 9999 |  |  |  | 0.95219 | Default Emission Factor
Nine Mile Point | 1403_B_5 | 1403 | B | 5 | 970 | O/G Steam | MIS_AMSO | Louisiana | Jefferson | 737 | 1973 | 9999 | 2019 | 195.28 | 2920161.5 | 0.13375 | NEI 2019
Agua Fria | 141_B_1 | 141 | B | 1 | 86 | O/G Steam | WECC_AZ | Arizona | Maricopa | 113 | 1958 | 9999 | 2017 | 29.4445 | 54257 | 1.0854 | NEI 2019
Agua Fria | 141_B_2 | 141 | B | 2 | 87 | O/G Steam | WECC_AZ | Arizona | Maricopa | 113 | 1957 | 9999 | 2019 | 24.8641 | 45545 | 1.0918 | NEI 2019
Agua Fria | 141_B_3 | 141 | B | 3 | 88 | O/G Steam | WECC_AZ | Arizona | Maricopa | 181 | 1961 | 9999 | 2019 | 54.188 | 116246 | 0.9323 | NEI 2019
Arsenal Hill | 1416_B_5A | 1416 | B | 5A | 979 | O/G Steam | SPP_WEST | Louisiana | Caddo | 116 | 1960 | 2025 | 2019 | 0.3 | 61216 | 0.0098 | NEI 2019
Lieberman | 1417_B_3 | 1417 | B | 3 | 980 | O/G Steam | SPP_WEST | Louisiana | Caddo | 109 | 1957 | 9999 |  |  |  | 0.95219 | Default Emission Factor
Lieberman | 1417_B_4 | 1417 | B | 4 | 981 | O/G Steam | SPP_WEST | Louisiana | Caddo | 108 | 1959 | 9999 | 2019 | 0.2 | 30979 | 0.01291 | NEI 2019
Houma | 1439_B_14 | 1439 | B | 14 |  | O/G Steam | MIS_AMSO | Louisiana | Terrebonne | 10 | 1994 | 9999 |  |  |  | 0.95219 | Default Emission Factor
Houma | 1439_B_15 | 1439 | B | 15 | 982 | O/G Steam | MIS_AMSO | Louisiana | Terrebonne | 23.5 | 1969 | 9999 | 2019 | 9.54 | 32343 | 0.58993 | NEI 2019
Houma | 1439_B_16 | 1439 | B | 16 | 983 | O/G Steam | MIS_AMSO | Louisiana | Terrebonne | 39 | 1976 | 9999 | 2019 | 14.55 | 22328 | 1.3033 | NEI 2019
Big Cajun 1 | 1464_B_1B1 | 1464 | B | 1B1 | 994 | O/G Steam | MIS_LA | Louisiana | Pointe Coupee | 110 | 1972 | 9999 | 2019 | 11.9081 | 42544 | 0.5598 | NEI 2019
Big Cajun 1 | 1464_B_1B2 | 1464 | B | 1B2 | 995 | O/G Steam | MIS_LA | Louisiana | Pointe Coupee | 110 | 1972 | 9999 | 2019 | 10.6151 | 38969 | 0.5448 | NEI 2019
William F Wyman | 1507_B_3 | 1507 | B | 3 | 1002 | O/G Steam | NENG_ME | Maine | Cumberland | 111 | 1965 | 9999 | 2019 | 1.22 | 2069 | 1.1793 | NEI 2019
William F Wyman | 1507_B_4 | 1507 | B | 4 | 1003 | O/G Steam | NENG_ME | Maine | Cumberland | 602 | 1978 | 9999 | 2017 | 40.691 | 89985 | 0.9044 | NEI 2019
Herbert A Wagner | 1554_B_1 | 1554 | B | 1 | 1007 | O/G Steam | PJM_SMAC | Maryland | Anne Arundel | 126 | 1956 | 9999 |  |  |  | 0.95219 | Default Emission Factor
Herbert A Wagner | 1554_B_3 | 1554 | B | 3 | 1009 | Coal Steam | PJM_SMAC | Maryland | Anne Arundel | 305 | 1966 | 2025 | 2017 | 19.0095 | 171631 | 0.22152 | NEI 2019
Herbert A Wagner | 1554_B_4 | 1554 | B | 4 | 1010 | O/G Steam | PJM_SMAC | Maryland | Anne Arundel | 397 | 1972 | 9999 |  |  |  | 0.80264 | Default Emission Factor
Vienna Operations | 1564_B_8 | 1564 | B | 8 | 1043 | O/G Steam | PJM_EMAC | Maryland | Dorchester | 153 | 1971 | 9999 |  |  |  | 0.80264 | Default Emission Factor
Chalk Point LLC | 1571_B_3 | 1571 | B | 3 | 1052 | O/G Steam | PJM_SMAC | Maryland | Prince Georges | 582 | 1975 | 9999 |  |  |  | 0.95219 | Default Emission Factor
Chalk Point LLC | 1571_B_4 | 1571 | B | 4 | 1053 | O/G Steam | PJM_SMAC | Maryland | Prince Georges | 582 | 1981 | 9999 |  |  |  | 0.95219 | Default Emission Factor
Canal | 1599_B_1 | 1599 | B | 1 | 1102 | O/G Steam | NENGREST | Massachusetts | Barnstable | 560 | 1968 | 9999 | 2019 | 5.5158 | 21589 | 0.51098 | NEI 2019
Canal | 1599_B_2 | 1599 | B | 2 | 1103 | O/G Steam | NENGREST | Massachusetts | Barnstable | 553 | 1976 | 9999 | 2019 | 5.4126 | 14023 | 0.77196 | NEI 2019
Apache Station | 160_B_1 | 160 | B | 1 | 92 | O/G Steam | WECC_AZ | Arizona | Cochise | 72 | 1979 | 9999 |  |  |  | 0.95219 | Default Emission Factor
Apache Station | 160_B_2 | 160 | B | 2 | 93 | O/G Steam | WECC_AZ | Arizona | Cochise | 175 | 1979 | 9999 |  |  |  | 0.95219 | Default Emission Factor
Apache Station | 160_B_3 | 160 | B | 3 | 94 | Coal Steam | WECC_AZ | Arizona | Cochise | 175 | 1979 | 9999 |  |  |  | 0.54816 | Default Emission Factor
GREC | 165_B_2 | 165 | B | 2 | 96 | Coal Steam | SPP_WEST | Oklahoma | Mayes | 492 | 1982 | 9999 | 2019 | 25.42 | 77426 | 0.65663 | NEI 2019
Lake Catherine | 170_B_4 | 170 | B | 4 | 107 | O/G Steam | MIS_AR | Arkansas | Hot Spring | 522 | 1970 | 2025 | 2019 | 20.5356 | 127495 | 0.32214 | NEI 2019
Dan E Karn | 1702_B_3 | 1702 | B | 3 | 1155 | O/G Steam | MIS_LMI | Michigan | Bay | 600 | 1974 | 9999 |  |  |  | 0.95219 | Default Emission Factor
Dan E Karn | 1702_B_4 | 1702 | B | 4 | 1156 | O/G Steam | MIS_LMI | Michigan | Bay | 603 | 1977 | 9999 |  |  |  | 0.95219 | Default Emission Factor
J H Campbell | 1710_B_1 | 1710 | B | 1 | 1157 | Coal Steam | MIS_LMI | Michigan | Ottawa | 260 | 1962 | 2025 | 2019 | 221.5385 | 1453194 | 0.3049 | NEI 2019
J H Campbell | 1710_B_2 | 1710 | B | 2 | 1158 | Coal Steam | MIS_LMI | Michigan | Ottawa | 348 | 1967 | 2025 | 2017 | 256.855 | 1178883 | 0.43576 | NEI 2019
J H Campbell | 1710_B_3 | 1710 | B | 3 | 1159 | Coal Steam | MIS_LMI | Michigan | Ottawa | 838 | 1980 | 2025 | 2019 | 736.146 | 5273925 | 0.27916 | NEI 2019
Monroe (MI) | 1733_B_1 | 1733 | B | 1 | 1182 | Coal Steam | MIS_LMI | Michigan | Monroe | 758 | 1972 | 2040 | 2019 | 564.623 | 4348989 | 0.25966 | NEI 2019
Monroe (MI) | 1733_B_2 | 1733 | B | 2 | 1183 | Coal Steam | MIS_LMI | Michigan | Monroe | 773 | 1973 | 2040 | 2019 | 532.8165 | 4045189 | 0.26343 | NEI 2019
Monroe (MI) | 1733_B_3 | 1733 | B | 3 | 1184 | Coal Steam | MIS_LMI | Michigan | Monroe | 773 | 1973 | 2040 | 2019 | 393.416 | 3020007 | 0.26054 | NEI 2019
Monroe (MI) | 1733_B_4 | 1733 | B | 4 | 1185 | Coal Steam | MIS_LMI | Michigan | Monroe | 762 | 1974 | 2040 | 2019 | 512.3285 | 3907692 | 0.26222 | NEI 2019
John H Warden | 1772_B_1 | 1772 | B | 1 |  | Biomass | MIS_WUMS | Michigan | Baraga | 17.7 | 2009 | 9999 | 2019 | 170.7355 | 122768 | 2.7814 | NEI 2019
Wyandotte | 1866_B_5 | 1866 | B | 5 | 1223 | O/G Steam | MIS_LMI | Michigan | Wayne | 21.25 | 1958 | 9999 |  |  |  | 0.95219 | Default Emission Factor
Wyandotte | 1866_B_7 | 1866 | B | 7 | 1224 | O/G Steam | MIS_LMI | Michigan | Wayne | 21.25 | 1958 | 9999 | 2019 | 0.796 | 563 | 2.8277 | NEI 2019
Syl Laskin | 1891_B_1 | 1891 | B | 1 | 1229 | O/G Steam | MIS_MNWI | Minnesota | St Louis | 44 | 1953 | 9999 | 2017 | 0.5574 | 3113 | 0.35811 | NEI 2019
Syl Laskin | 1891_B_2 | 1891 | B | 2 | 1230 | O/G Steam | MIS_MNWI | Minnesota | St Louis | 44 | 1953 | 9999 | 2017 | 0.481 | 2505 | 0.38403 | NEI 2019
Clay Boswell | 1893_B_3 | 1893 | B | 3 | 1233 | Coal Steam | MIS_MNWI | Minnesota | Itasca | 364 | 1973 | 2030 | 2019 | 600.3871 | 1571076 | 0.7643 | NEI 2019
Clay Boswell | 1893_B_4 | 1893 | B | 4 | 1234 | Coal Steam | MIS_MNWI | Minnesota | Itasca | 584 | 1980 | 9999 | 2019 | 1759.639 | 3239904 | 1.0862 | NEI 2019
M L Hibbard | 1897_B_3 | 1897 | B | 3 | 1235 | Biomass | MIS_MNWI | Minnesota | St Louis | 30 | 1988 | 9999 |  |  |  | 7.9218 | Default Emission Factor
M L Hibbard | 1897_B_4 | 1897 | B | 4 | 1236 | Biomass | MIS_MNWI | Minnesota | St Louis | 30 | 1988 | 9999 |  |  |  | 7.9218 | Default Emission Factor
Allen S King | 1915_B_1 | 1915 | B | 1 | 1248 | Coal Steam | MIS_MNWI | Minnesota | Washington | 511 | 1968 | 2028 | 2017 | 49.687 | 2913347 | 0.03411 | NEI 2019
Red Wing | 1926_B_1 | 1926 | B | 1 |  | Municipal Solid Waste | MIS_MNWI | Minnesota | Goodhue | 9 | 1986 | 2027 | 2017 | 68.8 | 53896 | 2.5531 | NEI 2019
Red Wing | 1926_B_2 | 1926 | B | 2 |  | Municipal Solid Waste | MIS_MNWI | Minnesota | Goodhue | 9 | 1986 | 2027 | 2017 | 34.1822 | 53896 | 1.2685 | NEI 2019
Wilmarth | 1934_B_1 | 1934 | B | 1 |  | Municipal Solid Waste | MIS_MNWI | Minnesota | Blue Earth | 9 | 1987 | 2027 | 2019 | 41 | 53629 | 1.529 | NEI 2019
Wilmarth | 1934_B_2 | 1934 | B | 2 |  | Municipal Solid Waste | MIS_MNWI | Minnesota | Blue Earth | 9 | 1987 | 2027 | 2019 | 63.2 | 53629 | 2.3569 | NEI 2019
Hibbing | 1979_B_1 | 1979 | B | 1 |  | Coal Steam | MIS_MNWI | Minnesota | St Louis | 7.6 | 1952 | 9999 |  |  |  | 0.54816 | Default Emission Factor
Hibbing | 1979_B_2 | 1979 | B | 2 |  | Coal Steam | MIS_MNWI | Minnesota | St Louis | 7.6 | 1952 | 9999 |  |  |  | 0.54816 | Default Emission Factor
Hibbing | 1979_B_3 | 1979 | B | 3 |  | Coal Steam | MIS_MNWI | Minnesota | St Louis | 7.6 | 1974 | 9999 | 2017 | 11.056 | 34433.5 | 0.64217 | NEI 2019
Hibbing | 1979_B_4 | 1979 | B | 4 |  | Coal Steam | MIS_MNWI | Minnesota | St Louis | 7.6 | 2006 | 9999 |  |  |  | 0.54816 | Default Emission Factor
New Ulm | 2001_B_1 | 2001 | B | 1 |  | O/G Steam | MIS_MNWI | Minnesota | Brown | 1.6 | 1941 | 9999 |  |  |  | 0.95219 | Default Emission Factor
New Ulm | 2001_B_2 | 2001 | B | 2 |  | O/G Steam | MIS_MNWI | Minnesota | Brown | 1.6 | 1947 | 9999 |  |  |  | 0.95219 | Default Emission Factor
New Ulm | 2001_B_4 | 2001 | B | 4 |  | O/G Steam | MIS_MNWI | Minnesota | Brown | 14.8 | 1965 | 9999 | 2019 | 2.625 | 4160.3315 | 1.2619 | NEI 2019
Virginia | 2018_B_10 | 2018 | B | 10 |  | Biomass | MIS_MNWI | Minnesota | St Louis | 6.2 | 1993 | 9999 |  |  |  | 7.9218 | Default Emission Factor
Virginia | 2018_B_11 | 2018 | B | 11 |  | Biomass | MIS_MNWI | Minnesota | St Louis | 6.2 | 2006 | 9999 | 2017 | 90.14 | 32643.75 | 5.5226 | NEI 2019
Virginia | 2018_B_7 | 2018 | B | 7 |  | Biomass | MIS_MNWI | Minnesota | St Louis | 6.2 | 1954 | 9999 |  |  |  | 7.9218 | Default Emission Factor
Virginia | 2018_B_9 | 2018 | B | 9 |  | Biomass | MIS_MNWI | Minnesota | St Louis | 6.2 | 1975 | 9999 |  |  |  | 7.9218 | Default Emission Factor
Carl Bailey | 202_B_01 | 202 | B | 01 | 111 | O/G Steam | MIS_AR | Arkansas | Woodruff | 122 | 1966 | 9999 | 2019 | 7.4996 | 15894 | 0.94371 | NEI 2019
McClellan (AR) | 203_B_01 | 203 | B | 01 | 112 | O/G Steam | MIS_AR | Arkansas | Ouachita | 134 | 1972 | 9999 | 2019 | 16.1967 | 34073 | 0.95071 | NEI 2019
Jack Watson | 2049_B_4 | 2049 | B | 4 | 1291 | O/G Steam | S_SOU | Mississippi | Harrison | 236 | 1968 | 9999 | 2019 | 3.91 | 722954 | 0.01082 | NEI 2019
Jack Watson | 2049_B_5 | 2049 | B | 5 | 1292 | O/G Steam | S_SOU | Mississippi | Harrison | 480 | 1973 | 9999 |  |  |  | 0.95219 | Default Emission Factor
Moselle | 2070_B_3 | 2070 | B | 3 | 1309 | O/G Steam | MIS_MS | Mississippi | Jones | 59 | 1970 | 2025 | 2019 | 7.8964 | 14256 | 1.1078 | NEI 2019
Hawthorn | 2079_B_5A | 2079 | B | 5A | 1315 | Coal Steam | SPP_N | Missouri | Jackson | 564 | 2000 | 9999 | 2017 | 403.9828 | 3168593 | 0.25499 | NEI 2019
Lake Road (MO) | 2098_B_1 | 2098 | B | 1 |  | O/G Steam | SPP_N | Missouri | Buchanan | 5.6 | 1961 | 9999 |  |  |  | 0.95219 | Default Emission Factor
Lake Road (MO) | 2098_B_2 | 2098 | B | 2 |  | O/G Steam | SPP_N | Missouri | Buchanan | 5.6 | 1961 | 9999 |  |  |  | 0.95219 | Default Emission Factor
Lake Road (MO) | 2098_B_3 | 2098 | B | 3 |  | O/G Steam | SPP_N | Missouri | Buchanan | 1.1 | 1938 | 9999 |  |  |  | 0.95219 | Default Emission Factor
Lake Road (MO) | 2098_B_4 | 2098 | B | 4 |  | O/G Steam | SPP_N | Missouri | Buchanan | 12.4 | 1951 | 2024 |  |  |  | 0.95219 | Default Emission Factor
Lake Road (MO) | 2098_B_5 | 2098 | B | 5 |  | O/G Steam | SPP_N | Missouri | Buchanan | 15.5 | 1957 | 9999 |  |  |  | 0.95219 | Default Emission Factor
Lake Road (MO) | 2098_B_8 | 2098 | B | 8 |  | O/G Steam | SPP_N | Missouri | Buchanan | 1.9 | 2006 | 9999 |  |  |  | 0.95219 | Default Emission Factor
Labadie | 2103_B_1 | 2103 | B | 1 | 1328 | Coal Steam | MIS_MO | Missouri | Franklin | 593 | 1970 | 2036 | 2019 | 480.1638 | 3445715 | 0.2787 | NEI 2019
Labadie | 2103_B_2 | 2103 | B | 2 | 1329 | Coal Steam | MIS_MO | Missouri | Franklin | 593 | 1971 | 2036 | 2017 | 467.1059 | 4211503 | 0.22182 | NEI 2019
Labadie | 2103_B_3 | 2103 | B | 3 | 1330 | Coal Steam | MIS_MO | Missouri | Franklin | 593 | 1972 | 2042 | 2019 | 625.2154 | 4198554 | 0.29782 | NEI 2019
Labadie | 2103_B_4 | 2103 | B | 4 | 1331 | Coal Steam | MIS_MO | Missouri | Franklin | 593 | 1973 | 2042 | 2019 | 578.8642 | 3704184 | 0.31255 | NEI 2019
Sioux | 2107_B_1 | 2107 | B | 1 | 1336 | Coal Steam | MIS_MO | Missouri | St Charles | 487 | 1967 | 2029 | 2019 | 329.4013 | 2446814 | 0.26925 | NEI 2019
Sioux | 2107_B_2 | 2107 | B | 2 | 1337 | Coal Steam | MIS_MO | Missouri | St Charles | 487 | 1968 | 2029 | 2019 | 206.2932 | 1438752 | 0.28677 | NEI 2019
Columbia (MO) | 2123_B_8 | 2123 | B | 8 | 1341 | O/G Steam | MIS_MO | Missouri | Boone | 35 | 1970 | 9999 | 2019 | 0.304 | 7492.9251 | 0.08114 | NEI 2019
New Madrid | 2167_B_1 | 2167 | B | 1 | 1357 | Coal Steam | S_D_AECI | Missouri | New Madrid | 579 | 1972 | 9999 | 2019 | 1005.1424 | 3316776 | 0.6061 | NEI 2019
New Madrid | 2167_B_2 | 2167 | B | 2 | 1358 | Coal Steam | S_D_AECI | Missouri | New Madrid | 575 | 1977 | 9999 | 2019 | 1309.472 | 3563777 | 0.73488 | NEI 2019
Thomas Hill | 2168_B_MB1 | 2168 | B | MB1 | 1359 | Coal Steam | S_D_AECI | Missouri | Randolph | 165 | 1966 | 9999 | 2019 | 165.6768 | 1116739 | 0.29672 | NEI 2019
Thomas Hill | 2168_B_MB2 | 2168 | B | MB2 | 1360 | Coal Steam | S_D_AECI | Missouri | Randolph | 270 | 1969 | 9999 | 2019 | 238.0773 | 1652820 | 0.28809 | NEI 2019
Thomas Hill | 2168_B_MB3 | 2168 | B | MB3 | 1361 | Coal Steam | S_D_AECI | Missouri | Randolph | 699 | 1982 | 9999 | 2019 | 4993.888 | 5352693 | 1.8659 | NEI 2019
Canaday | 2226_B_1 | 2226 | B | 1 | 1367 | O/G Steam | SPP_NEBR | Nebraska | Gosper | 99 | 1958 | 9999 | 2017 | 0.13572 | 1899 | 0.14294 | NEI 2019
Lon Wright | 2240_B_6 | 2240 | B | 6 |  | Coal Steam | SPP_NEBR | Nebraska | Dodge | 15.5 | 1958 | 9999 | 2019 | 5.6448 | 25565 | 0.4416 | NEI 2019
Lon Wright | 2240_B_7 | 2240 | B | 7 |  | Coal Steam | SPP_NEBR | Nebraska | Dodge | 21 | 1963 | 9999 | 2019 | 13.2684 | 62160 | 0.42691 | NEI 2019
Lon Wright | 2240_B_8 | 2240 | B | 8 | 1371 | Coal Steam | SPP_NEBR | Nebraska | Dodge | 82 | 1976 | 9999 | 2019 | 62.5115 | 359108 | 0.34815 | NEI 2019
North Denver | 2244_B_4 | 2244 | B | 4 |  | O/G Steam | SPP_NEBR | Nebraska | Adams | 16 | 1957 | 9999 |  |  |  | 0.95219 | Default Emission Factor
North Denver | 2244_B_5 | 2244 | B | 5 |  | O/G Steam | SPP_NEBR | Nebraska | Adams | 25 | 1957 | 9999 |  |  |  | 0.95219 | Default Emission Factor
Sheldon | 2277_B_1 | 2277 | B | 1 | 1379 | Coal Steam | SPP_NEBR | Nebraska | Lancaster | 104 | 1968 | 9999 | 2019 | 217.9438 | 370614 | 1.1761 | NEI 2019
Sheldon | 2277_B_2 | 2277 | B | 2 | 1380 | Coal Steam | SPP_NEBR | Nebraska | Lancaster | 115 | 1961 | 9999 | 2017 | 219.7513 | 429574 | 1.0231 | NEI 2019
North Omaha | 2291_B_1 | 2291 | B | 1 | 1381 | O/G Steam | SPP_NEBR | Nebraska | Douglas | 65 | 1954 | 2024 |  |  |  | 0.95219 | Default Emission Factor
North Omaha | 2291_B_2 | 2291 | B | 2 | 1382 | O/G Steam | SPP_NEBR | Nebraska | Douglas | 91 | 1957 | 2024 |  |  |  | 0.95219 | Default Emission Factor
North Omaha | 2291_B_3 | 2291 | B | 3 | 1383 | O/G Steam | SPP_NEBR | Nebraska | Douglas | 86 | 1959 | 2024 |  |  |  | 0.95219 | Default Emission Factor
North Omaha | 2291_B_4 | 2291 | B | 4 | 1384 | Coal Steam | SPP_NEBR | Nebraska | Douglas | 120 | 1963 | 9999 | 2019 | 108.5 | 669627 | 0.32406 | NEI 2019
North Omaha | 2291_B_5 | 2291 | B | 5 | 1385 | Coal Steam | SPP_NEBR | Nebraska | Douglas | 216 | 1968 | 9999 | 2019 | 183.13 | 1150577 | 0.31833 | NEI 2019
Fort Churchill | 2330_B_1 | 2330 | B | 1 | 1406 | O/G Steam | WECC_NNV | Nevada | Lyon | 113 | 1968 | 2029 | 2019 | 754.429 | 344679 | 4.3776 | NEI 2019
Tracy | 2336_B_3 | 2336 | B | 3 | 1410 | O/G Steam | WECC_NNV | Nevada | Storey | 108 | 1974 | 9999 | 2019 | 576.273 | 284785 | 4.0471 | NEI 2019
Merrimack | 2364_B_1 | 2364 | B | 1 | 1417 | Coal Steam | NENGREST | New Hampshire | Merrimack | 108 | 1960 | 9999 | 2019 | 7.2311 | 65697 | 0.22013 | NEI 2019
Merrimack | 2364_B_2 | 2364 | B | 2 | 1418 | Coal Steam | NENGREST | New Hampshire | Merrimack | 330 | 1968 | 9999 | 2019 | 25.5145 | 235588 | 0.2166 | NEI 2019
Schiller | 2367_B_4 | 2367 | B | 4 | 1421 | Coal Steam | NENGREST | New Hampshire | Rockingham | 48 | 1952 | 9999 |  |  |  | 0.54816 | Default Emission Factor
Schiller | 2367_B_5W | 2367 | B | 5W | 1422 | Biomass | NENGREST | New Hampshire | Rockingham | 43 | 2006 | 9999 |  |  |  | 7.9218 | Default Emission Factor
Schiller | 2367_B_6 | 2367 | B | 6 | 1423 | Coal Steam | NENGREST | New Hampshire | Rockingham | 48 | 1957 | 9999 |  |  |  | 0.54816 | Default Emission Factor
Four Corners | 2442_B_4 | 2442 | B | 4 | 1584 | Coal Steam | WECC_NM | New Mexico | San Juan | 770 | 1969 | 2031 | 2017 | 663.8131 | 3879779 | 0.34219 | NEI 2019
Four Corners | 2442_B_5 | 2442 | B | 5 | 1585 | Coal Steam | WECC_NM | New Mexico | San Juan | 770 | 1963 | 2031 | 2017 | 575.2322 | 2642880 | 0.43531 | NEI 2019
Rio Grande | 2444_B_8 | 2444 | B | 8 | 1588 | O/G Steam | WECC_NM | New Mexico | Dona Ana | 142 | 1972 | 9999 | 2017 | 95.869 | 503689 | 0.38067 | NEI 2019
Maddox | 2446_B_051B | 2446 | B | 051B | 1590 | O/G Steam | SPP_SPS | New Mexico | Lea | 112 | 1967 | 9999 |  |  |  | 0.95219 | Default Emission Factor
Reeves | 2450_B_1 | 2450 | B | 1 | 1593 | O/G Steam | WECC_NM | New Mexico | Bernalillo | 44 | 1959 | 9999 |  |  |  | 0.95219 | Default Emission Factor
Reeves | 2450_B_2 | 2450 | B | 2 | 1594 | O/G Steam | WECC_NM | New Mexico | Bernalillo | 44 | 1960 | 9999 | 2019 | 18.88 | 32899 | 1.1478 | NEI 2019
Reeves | 2450_B_3 | 2450 | B | 3 | 1595 | O/G Steam | WECC_NM | New Mexico | Bernalillo | 66 | 1962 | 9999 | 2019 | 60.24 | 102020 | 1.1809 | NEI 2019
Cunningham | 2454_B_122B | 2454 | B | 122B | 1601 | O/G Steam | SPP_SPS | New Mexico | Lea | 183 | 1965 | 2025 | 2019 | 0.3 | 548422 | 0.00109 | NEI 2019
Danskammer Generating Station | 2480_B_1 | 2480 | B | 1 | 1606 | O/G Steam | NY_Z_G-I | New York | Orange | 71 | 1951 | 9999 | 2019 | 0.228 | 1244 | 0.36656 | NEI 2019
Danskammer Generating Station | 2480_B_2 | 2480 | B | 2 | 1607 | O/G Steam | NY_Z_G-I | New York | Orange | 66 | 1954 | 9999 | 2019 | 0.228 | 1249 | 0.36509 | NEI 2019
Danskammer Generating Station | 2480_B_3 | 2480 | B | 3 | 1608 | O/G Steam | NY_Z_G-I | New York | Orange | 138 | 1987 | 9999 | 2019 | 0.108 | 2774 | 0.07787 | NEI 2019
Danskammer Generating Station | 2480_B_4 | 2480 | B | 4 | 1609 | O/G Steam | NY_Z_G-I | New York | Orange | 222 | 1987 | 9999 | 2019 | 0.396 | 3910 | 0.20256 | NEI 2019
Arthur Kill Generating Station | 2490_B_20 | 2490 | B | 20 | 1610 | O/G Steam | NY_Z_J | New York | Richmond | 338 | 1959 | 9999 |  |  |  | 0.79283 | NEI 2019
Arthur Kill Generating Station | 2490_B_30 | 2490 | B | 30 | 1611 | O/G Steam | NY_Z_J | New York | Richmond | 508 | 1969 | 9999 | 2019 | 357.935 | 902931 | 0.79283 | NEI 2019
East River | 2493_B_60 | 2493 | B | 60 | 1617 | O/G Steam | NY_Z_J | New York | New York | 145 | 1951 | 9999 |  |  |  | 1.358 | NEI 2019
East River | 2493_B_70 | 2493 | B | 70 | 1618 | O/G Steam | NY_Z_J | New York | New York | 182 | 1955 | 9999 | 2019 | 418.8578 | 616885 | 1.358 | NEI 2019
Ravenswood | 2500_B_10 | 2500 | B | 10 | 1675 | O/G Steam | NY_Z_J | New York | Queens | 368 | 1963 | 9999 | 2019 | 34.1556 | 248876 | 0.27448 | NEI 2019
Ravenswood | 2500_B_20 | 2500 | B | 20 | 1676 | O/G Steam | NY_Z_J | New York | Queens | 372 | 1963 | 9999 | 2019 | 54.677 | 404195 | 0.27055 | NEI 2019
Ravenswood | 2500_B_30 | 2500 | B | 30 | 1677 | O/G Steam | NY_Z_J | New York | Queens | 973 | 1965 | 9999 | 2019 | 18.6641 | 117344 | 0.31811 | NEI 2019
E F Barrett | 2511_B_10 | 2511 | B | 10 | 1719 | O/G Steam | NY_Z_K | New York | Nassau | 193 | 1956 | 9999 | 2019 | 395.9775 | 861896 | 0.91885 | NEI 2019
E F Barrett | 2511_B_20 | 2511 | B | 20 | 1720 | O/G Steam | NY_Z_K | New York | Nassau | 193 | 1963 | 9999 | 2019 | 213.8075 | 475320 | 0.89964 | NEI 2019
Northport | 2516_B_1 | 2516 | B | 1 | 1743 | O/G Steam | NY_Z_K | New York | Suffolk | 400 | 1967 | 9999 | 2019 | 921.1875 | 2029167 | 0.90795 | NEI 2019
Northport | 2516_B_2 | 2516 | B | 2 | 1744 | O/G Steam | NY_Z_K | New York | Suffolk | 399 | 1968 | 9999 |  |  |  | 0.90795 | NEI 2019
Northport | 2516_B_3 | 2516 | B | 3 | 1745 | O/G Steam | NY_Z_K | New York | Suffolk | 390 | 1972 | 9999 |  |  |  | 0.90795 | NEI 2019
Northport | 2516_B_4 | 2516 | B | 4 | 1746 | O/G Steam | NY_Z_K | New York | Suffolk | 392 | 1977 | 9999 |  |  |  | 0.90795 | NEI 2019
Port Jefferson | 2517_B_3 | 2517 | B | 3 | 1750 | O/G Steam | NY_Z_K | New York | Suffolk | 190 | 1958 | 9999 | 2019 | 16.3902 | 109544 | 0.29924 | NEI 2019
Port Jefferson | 2517_B_4 | 2517 | B | 4 | 1751 | O/G Steam | NY_Z_K | New York | Suffolk | 190 | 1960 | 9999 | 2019 | 28.1948 | 147856 | 0.38138 | NEI 2019
Greenidge Generation LLC | 2527_B_6 | 2527 | B | 6 | 1759 | O/G Steam | NY_Z_C&E | New York | Yates | 104 | 1953 | 9999 | 2019 | 27.3172 | 55675 | 0.98131 | NEI 2019
Oswego Harbor Power | 2594_B_5 | 2594 | B | 5 | 1791 | O/G Steam | NY_Z_C&E | New York | Oswego | 822 | 1976 | 9999 | 2019 | 3.464 | 4218 | 1.6425 | NEI 2019
Oswego Harbor Power | 2594_B_6 | 2594 | B | 6 | 1792 | O/G Steam | NY_Z_C&E | New York | Oswego | 816 | 1980 | 9999 | 2019 | 4.419 | 12595 | 0.70171 | NEI 2019
E C Gaston | 26_B_1 | 26 | B | 1 | 30 | O/G Steam | S_SOU | Alabama | Shelby | 254 | 1960 | 9999 | 2019 | 282.29 | 709065 | 0.79623 | NEI 2019
E C Gaston | 26_B_2 | 26 | B | 2 | 31 | O/G Steam | S_SOU | Alabama | Shelby | 256 | 1960 | 9999 | 2019 | 276.16 | 693638 | 0.79627 | NEI 2019
E C Gaston | 26_B_3 | 26 | B | 3 | 32 | O/G Steam | S_SOU | Alabama | Shelby | 254 | 1961 | 9999 | 2019 | 252.11 | 648686 | 0.77729 | NEI 2019
E C Gaston | 26_B_4 | 26 | B | 4 | 33 | O/G Steam | S_SOU | Alabama | Shelby | 256 | 1962 | 9999 | 2019 | 209.39 | 581714 | 0.71991 | NEI 2019
E C Gaston | 26_B_5 | 26 | B | 5 | 34 | Coal Steam | S_SOU | Alabama | Shelby | 832 | 1974 | 9999 |  |  |  | 0.54816 | Default Emission Factor
Bowline Point | 2625_B_1 | 2625 | B | 1 | 1793 | O/G Steam | NY_Z_G-I | New York | Rockland | 575 | 1972 | 9999 | 2019 | 20.6409 | 139747.66 | 0.2954 | NEI 2019
Bowline Point | 2625_B_2 | 2625 | B | 2 | 1794 | O/G Steam | NY_Z_G-I | New York | Rockland | 562 | 1974 | 9999 | 2017 | 68.9262 | 228426 | 0.60349 | NEI 2019
S A Carlson | 2682_B_10 | 2682 | B | 10 | 1811 | O/G Steam | NY_Z_A | New York | Chautauqua | 15 | 1945 | 9999 | 2019 | 0.2069 | 10964.8903 | 0.03774 | NEI 2019
S A Carlson | 2682_B_9 | 2682 | B | 9 | 1815 | O/G Steam | NY_Z_A | New York | Chautauqua | 15 | 1945 | 9999 |  |  |  | 0.95219 | Default Emission Factor
S A Carlson | 2682_B_HRSG | 2682 | B | HRSG | 1814 | O/G Steam | NY_Z_A | New York | Chautauqua | 15 | 2001 | 9999 |  |  |  | 0.95219 | Default Emission Factor
Roxboro | 2712_B_1 | 2712 | B | 1 | 1831 | Coal Steam | S_VACA | North Carolina | Person | 379 | 1966 | 2028 | 2019 | 68.11 | 603828 | 0.22559 | NEI 2019
Roxboro | 2712_B_2 | 2712 | B | 2 | 1832 | Coal Steam | S_VACA | North Carolina | Person | 668 | 1968 | 2028 | 2019 | 130.78 | 1347349 | 0.19413 | NEI 2019
Roxboro | 2712_B_3A | 2712 | B | 3A | 1833 | Coal Steam | S_VACA | North Carolina | Person | 347 | 1973 | 2027 |  |  |  | 0.20418 | NEI 2019
Roxboro | 2712_B_3B | 2712 | B | 3B | 1834 | Coal Steam | S_VACA | North Carolina | Person | 347 | 1973 | 2027 | 2019 | 241.94 | 2369844 | 0.20418 | NEI 2019
Roxboro | 2712_B_4A | 2712 | B | 4A | 1835 | Coal Steam | S_VACA | North Carolina | Person | 349 | 1980 | 2027 |  |  |  | 0.21711 | NEI 2019
Roxboro | 2712_B_4B | 2712 | B | 4B | 1836 | Coal Steam | S_VACA | North Carolina | Person | 349 | 1980 | 2027 | 2019 | 285.07 | 2626046 | 0.21711 | NEI 2019
G G Allen | 2718_B_1 | 2718 | B | 1 | 1843 | Coal Steam | S_VACA | North Carolina | Gaston | 162 | 1957 | 2024 | 2019 | 253.96 | 568335 | 0.8937 | NEI 2019
G G Allen | 2718_B_5 | 2718 | B | 5 | 1847 | Coal Steam | S_VACA | North Carolina | Gaston | 259 | 1961 | 9999 |  |  |  | 0.8937 | NEI 2019
James E. Rogers Energy Complex | 2721_B_5 | 2721 | B | 5 | 1857 | Coal Steam | S_VACA | North Carolina | Cleveland | 544 | 1972 | 9999 |  |  |  | 0.54816 | Default Emission Factor
James E. Rogers Energy Complex | 2721_B_6 | 2721 | B | 6 | 90414 | Coal Steam | S_VACA | North Carolina | Cleveland | 844 | 2012 | 2048 | 2019 | 562.31 | 4614722 | 0.2437 | NEI 2019
Marshall (NC) | 2727_B_1 | 2727 | B | 1 | 1861 | Coal Steam | S_VACA | North Carolina | Catawba | 370 | 1965 | 2025 | 2019 | 403.04 | 2011698 | 0.4007 | NEI 2019
Marshall (NC) | 2727_B_2 | 2727 | B | 2 | 1862 | Coal Steam | S_VACA | North Carolina | Catawba | 370 | 1966 | 2025 |  |  |  | 0.4007 | NEI 2019
Marshall (NC) | 2727_B_3 | 2727 | B | 3 | 1863 | Coal Steam | S_VACA | North Carolina | Catawba | 658 | 1969 | 2034 | 2019 | 823.44 | 2418178 | 0.68104 | NEI 2019
Marshall (NC) | 2727_B_4 | 2727 | B | 4 | 1864 | Coal Steam | S_VACA | North Carolina | Catawba | 660 | 1965 | 2034 | 2019 | 940.47 | 3357064 | 0.56029 | NEI 2019
Leland Olds | 2817_B_1 | 2817 | B | 1 | 1876 | Coal Steam | SPP_WAUE | North Dakota | Mercer | 222 | 1966 | 9999 | 2017 | 260.815 | 1077392 | 0.48416 | NEI 2019
Leland Olds | 2817_B_2 | 2817 | B | 2 | 1877 | Coal Steam | SPP_WAUE | North Dakota | Mercer | 445 | 1975 | 9999 | 2019 | 492.5168 | 2394769 | 0.41133 | NEI 2019
Milton R Young | 2823_B_B1 | 2823 | B | B1 | 1878 | Coal Steam | MIS_MAPP | North Dakota | Oliver | 237 | 1970 | 9999 | 2017 | 105.1 | 1851254 | 0.11355 | NEI 2019
Milton R Young | 2823_B_B2 | 2823 | B | B2 | 1879 | Coal Steam | MIS_MAPP | North Dakota | Oliver | 447 | 1977 | 9999 | 2019 | 79.7 | 2871091 | 0.05552 | NEI 2019
Cardinal | 2828_B_1 | 2828 | B | 1 | 1883 | Coal Steam | PJM_West | Ohio | Jefferson | 585 | 1966 | 2030 | 2017 | 364.31 | 3218509 | 0.22638 | NEI 2019
Cardinal | 2828_B_2 | 2828 | B | 2 | 1884 | Coal Steam | PJM_West | Ohio | Jefferson | 585 | 1967 | 9999 | 2019 | 307.18 | 3190061 | 0.19259 | NEI 2019
Cardinal | 2828_B_3 | 2828 | B | 3 | 1885 | Coal Steam | PJM_West | Ohio | Jefferson | 620 | 1977 | 9999 | 2017 | 275.09 | 3105772 | 0.17715 | NEI 2019
Miami Fort | 2832_B_7 | 2832 | B | 7 | 1895 | Coal Steam | PJM_West | Ohio | Hamilton | 510 | 1975 | 2027 | 2019 | 360.711 | 3295525 | 0.21891 | NEI 2019
Miami Fort | 2832_B_8 | 2832 | B | 8 | 1896 | Coal Steam | PJM_West | Ohio | Hamilton | 510 | 1978 | 2027 | 2019 | 376.961 | 3678628 | 0.20495 | NEI 2019
FirstEnergy W H Sammis | 2866_B_5 | 2866 | B | 5 | 1960 | Coal Steam | PJM_ATSI | Ohio | Jefferson | 290 | 1967 | 2028 | 2019 | 97.3 | 785619 | 0.2477 | NEI 2019
FirstEnergy W H Sammis | 2866_B_6 | 2866 | B | 6 | 1961 | Coal Steam | PJM_ATSI | Ohio | Jefferson | 600 | 1969 | 2028 | 2017 | 145.9 | 2025114 | 0.14409 | NEI 2019
FirstEnergy W H Sammis | 2866_B_7 | 2866 | B | 7 | 1962 | Coal Steam | PJM_ATSI | Ohio | Jefferson | 600 | 1971 | 2028 | 2019 | 216.7 | 1935270 | 0.22395 | NEI 2019
Kyger Creek | 2876_B_1 | 2876 | B | 1 | 1971 | Coal Steam | PJM_West | Ohio | Gallia | 194 | 1955 | 9999 |  |  |  | 0.54816 | Default Emission Factor
Kyger Creek | 2876_B_2 | 2876 | B | 2 | 1972 | Coal Steam | PJM_West | Ohio | Gallia | 192 | 1955 | 9999 | 2019 | 127.51 | 1137275 | 0.22424 | NEI 2019
Kyger Creek | 2876_B_3 | 2876 | B | 3 | 1973 | Coal Steam | PJM_West | Ohio | Gallia | 192 | 1955 | 9999 | 2019 | 120.21 | 1059128 | 0.227 | NEI 2019
Kyger Creek | 2876_B_4 | 2876 | B | 4 | 1974 | Coal Steam | PJM_West | Ohio | Gallia | 192 | 1955 | 9999 | 2019 | 131.71 | 1194536 | 0.22052 | NEI 2019
Kyger Creek | 2876_B_5 | 2876 | B | 5 | 1975 | Coal Steam | PJM_West | Ohio | Gallia | 192 | 1955 | 9999 | 2019 | 122.03 | 1110867 | 0.2197 | NEI 2019
FirstEnergy Bay Shore | 2878_B_1 | 2878 | B | 1 | 1984 | Coal Steam | PJM_ATSI | Ohio | Lucas | 136 | 2000 | 9999 | 2017 | 67.89 | 1037508 | 0.13087 | NEI 2019
Dover | 2914_B_4 | 2914 | B | 4 |  | Coal Steam | PJM_West | Ohio | Tuscarawas | 23.2 | 1962 | 9999 |  |  |  | 0.54816 | Default Emission Factor
Orrville | 2935_B_10 | 2935 | B | 10 |  | Coal Steam | PJM_West | Ohio | Wayne | 11.5 | 1951 | 9999 |  |  |  | 0.54816 | Default Emission Factor
Orrville | 2935_B_11 | 2935 | B | 11 |  | Coal Steam | PJM_West | Ohio | Wayne | 11.5 | 1956 | 9999 |  |  |  | 0.54816 | Default Emission Factor
Orrville | 2935_B_12 | 2935 | B | 12 |  | Coal Steam | PJM_West | Ohio | Wayne | 23 | 1963 | 9999 | 2019 | 1.294 | 6968.3244 | 0.3714 | NEI 2019
Orrville | 2935_B_13 | 2935 | B | 13 |  | Coal Steam | PJM_West | Ohio | Wayne | 20 | 1969 | 9999 | 2019 | 3.786 | 6074 | 1.2466 | NEI 2019
Painesville | 2936_B_3 | 2936 | B | 3 |  | Coal Steam | PJM_ATSI | Ohio | Lake | 9.8 | 1954 | 9999 |  |  |  | 0.54816 | Default Emission Factor
Painesville | 2936_B_4 | 2936 | B | 4 |  | Coal Steam | PJM_ATSI | Ohio | Lake | 18.6 | 1959 | 9999 | 2019 | 1.058 | 1285.4992 | 1.6461 | NEI 2019
Painesville | 2936_B_5 | 2936 | B | 5 |  | Coal Steam | PJM_ATSI | Ohio | Lake | 18.6 | 1975 | 9999 | 2019 | 0.3433 | 1285.4992 | 0.53411 | NEI 2019
Horseshoe Lake | 2951_B_6 | 2951 | B | 6 | 2000 | O/G Steam | SPP_WEST | Oklahoma | Oklahoma | 163 | 1958 | 2024 | 2019 | 163.608 | 342767 | 0.95463 | NEI 2019
Horseshoe Lake | 2951_B_7 | 2951 | B | 7 | 2001 | O/G Steam | SPP_WEST | Oklahoma | Oklahoma | 211 | 1963 | 9999 | 2019 | 206.509 | 433915 | 0.95184 | NEI 2019
Horseshoe Lake | 2951_B_8 | 2951 | B | 8 | 2002 | O/G Steam | SPP_WEST | Oklahoma | Oklahoma | 403 | 1969 | 9999 | 2019 | 2.0537 | 14355 | 0.28613 | NEI 2019
Muskogee | 2952_B_4 | 2952 | B | 4 | 2005 | Coal Steam | SPP_WEST | Oklahoma | Muskogee | 493 | 1977 | 9999 |  |  |  | 0.54816 | Default Emission Factor
Muskogee | 2952_B_5 | 2952 | B | 5 | 2006 | Coal Steam | SPP_WEST | Oklahoma | Muskogee | 498 | 1978 | 9999 |  |  |  | 0.54816 | Default Emission Factor
Muskogee | 2952_B_6 | 2952 | B | 6 | 2007 | Coal Steam | SPP_WEST | Oklahoma | Muskogee | 503 | 1984 | 2049 |  |  |  | 0.54816 | Default Emission Factor
Seminole (OK) | 2956_B_1 | 2956 | B | 1 | 2012 | O/G Steam | SPP_WEST | Oklahoma | Seminole | 426 | 1971 | 9999 | 2019 | 119.644 | 576726 | 0.41491 | NEI 2019
Northeastern | 2963_B_3302 | 2963 | B | 3302 | 2018 | O/G Steam | SPP_WEST | Oklahoma | Rogers | 462 | 1970 | 9999 |  |  |  | 0.95219 | Default Emission Factor
Northeastern | 2963_B_3313 | 2963 | B | 3313 | 2019 | Coal Steam | SPP_WEST | Oklahoma | Rogers | 313 | 1979 | 2025 | 2019 | 612.8103 | 2323967 | 0.52738 | NEI 2019
Southwestern | 2964_B_8003 | 2964 | B | 8003 | 2022 | O/G Steam | SPP_WEST | Oklahoma | Caddo | 295 | 1967 | 9999 | 2019 | 299.27 | 462090 | 1.2953 | NEI 2019
Southwestern | 2964_B_801N | 2964 | B | 801N | 2023 | O/G Steam | SPP_WEST | Oklahoma | Caddo | 39 | 1952 | 2024 | 2019 | 8.7691 | 14272 | 1.2289 | NEI 2019
Southwestern | 2964_B_801S | 2964 | B | 801S | 2024 | O/G Steam | SPP_WEST | Oklahoma | Caddo | 39 | 1952 | 2024 | 2017 | 8.7007 | 2389.5 | 7.2824 | NEI 2019
Tulsa | 2965_B_1402 | 2965 | B | 1402 | 2025 | O/G Steam | SPP_WEST | Oklahoma | Tulsa | 150 | 1956 | 9999 | 2019 | 83.1388 | 155114 | 1.072 | NEI 2019
Tulsa | 2965_B_1404 | 2965 | B | 1404 | 2027 | O/G Steam | SPP_WEST | Oklahoma | Tulsa | 155 | 1958 | 9999 | 2019 | 104.58 | 178143 | 1.1741 | NEI 2019
Limestone | 298_B_LIM1 | 298 | B | LIM1 | 176 | Coal Steam | ERC_REST | Texas | Limestone | 831 | 1985 | 2029 | 2019 | 1157.143 | 3907866 | 0.59221 | NEI 2019
Limestone | 298_B_LIM2 | 298 | B | LIM2 | 177 | Coal Steam | ERC_REST | Texas | Limestone | 858 | 1986 | 2029 | 2019 | 1383.781 | 4792523 | 0.57748 | NEI 2019
Barry | 3_B_1 | 3 | B | 1 | 1 | O/G Steam | S_SOU | Alabama | Mobile | 56 | 1954 | 9999 |  |  |  | 0.95219 | Default Emission Factor
Barry | 3_B_2 | 3 | B | 2 | 2 | O/G Steam | S_SOU | Alabama | Mobile | 56 | 1954 | 9999 |  |  |  | 0.95219 | Default Emission Factor
Barry | 3_B_4 | 3 | B | 4 | 4 | Coal Steam | S_SOU | Alabama | Mobile | 362 | 1969 | 9999 | 2019 | 82.82 | 503828 | 0.32876 | NEI 2019
Barry | 3_B_5 | 3 | B | 5 | 5 | Coal Steam | S_SOU | Alabama | Mobile | 756 | 1971 | 2028 | 2019 | 597.38 | 3797494 | 0.31462 | NEI 2019
Anadarko Plant | 3006_B_1 | 3006 | B | 1 |  | O/G Steam | SPP_WEST | Oklahoma | Caddo | 12 | 1953 | 9999 |  |  |  | 0.95219 | Default Emission Factor
Anadarko Plant | 3006_B_2 | 3006 | B | 2 |  | O/G Steam | SPP_WEST | Oklahoma | Caddo | 12 | 1953 | 9999 |  |  |  | 0.95219 | Default Emission Factor
Anadarko Plant | 3006_B_3 | 3006 | B | 3 | 2028 | O/G Steam | SPP_WEST | Oklahoma | Caddo | 44 | 1959 | 9999 | 2017 | 0.3843 | 474 | 1.6215 | NEI 2019
Mooreland | 3008_B_1 | 3008 | B | 1 | 2029 | O/G Steam | SPP_WEST | Oklahoma | Woodward | 50 | 1964 | 9999 | 2019 | 0.252 | 445 | 1.1326 | NEI 2019
Mooreland | 3008_B_2 | 3008 | B | 2 | 2030 | O/G Steam | SPP_WEST | Oklahoma | Woodward | 132 | 1968 | 9999 | 2019 | 23.4511 | 45263 | 1.0362 | NEI 2019
Mooreland | 3008_B_3 | 3008 | B | 3 | 2031 | O/G Steam | SPP_WEST | Oklahoma | Woodward | 140 | 1975 | 9999 | 2019 | 18.5262 | 34631 | 1.0699 | NEI 2019
Conemaugh | 3118_B_1 | 3118 | B | 1 | 2065 | Coal Steam | PJM_PENE | Pennsylvania | Indiana | 850 | 1970 | 2028 | 2019 | 1389.5104 | 5383004 | 0.51626 | NEI 2019
Conemaugh | 3118_B_2 | 3118 | B | 2 | 2066 | Coal Steam | PJM_PENE | Pennsylvania | Indiana | 850 | 1971 | 2028 | 2019 | 5285.9698 | 5622512 | 1.8803 | NEI 2019
Homer City Generating Station | 3122_B_1 | 3122 | B | 1 | 2072 | Coal Steam | PJM_PENE | Pennsylvania | Indiana | 620 | 1969 | 9999 | 2019 | 2002.4198 | 2218271 | 1.8054 | NEI 2019
Homer City Generating Station | 3122_B_2 | 3122 | B | 2 | 2073 | Coal Steam | PJM_PENE | Pennsylvania | Indiana | 616 | 1969 | 9999 | 2019 | 1792.7398 | 1712338 | 2.0939 | NEI 2019
Homer City Generating Station | 3122_B_3 | 3122 | B | 3 | 2074 | Coal Steam | PJM_PENE | Pennsylvania | Indiana | 657 | 1977 | 9999 | 2019 | 3354.21 | 2897273 | 2.3154 | NEI 2019
Seward (PA) | 3130_B_1 | 3130 | B | 1 | 88264 | Coal Steam | PJM_PENE | Pennsylvania | Indiana | 260 | 2004 | 9999 | 2019 | 410.99 | 933316.5 | 0.88071 | NEI 2019
Seward (PA) | 3130_B_2 | 3130 | B | 2 | 88265 | Coal Steam | PJM_PENE | Pennsylvania | Indiana | 260 | 2004 | 9999 | 2019 | 372.22 | 933316.5 | 0.79763 | NEI 2019
Shawville | 3131_B_1 | 3131 | B | 1 | 2078 | O/G Steam | PJM_PENE | Pennsylvania | Clearfield | 118 | 1954 | 9999 | 2019 | 5.836 | 40614 | 0.28739 | NEI 2019
Shawville | 3131_B_2 | 3131 | B | 2 | 2079 | O/G Steam | PJM_PENE | Pennsylvania | Clearfield | 121 | 1954 | 9999 | 2019 | 11.4843 | 53198 | 0.43176 | NEI 2019
Shawville | 3131_B_3 | 3131 | B | 3 | 2080 | O/G Steam | PJM_PENE | Pennsylvania | Clearfield | 163 | 1959 | 9999 | 2019 | 1.0498 | 90694 | 0.02315 | NEI 2019
Shawville | 3131_B_4 | 3131 | B | 4 | 2081 | O/G Steam | PJM_PENE | Pennsylvania | Clearfield | 163 | 1960 | 9999 | 2019 | 0.9955 | 86818 | 0.02293 | NEI 2019
Keystone | 3136_B_1 | 3136 | B | 1 | 2089 | Coal Steam | PJM_PENE | Pennsylvania | Armstrong | 850 | 1967 | 2028 | 2017 | 1391.4598 | 5354923 | 0.51969 | NEI 2019
Keystone | 3136_B_2 | 3136 | B | 2 | 2090 | Coal Steam | PJM_PENE | Pennsylvania | Armstrong | 850 | 1968 | 2028 | 2017 | 3080.4199 | 6463198 | 0.95322 | NEI 2019
New Castle Plant | 3138_B_3 | 3138 | B | 3 | 2093 | O/G Steam | PJM_ATSI | Pennsylvania | Lawrence | 88 | 1952 | 9999 | 2019 | 7.4213 | 99003 | 0.14992 | NEI 2019
New Castle Plant | 3138_B_4 | 3138 | B | 4 | 2094 | O/G Steam | PJM_ATSI | Pennsylvania | Lawrence | 87 | 1958 | 9999 | 2019 | 0.9604 | 107756 | 0.01783 | NEI 2019
New Castle Plant | 3138_B_5 | 3138 | B | 5 | 2095 | O/G Steam | PJM_ATSI | Pennsylvania | Lawrence | 130 | 1964 | 9999 | 2019 | 1.6095 | 141302 | 0.02278 | NEI 2019
Brunner Island | 3140_B_1 | 3140 | B | 1 | 2100 | Coal Steam | PJM_WMAC | Pennsylvania | York | 306 | 1961 | 9999 | 2019 | 26.89 | 569449 | 0.09444 | NEI 2019
Brunner Island | 3140_B_2 | 3140 | B | 2 | 2101 | O/G Steam | PJM_WMAC | Pennsylvania | York | 363 | 1965 | 9999 | 2017 | 30.47 | 947480 | 0.06432 | NEI 2019
Brunner Island | 3140_B_3 | 3140 | B | 3 | 2102 | O/G Steam | PJM_WMAC | Pennsylvania | York | 742 | 1969 | 9999 |  |  |  | 0.95219 | Default Emission Factor
TalenEnergy Martins Creek | 3148_B_3 | 3148 | B | 3 | 2117 | O/G Steam | PJM_WMAC | Pennsylvania | Northampton | 865 | 1975 | 9999 | 2017 | 147.5803 | 413106 | 0.71449 | NEI 2019
TalenEnergy Martins Creek | 3148_B_4 | 3148 | B | 4 | 2118 | O/G Steam | PJM_WMAC | Pennsylvania | Northampton | 859 | 1977 | 9999 | 2019 | 57.1085 | 111654 | 1.023 | NEI 2019
TalenEnergy Montour | 3149_B_1 | 3149 | B | 1 | 2124 | Coal Steam | PJM_WMAC | Pennsylvania | Montour | 752 | 1972 | 9999 | 2019 | 38.8269 | 403025 | 0.19268 | NEI 2019
TalenEnergy Montour | 3149_B_2 | 3149 | B | 2 | 2125 | Coal Steam | PJM_WMAC | Pennsylvania | Montour | 752 | 1973 | 9999 | 2019 | 65.1972 | 652926 | 0.19971 | NEI 2019
Eddystone Generating Station | 3161_B_3 | 3161 | B | 3 | 2152 | O/G Steam | PJM_EMAC | Pennsylvania | Delaware | 380 | 1974 | 9999 | 2019 | 1.2388 | 5071 | 0.48858 | NEI 2019
Eddystone Generating Station | 3161_B_4 | 3161 | B | 4 | 2154 | O/G Steam | PJM_EMAC | Pennsylvania | Delaware | 380 | 1976 | 9999 | 2019 | 1.5002 | 7399 | 0.40551 | NEI 2019
W S Lee | 3264_B_3 | 3264 | B | 3 | 2218 | O/G Steam | S_VACA | South Carolina | Anderson | 170 | 1958 | 9999 |  |  |  | 0.95219 | Default Emission Factor
McMeekin | 3287_B_MCM1 | 3287 | B | MCM1 | 2226 | O/G Steam | S_VACA | South Carolina | Lexington | 125 | 1958 | 9999 | 2019 | 46.341 | 383824 | 0.24147 | NEI 2019
McMeekin | 3287_B_MCM2 | 3287 | B | MCM2 | 2227 | O/G Steam | S_VACA | South Carolina | Lexington | 125 | 1958 | 9999 | 2019 | 43.9586 | 369018 | 0.23825 | NEI 2019
Urquhart | 3295_B_URQ3 | 3295 | B | URQ3 | 2230 | O/G Steam | S_VACA | South Carolina | Aiken | 95 | 1955 | 9999 | 2019 | 6.2144 | 45662 | 0.27219 | NEI 2019
Wateree | 3297_B_WAT1 | 3297 | B | WAT1 | 2232 | Coal Steam | S_VACA | South Carolina | Richland | 342 | 1970 | 2028 | 2017 | 115.409 | 1784714 | 0.12933 | NEI 2019
Wateree | 3297_B_WAT2 | 3297 | B | WAT2 | 2233 | Coal Steam | S_VACA | South Carolina | Richland | 342 | 1971 | 2028 | 2019 | 100.8086 | 942060 | 0.21402 | NEI 2019
Williams | 3298_B_WIL1 | 3298 | B | WIL1 | 2234 | Coal Steam | S_VACA | South Carolina | Berkeley | 605 | 1973 | 2028 |  |  |  | 0.54816 | Default Emission Factor
Bull Run | 3396_B_1 | 3396 | B | 1 | 2251 | Coal Steam | S_C_TVA | Tennessee | Anderson | 870 | 1967 | 2024 | 2019 | 159.5166 | 1551288 | 0.20566 | NEI 2019
Cumberland (TN) | 3399_B_1 | 3399 | B | 1 | 2252 | Coal Steam | S_C_TVA | Tennessee | Stewart | 1239 | 1973 | 2029 | 2019 | 539.3311 | 5157053 | 0.20916 | NEI 2019
Cumberland (TN) | 3399_B_2 | 3399 | B | 2 | 2253 | Coal Steam | S_C_TVA | Tennessee | Stewart | 1231 | 1973 | 2025 | 2019 | 484.9396 | 4252208 | 0.22809 | NEI 2019
Gallatin (TN) | 3403_B_1 | 3403 | B | 1 | 2254 | Coal Steam | S_C_TVA | Tennessee | Sumner | 225 | 1956 | 2032 | 2019 | 184.5216 | 1130416 | 0.32647 | NEI 2019
Gallatin (TN) | 3403_B_2 | 3403 | B | 2 | 2255 | Coal Steam | S_C_TVA | Tennessee | Sumner | 225 | 1957 | 2032 | 2019 | 173.8755 | 1089121 | 0.3193 | NEI 2019
Gallatin (TN) | 3403_B_3 | 3403 | B | 3 | 2256 | Coal Steam | S_C_TVA | Tennessee | Sumner | 263 | 1959 | 2032 | 2019 | 152.2488 | 970732 | 0.31368 | NEI 2019
Gallatin (TN) | 3403_B_4 | 3403 | B | 4 | 2257 | Coal Steam | S_C_TVA | Tennessee | Sumner | 263 | 1959 | 2032 | 2019 | 151.7798 | 869864 | 0.34897 | NEI 2019
Kingston | 3407_B_1 | 3407 | B | 1 | 2280 | Coal Steam | S_C_TVA | Tennessee | Roane | 132 | 1954 | 2027 | 2019 | 50.0401 | 334495 | 0.2992 | NEI 2019
Kingston | 3407_B_2 | 3407 | B | 2 | 2281 | Coal Steam | S_C_TVA | Tennessee | Roane | 132 | 1954 | 2027 | 2019 | 55.9798 | 369993 | 0.3026 | NEI 2019
Kingston | 3407_B_3 | 3407 | B | 3 | 2282 | Coal Steam | S_C_TVA | Tennessee | Roane | 132 | 1954 | 2027 | 2019 | 28.5758 | 193747 | 0.29498 | NEI 2019
Kingston | 3407_B_4 | 3407 | B | 4 | 2283 | Coal Steam | S_C_TVA | Tennessee | Roane | 132 | 1954 | 2027 | 2019 | 46.5492 | 315673 | 0.29492 | NEI 2019
Kingston | 3407_B_5 | 3407 | B | 5 | 2284 | Coal Steam | S_C_TVA | Tennessee | Roane | 174 | 1955 | 2027 | 2019 | 59.02 | 359289 | 0.32854 | NEI 2019
Kingston | 3407_B_6 | 3407 | B | 6 | 2285 | Coal Steam | S_C_TVA | Tennessee | Roane | 174 | 1955 | 2027 | 2019 | 57.9891 | 418794 | 0.27693 | NEI 2019
Kingston | 3407_B_7 | 3407 | B | 7 | 2286 | Coal Steam | S_C_TVA | Tennessee | Roane | 174 | 1955 | 2025 | 2019 | 55.1537 | 378630 | 0.29133 | NEI 2019
Kingston | 3407_B_8 | 3407 | B | 8 | 2287 | Coal Steam | S_C_TVA | Tennessee | Roane | 174 | 1955 | 2025 | 2019 | 62.5796 | 442840 | 0.28263 | NEI 2019
Kingston | 3407_B_9 | 3407 | B | 9 | 2288 | Coal Steam | S_C_TVA | Tennessee | Roane | 174 | 1955 | 2025 | 2019 | 76.7758 | 506545 | 0.30314 | NEI 2019
Lake Hubbard | 3452_B_1 | 3452 | B | 1 | 2313 | O/G Steam | ERC_REST | Texas | Dallas | 392 | 1970 | 9999 | 2017 | 54.6447 | 22635 | 4.8283 | NEI 2019
Lake Hubbard | 3452_B_2 | 3452 | B | 2 | 2314 | O/G Steam | ERC_REST | Texas | Dallas | 523 | 1973 | 9999 | 2019 | 14.6969 | 194481 | 0.15114 | NEI 2019
Mountain Creek | 3453_B_6 | 3453 | B | 6 | 2318 | O/G Steam | ERC_REST | Texas | Dallas | 122 | 1956 | 9999 | 2019 | 19.0264 | 39071 | 0.97394 | NEI 2019
Mountain Creek | 3453_B_7 | 3453 | B | 7 | 2319 | O/G Steam | ERC_REST | Texas | Dallas | 118 | 1958 | 9999 | 2019 | 17.492 | 47923 | 0.73 | NEI 2019
Mountain Creek | 3453_B_8 | 3453 | B | 8 | 2320 | O/G Steam | ERC_REST | Texas | Dallas | 568 | 1967 | 9999 | 2019 | 243.8506 | 325983 | 1.4961 | NEI 2019
Newman | 3456_B_3 | 3456 | B | 3 | 2331 | O/G Steam | WECC_NM | Texas | El Paso | 97 | 1966 | 2025 | 2019 | 11.8736 | 346679 | 0.0685 | NEI 2019
Lewis Creek | 3457_B_1 | 3457 | B | 1 | 2332 | O/G Steam | MIS_WOTA | Texas | Montgomery | 252 | 1970 | 9999 | 2019 | 70.1944 | 1049475 | 0.13377 | NEI 2019
Lewis Creek | 3457_B_2 | 3457 | B | 2 | 2333 | O/G Steam | MIS_WOTA | Texas | Montgomery | 253 | 1971 | 9999 | 2019 | 22.5748 | 1142689 | 0.03951 | NEI 2019
Sabine | 3459_B_3 | 3459 | B | 3 | 2340 | O/G Steam | MIS_WOTA | Texas | Orange | 411 | 1966 | 2025 | 2019 | 525.0406 | 685777 | 1.5312 | NEI 2019
Sabine | 3459_B_4 | 3459 | B | 4 | 2341 | O/G Steam | MIS_WOTA | Texas | Orange | 533 | 1974 | 2025 | 2019 | 32.7456 | 1612591 | 0.04061 | NEI 2019
Sabine | 3459_B_5 | 3459 | B | 5 | 2342 | O/G Steam | MIS_WOTA | Texas | Orange | 448 | 1979 | 9999 | 2019 | 15.5695 | 665499 | 0.04679 | NEI 2019
Cedar Bayou | 3460_B_CBY1 | 3460 | B | CBY1 | 2343 | O/G Steam | ERC_REST | Texas | Chambers | 746 | 1970 | 9999 | 2019 | 707.064 | 1216575 | 1.1624 | NEI 2019
Cedar Bayou | 3460_B_CBY2 | 3460 | B | CBY2 | 2344 | O/G Steam | ERC_REST | Texas | Chambers | 749 | 1972 | 9999 | 2019 | 496.358 | 968974 | 1.0245 | NEI 2019
W A Parish | 3470_B_WAP1 | 3470 | B | WAP1 | 2374 | O/G Steam | ERC_REST | Texas | Fort Bend | 169 | 1958 | 2025 |  |  |  | 0.95219 | Default Emission Factor
W A Parish | 3470_B_WAP2 | 3470 | B | WAP2 | 2375 | O/G Steam | ERC_REST | Texas | Fort Bend | 169 | 1958 | 2025 |  |  |  | 0.95219 | Default Emission Factor
W A Parish | 3470_B_WAP3 | 3470 | B | WAP3 | 2376 | O/G Steam | ERC_REST | Texas | Fort Bend | 273 | 1961 | 2025 |  |  |  | 0.95219 | Default Emission Factor
W A Parish | 3470_B_WAP4 | 3470 | B | WAP4 | 2377 | O/G Steam | ERC_REST | Texas | Fort Bend | 552 | 1968 | 2025 |  |  |  | 0.95219 | Default Emission Factor
W A Parish | 3470_B_WAP5 | 3470 | B | WAP5 | 2378 | Coal Steam | ERC_REST | Texas | Fort Bend | 659 | 1977 | 9999 | 2019 | 788.8163 | 2908535 | 0.54242 | NEI 2019
W A Parish | 3470_B_WAP6 | 3470 | B | WAP6 | 2379 | Coal Steam | ERC_REST | Texas | Fort Bend | 653 | 1978 | 9999 | 2019 | 349.3729 | 3285006 | 0.21271 | NEI 2019
W A Parish | 3470_B_WAP7 | 3470 | B | WAP7 | 2380 | Coal Steam | ERC_REST | Texas | Fort Bend | 577 | 1980 | 9999 | 2019 | 1165.55 | 3130721 | 0.74459 | NEI 2019
W A Parish | 3470_B_WAP8 | 3470 | B | WAP8 | 2381 | Coal Steam | ERC_REST | Texas | Fort Bend | 610 | 1982 | 9999 | 2019 | 1484.9662 | 3959824 | 0.75002 | NEI 2019
Wilkes | 3478_B_1 | 3478 | B | 1 | 2390 | O/G Steam | SPP_WEST | Texas | Marion | 174 | 1964 | 9999 |  |  |  | 0.95219 | Default Emission Factor
Wilkes | 3478_B_2 | 3478 | B | 2 | 2391 | O/G Steam | SPP_WEST | Texas | Marion | 355 | 1970 | 9999 | 2019 | 75.56 | 157382 | 0.96021 | NEI 2019
Wilkes | 3478_B_3 | 3478 | B | 3 | 2392 | O/G Steam | SPP_WEST | Texas | Marion | 354 | 1971 | 9999 | 2019 | 60.18 | 190816 | 0.63077 | NEI 2019
Jones | 3482_B_151B | 3482 | B | 151B | 2394 | O/G Steam | SPP_SPS | Texas | Lubbock | 243 | 1971 | 2031 | 2019 | 153.3935 | 1220201 | 0.25142 | NEI 2019
Nichols | 3484_B_143B | 3484 | B | 143B | 2400 | O/G Steam | SPP_SPS | Texas | Potter | 244 | 1968 | 2031 | 2019 | 77.7304 | 579034 | 0.26848 | NEI 2019
Plant X | 3485_B_114B | 3485 | B | 114B | 2404 | O/G Steam | SPP_SPS | Texas | Lamb | 190 | 1964 | 2027 | 2019 | 55.4965 | 434283 | 0.25558 | NEI 2019
Graham | 3490_B_1 | 3490 | B | 1 | 2408 | O/G Steam | ERC_WEST | Texas | Young | 234 | 1960 | 9999 | 2019 | 38.557 | 96214 | 0.80148 | NEI 2019
Graham | 3490_B_2 | 3490 | B | 2 | 2409 | O/G Steam | ERC_WEST | Texas | Young | 390 | 1969 | 9999 | 2019 | 82.8463 | 181630 | 0.91225 | NEI 2019
Handley | 3491_B_3 | 3491 | B | 3 | 2413 | O/G Steam | ERC_REST | Texas | Tarrant | 395 | 1963 | 9999 | 2017 | 22.6644 | 153783 | 0.29476 | NEI 2019
Handley | 3491_B_4 | 3491 | B | 4 | 2414 | O/G Steam | ERC_REST | Texas | Tarrant | 435 | 1976 | 9999 | 2019 | 56.0758 | 172784 | 0.64909 | NEI 2019
Handley | 3491_B_5 | 3491 | B | 5 | 2415 | O/G Steam | ERC_REST | Texas | Tarrant | 435 | 1977 | 9999 | 2019 | 12.96 | 187535 | 0.13821 | NEI 2019
Stryker Creek | 3504_B_1 | 3504 | B | 1 | 2429 | O/G Steam | ERC_REST | Texas | Cherokee | 167 | 1958 | 9999 | 2019 | 33.8138 | 61045 | 1.1078 | NEI 2019
Stryker Creek | 3504_B_2 | 3504 | B | 2 | 2430 | O/G Steam | ERC_REST | Texas | Cherokee | 502 | 1965 | 9999 | 2019 | 22.6418 | 192136 | 0.23569 | NEI 2019
Trinidad (TX) | 3507_B_9 | 3507 | B | 9 | 2435 | O/G Steam | ERC_REST | Texas | Henderson | 235 | 1965 | 9999 | 2019 | 11.7942 | 65586 | 0.35966 | NEI 2019
Decker Creek | 3548_B_2 | 3548 | B | 2 | 2455 | O/G Steam | ERC_REST | Texas | Travis | 404 | 1977 | 9999 | 2019 | 65.103 | 512456 | 0.25408 | NEI 2019
Ray Olinger | 3576_B_BW2 | 3576 | B | BW2 | 2464 | O/G Steam | ERC_REST | Texas | Collin | 107 | 1971 | 9999 | 2019 | 2.6423 | 27481 | 0.1923 | NEI 2019
Ray Olinger | 3576_B_BW3 | 3576 | B | BW3 | 2465 | O/G Steam | ERC_REST | Texas | Collin | 138 | 1975 | 9999 | 2019 | 3.9813 | 48333 | 0.16475 | NEI 2019
Ray Olinger | 3576_B_CE1 | 3576 | B | CE1 | 2466 | O/G Steam | ERC_REST | Texas | Collin | 75 | 1967 | 9999 | 2019 | 2.0518 | 6762 | 0.60686 | NEI 2019
Sim Gideon | 3601_B_1 | 3601 | B | 1 | 2468 | O/G Steam | ERC_REST | Texas | Bastrop | 136 | 1965 | 9999 | 2019 | 15.0014 | 122975 | 0.24398 | NEI 2019
Sim Gideon | 3601_B_2 | 3601 | B | 2 | 2469 | O/G Steam | ERC_REST | Texas | Bastrop | 136 | 1968 | 9999 |  |  |  | 0.95219 | Default Emission Factor
Sim Gideon | 3601_B_3 | 3601 | B | 3 | 2470 | O/G Steam | ERC_REST | Texas | Bastrop | 335 | 1972 | 9999 |  |  |  | 0.95219 | Default Emission Factor
Ty Cooke | 3602_B_1 | 3602 | B | 1 | 2471 | O/G Steam | SPP_SPS | Texas | Lubbock | 42 | 1965 | 9999 |  |  |  | 0.95219 | Default Emission Factor
Ty Cooke | 3602_B_2 | 3602 | B | 2 | 2472 | O/G Steam | SPP_SPS | Texas | Lubbock | 46 | 1978 | 9999 |  |  |  | 0.95219 | Default Emission Factor
O W Sommers | 3611_B_1 | 3611 | B | 1 | 2479 | O/G Steam | ERC_REST | Texas | Bexar | 420 | 1972 | 2025 | 2019 | 71.54 | 559747 | 0.25562 | NEI 2019
O W Sommers | 3611_B_2 | 3611 | B | 2 | 2480 | O/G Steam | ERC_REST | Texas | Bexar | 410 | 1974 | 9999 | 2019 | 77.25 | 548880 | 0.28148 | NEI 2019
V H Braunig | 3612_B_1 | 3612 | B | 1 | 2481 | O/G Steam | ERC_REST | Texas | Bexar | 217 | 1966 | 2024 | 2019 | 26.1 | 194983 | 0.26772 | NEI 2019
V H Braunig | 3612_B_2 | 3612 | B | 2 | 2482 | O/G Steam | ERC_REST | Texas | Bexar | 230 | 1968 | 2024 | 2019 | 18.6 | 134405 | 0.27678 | NEI 2019
V H Braunig | 3612_B_3 | 3612 | B | 3 | 2483 | O/G Steam | ERC_REST | Texas | Bexar | 412 | 1970 | 2024 | 2019 | 71.2 | 534270 | 0.26653 | NEI 2019
R W Miller | 3628_B_1 | 3628 | B | 1 | 2493 | O/G Steam | ERC_REST | Texas | Palo Pinto | 66 | 1968 | 9999 | 2017 | 6.0647 | 4044 | 2.9994 | NEI 2019
R W Miller | 3628_B_2 | 3628 | B | 2 | 2494 | O/G Steam | ERC_REST | Texas | Palo Pinto | 100 | 1972 | 9999 | 2019 | 97.676 | 94212 | 2.0735 | NEI 2019
R W Miller | 3628_B_3 | 3628 | B | 3 | 2495 | O/G Steam | ERC_REST | Texas | Palo Pinto | 200 | 1975 | 9999 | 2019 | 13.0872 | 168742 | 0.15512 | NEI 2019
Gadsby | 3648_B_1 | 3648 | B | 1 | 2498 | O/G Steam | WECC_UT | Utah | Salt Lake | 64 | 1951 | 9999 | 2019 | 12.1874 | 8951 | 2.7231 | NEI 2019
Gadsby | 3648_B_2 | 3648 | B | 2 | 2499 | O/G Steam | WECC_UT | Utah | Salt Lake | 69 | 1952 | 9999 | 2019 | 26.3759 | 24311 | 2.1699 | NEI 2019
Gadsby | 3648_B_3 | 3648 | B | 3 | 2500 | O/G Steam | WECC_UT | Utah | Salt Lake | 104 | 1955 | 9999 | 2019 | 11.1124 | 81690 | 0.27206 | NEI 2019
Grayson | 377_B_3 | 377 | B | 3 |  | Landfill Gas | WEC_LADW | California | Los Angeles | 18 | 1977 | 9999 |  |  |  | 8.0181 | Default Emission Factor
Grayson | 377_B_4 | 377 | B | 4 | 248 | O/G Steam | WEC_LADW | California | Los Angeles | 40 | 1959 | 9999 |  |  |  | 0.95219 | Default Emission Factor
Grayson | 377_B_5 | 377 | B | 5 | 249 | O/G Steam | WEC_LADW | California | Los Angeles | 40 | 1964 | 9999 |  |  |  | 0.95219 | Default Emission Factor
Clinch River | 3775_B_1 | 3775 | B | 1 | 2502 | O/G Steam | PJM_West | Virginia | Russell | 230 | 1958 | 9999 | 2017 | 23.32 | 226677 | 0.20576 | NEI 2019
Clinch River | 3775_B_2 | 3775 | B | 2 | 2503 | O/G Steam | PJM_West | Virginia | Russell | 230 | 1958 | 9999 |  |  |  | 0.20576 | NEI 2019
Joliet 29 | 384_B_71 | 384 | B | 71 | 250 | O/G Steam | PJM_COMD | Illinois | Will | 259 | 1965 | 2045 |  |  |  | 0.12325 | NEI 2019
Joliet 29 | 384_B_72 | 384 | B | 72 | 251 | O/G Steam | PJM_COMD | Illinois | Will | 259 | 1965 | 2045 | 2019 | 45.4483 | 737505 | 0.12325 | NEI 2019
Joliet 29 | 384_B_81 | 384 | B | 81 | 252 | O/G Steam | PJM_COMD | Illinois | Will | 259 | 1965 | 2045 |  |  |  | 3.3104 | NEI 2019
Joliet 29 | 384_B_82 | 384 | B | 82 | 253 | O/G Steam | PJM_COMD | Illinois | Will | 259 | 1965 | 2045 | 2017 | 193.8442 | 117111 | 3.3104 | NEI 2019
Transalta Centralia Generation | 3845_B_BW22 | 3845 | B | BW22 | 2534 | Coal Steam | WECC_PNW | Washington | Lewis | 670 | 2002 | 2025 | 2019 | 2036 | 3731262 | 1.0913 | NEI 2019
El Centro Hybrid | 389_B_4 | 389 | B | 4 | 257 | O/G Steam | WECC_IID | California | Imperial | 70 | 1968 | 9999 | 2019 | 0.099038 | 10095 | 0.01962 | NEI 2019
John E Amos | 3935_B_1 | 3935 | B | 1 | 2538 | Coal Steam | PJM_West | West Virginia | Putnam | 800 | 1971 | 2040 | 2019 | 272.2 | 2762957 | 0.19704 | NEI 2019
John E Amos | 3935_B_2 | 3935 | B | 2 | 2539 | Coal Steam | PJM_West | West Virginia | Putnam | 800 | 1972 | 2040 | 2019 | 306.01 | 3025324 | 0.2023 | NEI 2019
John E Amos | 3935_B_3 | 3935 | B | 3 | 2540 | Coal Steam | PJM_West | West Virginia | Putnam | 1300 | 1973 | 2040 | 2019 | 410.69 | 4007926 | 0.20494 | NEI 2019
FirstEnergy Fort Martin Power Station | 3943_B_1 | 3943 | B | 1 | 2551 | Coal Steam | PJM_AP | West Virginia | Monongalia | 552 | 1967 | 2035 | 2019 | 337.7196 | 3318406 | 0.20354 | NEI 2019
FirstEnergy Fort Martin Power Station | 3943_B_2 | 3943 | B | 2 | 2552 | Coal Steam | PJM_AP | West Virginia | Monongalia | 546 | 1968 | 2035 | 2019 | 333.3248 | 3382620 | 0.19708 | NEI 2019
FirstEnergy Harrison Power Station | 3944_B_1 | 3944 | B | 1 | 2553 | Coal Steam | PJM_AP | West Virginia | Harrison | 652 | 1972 | 2040 | 2019 | 456.1533 | 4587926 | 0.19885 | NEI 2019
FirstEnergy Harrison Power Station | 3944_B_2 | 3944 | B | 2 | 2554 | Coal Steam | PJM_AP | West Virginia | Harrison | 651 | 1973 | 2040 | 2019 | 377.6049 | 3819575 | 0.19772 | NEI 2019
FirstEnergy Harrison Power Station | 3944_B_3 | 3944 | B | 3 | 2555 | Coal Steam | PJM_AP | West Virginia | Harrison | 651 | 1974 | 2040 | 2019 | 447.1808 | 4486704 | 0.19934 | NEI 2019
Mitchell (WV) | 3948_B_1 | 3948 | B | 1 | 2563 | Coal Steam | PJM_West | West Virginia | Marshall | 770 | 1971 | 2040 | 2017 | 262.21 | 3135779 | 0.16724 | NEI 2019
Mitchell (WV) | 3948_B_2 | 3948 | B | 2 | 2564 | Coal Steam | PJM_West | West Virginia | Marshall | 790 | 1971 | 2040 | 2017 | 285.12 | 4551068 | 0.1253 | NEI 2019
Mt Storm | 3954_B_1 | 3954 | B | 1 | 2565 | Coal Steam | PJM_AP | West Virginia | Grant | 554 | 1965 | 9999 | 2019 | 370.6071 | 1767893 | 0.41926 | NEI 2019
Mt Storm | 3954_B_2 | 3954 | B | 2 | 2566 | Coal Steam | PJM_AP | West Virginia | Grant | 555 | 1966 | 9999 | 2017 | 349.6044 | 2819752 | 0.24797 | NEI 2019
Mt Storm | 3954_B_3 | 3954 | B | 3 | 2567 | Coal Steam | PJM_AP | West Virginia | Grant | 520 | 1973 | 9999 | 2019 | 183.4483 | 1087086 | 0.33751 | NEI 2019
Bay Front | 3982_B_1 | 3982 | B | 1 | 2568 | Biomass | MIS_MNWI | Wisconsin | Ashland | 13.7 | 1959 | 9999 | 2019 | 105.8388 | 61864.6667 | 3.4216 | NEI 2019
Bay Front | 3982_B_2 | 3982 | B | 2 | 2569 | Biomass | MIS_MNWI | Wisconsin | Ashland | 13.7 | 1954 | 9999 | 2019 | 117.6988 | 61864.6667 | 3.805 | NEI 2019
Bay Front | 3982_B_5 | 3982 | B | 5 | 2572 | Biomass | MIS_MNWI | Wisconsin | Ashland | 13.7 | 1959 | 9999 |  |  |  | 7.9218 | Default Emission Factor
Blount Street | 3992_B_8 | 3992 | B | 8 | 2578 | O/G Steam | MIS_WUMS | Wisconsin | Dane | 47 | 1957 | 9999 | 2019 | 13.9597 | 21636 | 1.2904 | NEI 2019
Blount Street | 3992_B_9 | 3992 | B | 9 | 2579 | O/G Steam | MIS_WUMS | Wisconsin | Dane | 47 | 1961 | 9999 | 2019 | 14.8632 | 21654 | 1.3728 | NEI 2019
Haynes | 400_B_1 | 400 | B | 1 | 271 | O/G Steam | WEC_LADW | California | Los Angeles | 222 | 1962 | 9999 | 2017 | 15.72 | 80541 | 0.39036 | NEI 2019
Haynes | 400_B_2 | 400 | B | 2 | 272 | O/G Steam | WEC_LADW | California | Los Angeles | 222 | 1963 | 9999 | 2017 | 3.35 | 114235 | 0.05865 | NEI 2019
French Island | 4005_B_1 | 4005 | B | 1 |  | Biomass | MIS_MNWI | Wisconsin | La Crosse | 8 | 1987 | 2024 | 2019 | 15.558 | 30334.5 | 1.0258 | NEI 2019
French Island | 4005_B_2 | 4005 | B | 2 |  | Biomass | MIS_MNWI | Wisconsin | La Crosse | 8 | 1987 | 2024 | 2019 | 27.486 | 30334.5 | 1.8122 | NEI 2019
Scattergood | 404_B_1 | 404 | B | 1 | 277 | O/G Steam | WEC_LADW | California | Los Angeles | 112 | 1959 | 2024 |  |  |  | 0.95219 | Default Emission Factor
Scattergood | 404_B_2 | 404 | B | 2 | 278 | O/G Steam | WEC_LADW | California | Los Angeles | 156 | 1959 | 2024 |  |  |  | 0.95219 | Default Emission Factor
South Oak Creek | 4041_B_5 | 4041 | B | 5 | 2590 | Coal Steam | MIS_WUMS | Wisconsin | Milwaukee | 241 | 1959 | 2024 | 2019 | 144.5823 | 816670 | 0.35408 | NEI 2019
South Oak Creek | 4041_B_6 | 4041 | B | 6 | 2591 | Coal Steam | MIS_WUMS | Wisconsin | Milwaukee | 245 | 1961 | 2024 | 2019 | 124.2887 | 764700 | 0.32507 | NEI 2019
South Oak Creek | 4041_B_7 | 4041 | B | 7 | 2592 | Coal Steam | MIS_WUMS | Wisconsin | Milwaukee | 303 | 1965 | 2025 | 2019 | 200.7455 | 1153144 | 0.34817 | NEI 2019
South Oak Creek | 4041_B_8 | 4041 | B | 8 | 2593 | Coal Steam | MIS_WUMS | Wisconsin | Milwaukee | 309 | 1967 | 2025 | 2019 | 196.9158 | 1071498 | 0.36755 | NEI 2019
Valley (WI) | 4042_B_1 | 4042 | B | 1 | 2594 | O/G Steam | MIS_WUMS | Wisconsin | Milwaukee | 64 | 1968 | 9999 | 2019 | 6.5985 | 128806.5 | 0.10246 | NEI 2019
Valley (WI) | 4042_B_2 | 4042 | B | 2 | 2595 | O/G Steam | MIS_WUMS | Wisconsin | Milwaukee | 64 | 1968 | 9999 | 2019 | 6.1981 | 128806.5 | 0.09624 | NEI 2019
Valley (WI) | 4042_B_3 | 4042 | B | 3 | 2596 | O/G Steam | MIS_WUMS | Wisconsin | Milwaukee | 70 | 1969 | 9999 | 2019 | 7.4029 | 61094 | 0.24235 | NEI 2019
Valley (WI) | 4042_B_4 | 4042 | B | 4 | 2597 | O/G Steam | MIS_WUMS | Wisconsin | Milwaukee | 70 | 1969 | 9999 | 2019 | 8.5133 | 61094 | 0.27869 | NEI 2019
Weston | 4078_B_2 | 4078 | B | 2 | 2614 | O/G Steam | MIS_WUMS | Wisconsin | Marathon | 78 | 1960 | 2024 |  |  |  | 0.95219 | Default Emission Factor
Weston | 4078_B_3 | 4078 | B | 3 | 2615 | Coal Steam | MIS_WUMS | Wisconsin | Marathon | 327 | 1981 | 9999 | 2019 | 164.734 | 1075031 | 0.30647 | NEI 2019
Weston | 4078_B_4 | 4078 | B | 4 | 89565 | Coal Steam | MIS_WUMS | Wisconsin | Marathon | 550 | 2008 | 9999 | 2019 | 737.08 | 3330924 | 0.44257 | NEI 2019
Manitowoc | 4125_B_8 | 4125 | B | 8 | 2621 | Biomass | MIS_WUMS | Wisconsin | Manitowoc | 44 | 1990 | 9999 |  |  |  | 7.9218 | Default Emission Factor
Manitowoc | 4125_B_9 | 4125 | B | 9 | 2622 | Coal Steam | MIS_WUMS | Wisconsin | Manitowoc | 58 | 2005 | 9999 | 2019 | 41.9 | 128672 | 0.65127 | NEI 2019
Dave Johnston | 4158_B_BW41 | 4158 | B | BW41 | 2633 | Coal Steam | WECC_WY | Wyoming | Converse | 93 | 1959 | 9999 | 2017 | 870.7 | 693652 | 2.5105 | NEI 2019
Dave Johnston | 4158_B_BW42 | 4158 | B | BW42 | 2634 | Coal Steam | WECC_WY | Wyoming | Converse | 105 | 1961 | 9999 | 2019 | 1643.32 | 757332 | 4.3398 | NEI 2019
Dave Johnston | 4158_B_BW43 | 4158 | B | BW43 | 2635 | Coal Steam | WECC_WY | Wyoming | Converse | 220 | 1964 | 9999 | 2019 | 774.32 | 1163624 | 1.3309 | NEI 2019
Dave Johnston | 4158_B_BW44 | 4158 | B | BW44 | 2636 | Coal Steam | WECC_WY | Wyoming | Converse | 330 | 1959 | 2027 | 2019 | 1469.32 | 2076539 | 1.4152 | NEI 2019
Naughton | 4162_B_1 | 4162 | B | 1 | 2637 | Coal Steam | WECC_WY | Wyoming | Lincoln | 156 | 1963 | 9999 | 2019 | 601.53 | 1182784 | 1.0171 | NEI 2019
Naughton | 4162_B_2 | 4162 | B | 2 | 2638 | Coal Steam | WECC_WY | Wyoming | Lincoln | 201 | 1968 | 9999 | 2019 | 720.41 | 1478378 | 0.9746 | NEI 2019
Naughton | 4162_B_3 | 4162 | B | 3 | 2639 | Coal Steam | WECC_WY | Wyoming | Lincoln | 330 | 1963 | 2025 | 2019 | 179.22 | 179508 | 1.9968 | NEI 2019
Powerlane Plant | 4195_B_1 | 4195 | B | 1 |  | O/G Steam | ERC_REST | Texas | Hunt | 17.5 | 1965 | 9999 |  |  |  | 0.95219 | Default Emission Factor
Powerlane Plant | 4195_B_2 | 4195 | B | 2 | 2640 | O/G Steam | ERC_REST | Texas | Hunt | 24 | 1967 | 9999 | 2019 | 3.4649 | 4934 | 1.4045 | NEI 2019
Powerlane Plant | 4195_B_3 | 4195 | B | 3 | 2641 | O/G Steam | ERC_REST | Texas | Hunt | 41 | 1977 | 9999 | 2019 | 2.2383 | 3002 | 1.4912 | NEI 2019
Spencer | 4266_B_4 | 4266 | B | 4 | 2651 | O/G Steam | ERC_REST | Texas | Denton | 61 | 1966 | 9999 | 2019 | 0.1475 | 13239 | 0.02228 | NEI 2019
Spencer | 4266_B_5 | 4266 | B | 5 | 2652 | O/G Steam | ERC_REST | Texas | Denton | 61 | 1973 | 9999 | 2017 | 0.1098 | 2906 | 0.07557 | NEI 2019
John P Madgett | 4271_B_B1 | 4271 | B | B1 | 2653 | Coal Steam | MIS_MNWI | Wisconsin | Buffalo | 390 | 1979 | 9999 | 2019 | 303.0581 | 1534882 | 0.39489 | NEI 2019
Cherokee | 469_B_4 | 469 | B | 4 | 298 | O/G Steam | WECC_CO | Colorado | Adams | 310 | 1968 | 2027 | 2019 | 120.7918 | 943508 | 0.25605 | NEI 2019
Comanche (CO) | 470_B_2 | 470 | B | 2 | 300 | Coal Steam | WECC_CO | Colorado | Pueblo | 335 | 1975 | 2025 | 2019 | 290.176 | 1818763 | 0.31909 | NEI 2019
Comanche (CO) | 470_B_3 | 470 | B | 3 | 89734 | Coal Steam | WECC_CO | Colorado | Pueblo | 750 | 2010 | 2040 | 2019 | 304.9 | 4673496 | 0.13048 | NEI 2019
George Birdsall | 493_B_1 | 493 | B | 1 |  | O/G Steam | WECC_CO | Colorado | El Paso | 16 | 1953 | 9999 | 2017 | 0.85 | 1250 | 1.36 | NEI 2019
George Birdsall | 493_B_2 | 493 | B | 2 |  | O/G Steam | WECC_CO | Colorado | El Paso | 16 | 1954 | 9999 | 2017 | 0.7499 | 1174 | 1.2775 | NEI 2019
George Birdsall | 493_B_3 | 493 | B | 3 |  | O/G Steam | WECC_CO | Colorado | El Paso | 23 | 1957 | 9999 | 2017 | 1.406 | 2207 | 1.2742 | NEI 2019
Barney M Davis | 4939_B_1 | 4939 | B | 1 | 2658 | O/G Steam | ERC_REST | Texas | Nueces | 300 | 1974 | 9999 | 2019 | 93.3 | 185939 | 1.0036 | NEI 2019
Riverside (OK) | 4940_B_1502 | 4940 | B | 1502 | 2661 | O/G Steam | SPP_WEST | Oklahoma | Tulsa | 455 | 1976 | 2024 | 2019 | 203.684 | 410720 | 0.99184 | NEI 2019
Plant 31 Paper Mill | 50028_B_1FW | 50028 | B | 1FW |  | Non-Fossil Waste | MIS_LA | Louisiana | Ouachita | 8.3 | 1964 | 9999 |  |  |  | 6.5998 | Default Emission Factor
Plant 31 Paper Mill | 50028_B_1HP | 50028 | B | 1HP |  | Non-Fossil Waste | MIS_LA | Louisiana | Ouachita | 8.3 | 1977 | 9999 |  |  |  | 6.5998 | Default Emission Factor
Plant 31 Paper Mill | 50028_B_2FW | 50028 | B | 2FW |  | Non-Fossil Waste | MIS_LA | Louisiana | Ouachita | 8.3 | 1964 | 9999 |  |  |  | 6.5998 | Default Emission Factor
Plant 31 Paper Mill | 50028_B_4BW | 50028 | B | 4BW |  | Non-Fossil Waste | MIS_LA | Louisiana | Ouachita | 8.3 | 1975 | 9999 |  |  |  | 6.5998 | Default Emission Factor
Plant 31 Paper Mill | 50028_B_5CE | 50028 | B | 5CE |  | Non-Fossil Waste | MIS_LA | Louisiana | Ouachita | 8.3 | 1988 | 9999 |  |  |  | 6.5998 | Default Emission Factor
Plant 31 Paper Mill | 50028_B_HRSG | 50028 | B | HRSG |  | Non-Fossil Waste | MIS_LA | Louisiana | Ouachita | 3.3 | 1964 | 9999 |  |  |  | 6.5998 | Default Emission Factor
Humboldt Sawmill Company | 50049_B_BLRA | 50049 | B | BLRA |  | Biomass | WEC_CALN | California | Humboldt | 16.2 | 1988 | 9999 | 2017 | 183.6749 | 23043.1029 | 15.9419 | NEI 2019
Humboldt Sawmill Company | 50049_B_BLRB | 50049 | B | BLRB |  | Biomass | WEC_CALN | California | Humboldt | 8.7 | 1988 | 9999 | 2017 | 706.5421 | 23043.1029 | 61.3235 | NEI 2019
Humboldt Sawmill Company | 50049_B_BLRC | 50049 | B | BLRC |  | Biomass | WEC_CALN | California | Humboldt | 8.7 | 1988 | 9999 |  |  |  | 7.9218 | Default Emission Factor
Penobscot Energy Recovery | 50051_B_BLR A | 50051 | B | BLR A |  | Municipal Solid Waste | NENG_ME | Maine | Penobscot | 10.6 | 1987 | 9999 | 2017 | 40.9871 | 84660 | 0.96828 | NEI 2019
Penobscot Energy Recovery | 50051_B_BLR B | 50051 | B | BLR B |  | Municipal Solid Waste | NENG_ME | Maine | Penobscot | 10.6 | 1987 | 9999 | 2019 | 45.6303 | 42651.5 | 2.1397 | NEI 2019
Borger Plant | 50067_B_1 | 50067 | B | 1 |  | Fossil Waste | SPP_SPS | Texas | Hutchinson | 13.8 | 1974 | 9999 |  |  |  | 2.1082 | Default Emission Factor
Borger Plant | 50067_B_2 | 50067 | B | 2 |  | Fossil Waste | SPP_SPS | Texas | Hutchinson | 13.8 | 2009 | 9999 |  |  |  | 2.1082 | Default Emission Factor
Palm Beach Renewable Energy Facility 1 | 50071_B_BLR1 | 50071 | B | BLR1 |  | Municipal Solid Waste | FRCC | Florida | Palm Beach | 25 | 1989 | 9999 | 2019 | 79.273 | 175689.5 | 0.90242 | NEI 2019
Palm Beach Renewable Energy Facility 1 | 50071_B_BLR2 | 50071 | B | BLR2 |  | Municipal Solid Waste | FRCC | Florida | Palm Beach | 25 | 1989 | 9999 | 2019 | 111.5897 | 175689.5 | 1.2703 | NEI 2019
Sierra Pacific Burney Facility | 50110_B_BLR1 | 50110 | B | BLR1 |  | Biomass | WEC_CALN | California | Shasta | 18.9 | 1986 | 9999 | 2017 | 1547.47 | 98421 | 31.4459 | NEI 2019
Sierra Pacific Quincy Facility | 50112_B_BLR1 | 50112 | B | BLR1 |  | Biomass | WEC_CALN | California | Plumas | 12 | 1986 | 9999 | 2017 | 214.95 | 51729.5 | 8.3105 | NEI 2019
Sierra Pacific Quincy Facility | 50112_B_BLR2 | 50112 | B | BLR2 |  | Biomass | WEC_CALN | California | Plumas | 12 | 1998 | 9999 | 2017 | 1663.99 | 51729.5 | 64.3343 | NEI 2019
Columbus MS | 50184_B_PKG | 50184 | B | PKG |  | O/G Steam | S_C_TVA | Mississippi | Lowndes | 18.6 | 1993 | 9999 |  |  |  | 0.95219 | Default Emission Factor
Columbus MS | 50184_B_REC | 50184 | B | REC |  | Non-Fossil Waste | S_C_TVA | Mississippi | Lowndes | 64 | 1990 | 9999 | 2019 | 871.13 | 358363.36 | 4.8617 | NEI 2019
Domtar Paper Co LLC Plymouth NC | 50189_B_1HFB | 50189 | B | 1HFB |  | Biomass | PJM_Dom | North Carolina | Martin | 21.7 | 1977 | 9999 | 2019 | 427.23 | 46684.9193 | 18.3027 | NEI 2019
Domtar Paper Co LLC Plymouth NC | 50189_B_2HFB | 50189 | B | 2HFB |  | Biomass | PJM_Dom | North Carolina | Martin | 21.7 | 1982 | 9999 | 2019 | 509.7 | 46684.9193 | 21.8358 | NEI 2019
Domtar Paper Co LLC Plymouth NC | 50189_B_5REC | 50189 | B | 5REC |  | Non-Fossil Waste | PJM_Dom | North Carolina | Martin | 71 | 1965 | 9999 | 2019 | 2087.57 | 261953.0014 | 15.9385 | NEI 2019
Multitrade Rabun Gap, LLC | 50201_B_WB1 | 50201 | B | WB1 |  | Biomass | S_SOU | Georgia | RABUN | 18 | 2010 | 9999 | 2017 | 152.14 | 116861 | 2.6038 | NEI 2019
Pinetree Power | 50208_B_B1 | 50208 | B | B1 |  | Biomass | NENGREST | New Hampshire | Grafton | 15 | 1986 | 9999 | 2017 | 344.7592 | 121438 | 5.678 | NEI 2019
York County Resource Recovery | 50215_B_101 | 50215 | B | 101 |  | Municipal Solid Waste | PJM_WMAC | Pennsylvania | York | 9.6 | 1989 | 9999 | 2019 | 36.9 | 85018.4831 | 0.86805 | NEI 2019
York County Resource Recovery | 50215_B_102 | 50215 | B | 102 |  | Municipal Solid Waste | PJM_WMAC | Pennsylvania | York | 9.6 | 1989 | 9999 | 2019 | 51.6 | 85018.4831 | 1.2139 | NEI 2019
York County Resource Recovery | 50215_B_103 | 50215 | B | 103 |  | Municipal Solid Waste | PJM_WMAC | Pennsylvania | York | 9.6 | 1989 | 9999 | 2019 | 39.3 | 85018.4831 | 0.92451 | NEI 2019
Regional Waste Systems | 50225_B_1SG1A | 50225 | B | 1SG1A |  | Municipal Solid Waste | NENG_ME | Maine | Cumberland | 5.8 | 1988 | 9999 | 2019 | 22.25 | 39707.5 | 1.1207 | NEI 2019
Regional Waste Systems | 50225_B_1SG1B | 50225 | B | 1SG1B |  | Municipal Solid Waste | NENG_ME | Maine | Cumberland | 5.8 | 1988 | 9999 | 2019 | 22.05 | 39707.5 | 1.1106 | NEI 2019
Texas Petrochemicals | 50229_B_TPCBLR | 50229 | B | TPCBLR |  | O/G Steam | ERC_REST | Texas | Harris | 35 | 1972 | 9999 |  |  |  | 0.95219 | Default Emission Factor
Archbald Power Station | 50279_B_MAIN | 50279 | B | MAIN |  | Landfill Gas | PJM_WMAC | Pennsylvania | Lackawanna | 20 | 1998 | 9999 |  |  |  | 8.0181 | Default Emission Factor
SEMASS Resource Recovery | 50290_B_1 | 50290 | B | 1 |  | Municipal Solid Waste | NENGREST | Massachusetts | Plymouth | 27 | 1988 | 9999 | 2019 | 116.6717 | 194576.0542 | 1.1992 | NEI 2019
SEMASS Resource Recovery | 50290_B_2 | 50290 | B | 2 |  | Municipal Solid Waste | NENGREST | Massachusetts | Plymouth | 27 | 1988 | 9999 | 2019 | 87.3509 | 194576.0542 | 0.89786 | NEI 2019
SEMASS Resource Recovery | 50290_B_3 | 50290 | B | 3 |  | Municipal Solid Waste | NENGREST | Massachusetts | Plymouth | 27 | 1993 | 9999 | 2019 | 161.8183 | 194576.0542 | 1.6633 | NEI 2019
Wadham Energy LP | 50293_B_BLR100 | 50293 | B | BLR100 |  | Biomass | WEC_CALN | California | Colusa | 26 | 1989 | 9999 | 2017 | 132.87 | 187139 | 1.42 | NEI 2019
University of Oklahoma | 50307_B_B1 | 50307 | B | B1 |  | O/G Steam | SPP_WEST | Oklahoma | Cleveland | 7.5 | 1964 | 9999 |  |  |  | 0.95219 | Default Emission Factor
University of Oklahoma | 50307_B_B2 | 50307 | B | B2 |  | O/G Steam | SPP_WEST | Oklahoma | Cleveland | 2.5 | 1964 | 9999 |  |  |  | 0.95219 | Default Emission Factor
University of Oklahoma | 50307_B_B3 | 50307 | B | B3 |  | O/G Steam | SPP_WEST | Oklahoma | Cleveland | 2.5 | 1964 | 9999 |  |  |  | 0.95219 | Default Emission Factor
University of Oklahoma | 50307_B_B4 | 50307 | B | B4 |  | O/G Steam | SPP_WEST | Oklahoma | Cleveland | 4.3 | 2001 | 9999 |  |  |  | 0.95219 | Default Emission Factor
University of Notre Dame | 50366_B_BLR1 | 50366 | B | BLR1 |  | O/G Steam | PJM_West | Indiana | St Joseph | 2.6 | 1961 | 9999 |  |  |  | 0.95219 | Default Emission Factor
University of Notre Dame | 50366_B_BLR2 | 50366 | B | BLR2 |  | Coal Steam | PJM_West | Indiana | St Joseph | 2.6 | 1952 | 9999 |  |  |  | 0.54816 | Default Emission Factor
University of Notre Dame | 50366_B_BLR3 | 50366 | B | BLR3 |  | Coal Steam | PJM_West | Indiana | St Joseph | 2.6 | 2007 | 9999 |  |  |  | 0.54816 | Default Emission Factor
University of Notre Dame | 50366_B_BLR4 | 50366 | B | BLR4 |  | O/G Steam | PJM_West | Indiana | St Joseph | 2.6 | 1967 | 9999 |  |  |  | 0.95219 | Default Emission Factor
University of Notre Dame | 50366_B_BLR5 | 50366 | B | BLR5 |  | O/G Steam | PJM_West | Indiana | St Joseph | 2.6 | 1973 | 9999 |  |  |  | 0.95219 | Default Emission Factor
University of Notre Dame | 50366_B_BLR6 | 50366 | B | BLR6 |  | O/G Steam | PJM_West | Indiana | St Joseph | 2.6 | 2007 | 9999 |  |  |  | 0.95219 | Default Emission Factor
University of Notre Dame | 50366_B_BLR7 | 50366 | B | BLR7 |  | O/G Steam | PJM_West | Indiana | St Joseph | 2.6 | 2019 | 9999 |  |  |  | 0.10472 | Default Emission Factor
University of Notre Dame | 50366_B_BLR8 | 50366 | B | BLR8 |  | O/G Steam | PJM_West | Indiana | St Joseph | 2.6 | 2019 | 9999 |  |  |  | 0.10472 | Default Emission Factor
Phillips 66 Carbon Plant | 50388_B_K1 | 50388 | B | K1 |  | Coal Steam | WEC_CALN | California | Contra Costa | 8.5 | 1983 | 9999 |  |  |  | 0.54816 | Default Emission Factor
Phillips 66 Carbon Plant | 50388_B_K2 | 50388 | B | K2 |  | Coal Steam | WEC_CALN | California | Contra Costa | 8.5 | 1983 | 9999 |  |  |  | 0.54816 | Default Emission Factor
Dillard Complex | 50396_B_BLR1 | 50396 | B | BLR1 |  | Biomass | WECC_PNW | Oregon | Douglas | 13.3 | 1974 | 9999 | 2019 | 672.22 | 44545.5545 | 30.1812 | NEI 2019
Dillard Complex | 50396_B_BLR2 | 50396 | B | BLR2 |  | Biomass | WECC_PNW | Oregon | Douglas | 13.3 | 1977 | 9999 | 2017 | 609.02 | 44631.5537 | 27.291 | NEI 2019
Dillard Complex | 50396_B_BLR6 | 50396 | B | BLR6 |  | Biomass | WECC_PNW | Oregon | Douglas | 13.3 | 1974 | 9999 | 2019 | 767.23 | 44545.5545 | 34.447 | NEI 2019
Pixelle Specialty Solutions LLC - Spring Grove Facility | 50397_B_5PB036 | 50397 | B | 5PB036 | 3656 | Coal Steam | PJM_WMAC | Pennsylvania | York | 53 | 1989 | 9999 |  |  |  | 0.91607 | Default Emission Factor
Pixelle Specialty Solutions LLC - Spring Grove Facility | 50397_B_6PB038 | 50397 | B | 6PB038 |  | O/G Steam | PJM_WMAC | Pennsylvania | York | 1.8 | 2017 | 9999 |  |  |  | 0.95219 | Default Emission Factor
Pixelle Specialty Solutions LLC - Spring Grove Facility | 50397_B_7PB039 | 50397 | B | 7PB039 |  | O/G Steam | PJM_WMAC | Pennsylvania | York | 11.7 | 2017 | 9999 |  |  |  | 0.95219 | Default Emission Factor
Pixelle Specialty Solutions LLC - Spring Grove Facility | 50397_B_REC037 | 50397 | B | REC037 |  | Non-Fossil Waste | PJM_WMAC | Pennsylvania | York | 18.4 | 1993 | 9999 | 2019 | 160.38 | 112232.0811 | 2.858 | NEI 2019
S D Warren Westbrook | 50447_B_17 | 50447 | B | 17 |  | Biomass | NENG_ME | Maine | Cumberland | 18.8 | 1948 | 9999 |  |  |  | 7.9218 | Default Emission Factor
S D Warren Westbrook | 50447_B_18 | 50447 | B | 18 |  | Biomass | NENG_ME | Maine | Cumberland | 18.8 | 1948 | 9999 |  |  |  | 7.9218 | Default Emission Factor
S D Warren Westbrook | 50447_B_21 | 50447 | B | 21 |  | Biomass | NENG_ME | Maine | Cumberland | 18.8 | 1948 | 9999 | 2017 | 755.56 | 26358.0697 | 57.3304 | NEI 2019
Flint River Operations | 50465_B_PB | 50465 | B | PB |  | Biomass | S_SOU | Georgia | Macon | 39 | 1980 | 9999 | 2019 | 774 | 221532.31 | 6.9877 | NEI 2019
Flint River Operations | 50465_B_RB | 50465 | B | RB |  | Non-Fossil Waste | S_SOU | Georgia | Macon | 39 | 1980 | 9999 | 2019 | 125.091 | 221532.31 | 1.1293 | NEI 2019
Buckeye Florida LP | 50466_B_1BB | 50466 | B | 1BB |  | Non-Fossil Waste | FRCC | Florida | Taylor | 5.7 | 1954 | 9999 |  |  |  | 6.5998 | Default Emission Factor
Buckeye Florida LP | 50466_B_1PB | 50466 | B | 1PB |  | Non-Fossil Waste | FRCC | Florida | Taylor | 5.7 | 1954 | 9999 |  |  |  | 6.5998 | Default Emission Factor
Buckeye Florida LP | 50466_B_2BB | 50466 | B | 2BB |  | Non-Fossil Waste | FRCC | Florida | Taylor | 5.7 | 1954 | 9999 |  |  |  | 6.5998 | Default Emission Factor
Buckeye Florida LP | 50466_B_2PB | 50466 | B | 2PB |  | Non-Fossil Waste | FRCC | Florida | Taylor | 5.7 | 1954 | 9999 |  |  |  | 6.5998 | Default Emission Factor
Buckeye Florida LP | 50466_B_2RB | 50466 | B | 2RB |  | Non-Fossil Waste | FRCC | Florida | Taylor | 5.7 | 1958 | 9999 |  |  |  | 6.5998 | Default Emission Factor
Buckeye Florida LP | 50466_B_3RB | 50466 | B | 3RB |  | Non-Fossil Waste | FRCC | Florida | Taylor | 5.7 | 1966 | 9999 |  |  |  | 6.5998 | Default Emission Factor
Buckeye Florida LP | 50466_B_4RB | 50466 | B | 4RB |  | Non-Fossil Waste | FRCC | Florida | Taylor | 5.7 | 1975 | 9999 |  |  |  | 6.5998 | Default Emission Factor
Covanta Niagara I, LLC | 50472_B_BLR1 | 50472 | B | BLR1 | 3667 | Municipal Solid Waste | NY_Z_A | New York | Niagara | 12 | 1981 | 9999 |  |  |  | 1.2004 | NEI 2019
Covanta Niagara I, LLC | 50472_B_BLR3 | 50472 | B | BLR3 |  | Municipal Solid Waste | NY_Z_A | New York | Niagara | 12 | 1996 | 9999 |  |  |  | 1.2004 | NEI 2019
Covanta Niagara I, LLC | 50472_B_BLR4 | 50472 | B | BLR4 |  | Municipal Solid Waste | NY_Z_A | New York | Niagara | 12 | 1981 | 9999 | 2019 | 97.738 | 162839.3716 | 1.2004 | NEI 2019
Clewiston Sugar House | 50482_B_B7 | 50482 | B | B7 |  | Biomass | FRCC | Florida | Hendry | 20 | 1996 | 9999 | 2019 | 666.8483 | 106472.7336 | 12.5262 | NEI 2019
Clewiston Sugar House | 50482_B_B8 | 50482 | B | B8 |  | Biomass | FRCC | Florida | Hendry | 20 | 2005 | 9999 | 2019 | 799.946 | 106472.7336 | 15.0263 | NEI 2019
Clewiston Sugar House | 50482_B_B9 | 50482 | B | B9 |  | Biomass | FRCC | Florida | Hendry | 4.7 | 2019 | 9999 |  |  |  | 1.9184 | Default Emission Factor
PPG Powerhouse C | 50489_B_C1 | 50489 | B | C1 |  | O/G Steam | MIS_WOTA | Louisiana | Calcasieu | 26 | 1977 | 9999 |  |  |  | 0.95219 | Default Emission Factor
PPG Powerhouse C | 50489_B_C2 | 50489 | B | C2 |  | O/G Steam | MIS_WOTA | Louisiana | Calcasieu | 26 | 1979 | 9999 |  |  |  | 0.95219 | Default Emission Factor
PPG Powerhouse C | 50489_B_C4 | 50489 | B | C4 |  | O/G Steam | MIS_WOTA | Louisiana | Calcasieu | 0.04 | 1986 | 9999 |  |  |  | 0.95219 | Default Emission Factor
PPG Powerhouse C | 50489_B_C5 | 50489 | B | C5 |  | O/G Steam | MIS_WOTA | Louisiana | Calcasieu | 0.04 | 1986 | 9999 |  |  |  | 0.95219 | Default Emission Factor
Pacific-Ultrapower Chinese Station | 50560_B_B101 | 50560 | B | B101 |  | Biomass | WEC_CALN | California | Tuolumne | 18 | 1986 | 9999 | 2017 | 13.24 | 118564 | 0.22334 | NEI 2019
Westwood Generation LLC | 50611_B_031 | 50611 | B | 031 | 3677 | Coal Steam | PJM_WMAC | Pennsylvania | Schuylkill | 30 | 1987 | 9999 | 2017 | 75.3847 | 21492 | 7.0151 | NEI 2019
ExxonMobil Beaumont Refinery | 50625_B_24 | 50625 | B | 24 |  | O/G Steam | MIS_WOTA | Texas | Jefferson | 5.7 | 1993 | 9999 |  |  |  | 0.95219 | Default Emission Factor
ExxonMobil Beaumont Refinery | 50625_B_33 | 50625 | B | 33 |  | Fossil Waste | MIS_WOTA | Texas | Jefferson | 8.9 | 1965 | 9999 |  |  |  | 2.1082 | Default Emission Factor
ExxonMobil Beaumont Refinery | 50625_B_34 | 50625 | B | 34 |  | Fossil Waste | MIS_WOTA | Texas | Jefferson | 8.9 | 1966 | 9999 |  |  |  | 2.1082 | Default Emission Factor
ExxonMobil Beaumont Refinery | 50625_B_41 | 50625 | B | 41 | 3679 | O/G Steam | MIS_WOTA | Texas | Jefferson | 38 | 2005 | 9999 |  |  |  | 0.95219 | Default Emission Factor
ExxonMobil Beaumont Refinery | 50625_B_42 | 50625 | B | 42 | 3680 | O/G Steam | MIS_WOTA | Texas | Jefferson | 38 | 2005 | 9999 |  |  |  | 0.95219 | Default Emission Factor
ExxonMobil Beaumont Refinery | 50625_B_43 | 50625 | B | 43 | 3681 | O/G Steam | MIS_WOTA | Texas | Jefferson | 38 | 1954 | 9999 |  |  |  | 0.95219 | Default Emission Factor
Paulsboro Refinery | 50628_B_2A | 50628 | B | 2A |  | Fossil Waste | PJM_EMAC | New Jersey | Gloucester | 7.2 | 1990 | 9999 |  |  |  | 2.1082 | Default Emission Factor
Paulsboro Refinery | 50628_B_2B | 50628 | B | 2B |  | Fossil Waste | PJM_EMAC | New Jersey | Gloucester | 7.2 | 1990 | 9999 |  |  |  | 2.1082 | Default Emission Factor
Paulsboro Refinery | 50628_B_2C | 50628 | B | 2C |  | Fossil Waste | PJM_EMAC | New Jersey | Gloucester | 7.2 | 1990 | 9999 |  |  |  | 2.1082 | Default Emission Factor
Paulsboro Refinery | 50628_B_HRSG | 50628 | B | HRSG |  | Fossil Waste | PJM_EMAC | New Jersey | Gloucester | 7.2 | 1990 | 9999 |  |  |  | 2.1082 | Default Emission Factor
Covanta Lake County Energy | 50629_B_1 | 50629 | B | 1 |  | Municipal Solid Waste | FRCC | Florida | Lake | 6.2 | 1991 | 9999 | 2019 | 10.1765 | 38646.5 | 0.52665 | NEI 2019
Covanta Lake County Energy | 50629_B_2 | 50629 | B | 2 |  | Municipal Solid Waste | FRCC | Florida | Lake | 6.2 | 1991 | 9999 |  |  |  | 0.76957 | Default Emission Factor
Covanta Marion Inc | 50630_B_BLR1 | 50630 | B | BLR1 |  | Municipal Solid Waste | WECC_PNW | Oregon | MARION | 5.8 | 1986 | 9999 | 2017 | 12 | 81145 | 0.29577 | NEI 2019
Covanta Marion Inc | 50630_B_BLR2 | 50630 | B | BLR2 |  | Municipal Solid Waste | WECC_PNW | Oregon | MARION | 5.8 | 1986 | 9999 |  |  |  | 0.29577 | NEI 2019
Covanta Stanislaus Energy | 50632_B_1 | 50632 | B | 1 |  | Municipal Solid Waste | WEC_CALN | California | Stanislaus | 10 | 1989 | 9999 |  |  |  | 0.16458 | NEI 2019
Covanta Stanislaus Energy | 50632_B_2 | 50632 | B | 2 |  | Municipal Solid Waste | WEC_CALN | California | Stanislaus | 10 | 1989 | 9999 | 2017 | 12.6234 | 153401 | 0.16458 | NEI 2019
Clearwater Paper IPP Lewiston | 50637_B_4PWR | 50637 | B | 4PWR |  | Biomass | WECC_PNW | Idaho | Nez Perce | 22.5 | 1981 | 9999 | 2019 | 962.5496 | 189070.0732 | 10.1819 | NEI 2019
Clearwater Paper IPP Lewiston | 50637_B_5REC | 50637 | B | 5REC |  | Non-Fossil Waste | WECC_PNW | Idaho | Nez Perce | 27 | 1987 | 9999 | 2019 | 832.4388 | 223881.9268 | 7.4364 | NEI 2019
Covanta Bristol Energy | 50648_B_UNIT1 | 50648 | B | UNIT1 |  | Municipal Solid Waste | NENG_CT | Connecticut | Hartford | 6.6 | 1988 | 9999 | 2019 | 13.61 | 50900.5 | 0.53477 | NEI 2019
Covanta Bristol Energy | 50648_B_UNIT2 | 50648 | B | UNIT2 |  | Municipal Solid Waste | NENG_CT | Connecticut | Hartford | 6.6 | 1988 | 9999 | 2019 | 9.96 | 50900.5 | 0.39135 | NEI 2019
Covanta Babylon Inc | 50649_B_1 | 50649 | B | 1 |  | Municipal Solid Waste | NY_Z_K | New York | Suffolk | 7.2 | 1989 | 9999 | 2019 | 22.7955 | 57648.5 | 0.79085 | NEI 2019
Covanta Babylon Inc | 50649_B_2 | 50649 | B | 2 |  | Municipal Solid Waste | NY_Z_K | New York | Suffolk | 7.2 | 1989 | 9999 |  |  |  | 0.76957 | Default Emission Factor
ReEnergy Stratton LLC | 50650_B_BLR1 | 50650 | B | BLR1 |  | Biomass | NENG_ME | Maine | Franklin | 46 | 1989 | 9999 | 2019 | 515.856 | 208909 | 4.9386 | NEI 2019
Huntington Resource Recovery Facility | 50656_B_UNIT1 | 50656 | B | UNIT1 |  | Municipal Solid Waste | NY_Z_K | New York | Suffolk | 8.2 | 1991 | 9999 |  |  |  | 0.51646 | NEI 2019
Huntington Resource Recovery Facility | 50656_B_UNIT2 | 50656 | B | UNIT2 |  | Municipal Solid Waste | NY_Z_K | New York | Suffolk | 8.2 | 1991 | 9999 |  |  |  | 0.51646 | NEI 2019
Huntington Resource Recovery Facility | 50656_B_UNIT3 | 50656 | B | UNIT3 |  | Municipal Solid Waste | NY_Z_K | New York | Suffolk | 8.2 | 1991 | 9999 | 2019 | 47.5446 | 184117.1588 | 0.51646 | NEI 2019
Montgomery County Resource Recovery | 50657_B_1 | 50657 | B | 1 |  | Municipal Solid Waste | PJM_SMAC | Maryland | Montgomery | 18 | 1995 | 9999 | 2019 | 19.7568 | 91211.4212 | 0.43321 | NEI 2019
Montgomery County Resource Recovery | 50657_B_2 | 50657 | B | 2 |  | Municipal Solid Waste | PJM_SMAC | Maryland | Montgomery | 18 | 1995 | 9999 | 2019 | 13.6103 | 91211.4212 | 0.29843 | NEI 2019
Montgomery County Resource Recovery | 50657_B_3 | 50657 | B | 3 |  | Municipal Solid Waste | PJM_SMAC | Maryland | Montgomery | 18 | 1995 | 9999 | 2019 | 14.7928 | 91211.4212 | 0.32436 | NEI 2019
Covanta Fairfax Energy | 50658_B_1 | 50658 | B | 1 |  | Municipal Solid Waste | PJM_Dom | Virginia | Fairfax | 24.5 | 1990 | 9999 | 2017 | 15.1181 | 14391.25 | 2.101 | NEI 2019
Covanta Fairfax Energy | 50658_B_2 | 50658 | B | 2 |  | Municipal Solid Waste | PJM_Dom | Virginia | Fairfax | 24.5 | 1990 | 9999 | 2017 | 16.13 | 14391.25 | 2.2416 | NEI 2019
Covanta Fairfax Energy | 50658_B_3 | 50658 | B | 3 |  | Municipal Solid Waste | PJM_Dom | Virginia | Fairfax | 24.5 | 1990 | 9999 | 2019 | 13.0397 | 180821.5 | 0.14423 | NEI 2019
Covanta Fairfax Energy | 50658_B_4 | 50658 | B | 4 |  | Municipal Solid Waste | PJM_Dom | Virginia | Fairfax | 24.5 | 1990 | 9999 | 2019 | 9.7154 | 180821.5 | 0.10746 | NEI 2019
Covanta Tulsa Renewable Energy LLC | 50660_B_1 | 50660 | B | 1 |  | Municipal Solid Waste | SPP_WEST | Oklahoma | Tulsa | 5.2 | 1986 | 9999 |  |  |  | 0.76957 | Default Emission Factor
Covanta Tulsa Renewable Energy LLC | 50660_B_2 | 50660 | B | 2 |  | Municipal Solid Waste | SPP_WEST | Oklahoma | Tulsa | 5.2 | 1986 | 9999 |  |  |  | 0.76957 | Default Emission Factor
Covanta Tulsa Renewable Energy LLC | 50660_B_3 | 50660 | B | 3 |  | Municipal Solid Waste | SPP_WEST | Oklahoma | Tulsa | 5.2 | 1986 | 9999 |  |  |  | 0.76957 | Default Emission Factor
Covanta Haverhill | 50661_B_A | 50661 | B | A |  | Municipal Solid Waste | NENGREST | Massachusetts | Essex | 21.4 | 1989 | 9999 | 2019 | 22.0859 | 169123.5 | 0.26118 | NEI 2019
Covanta Haverhill | 50661_B_B | 50661 | B | B |  | Municipal Solid Waste | NENGREST | Massachusetts | Essex | 21.4 | 1989 | 9999 | 2019 | 23.9062 | 169123.5 | 0.28271 | NEI 2019
Onondaga County Resource Recovery | 50662_B_UNIT1 | 50662 | B | UNIT1 |  | Municipal Solid Waste | NY_Z_C&E | New York | Onondaga | 10 | 1995 | 9999 |  |  |  | 0.26729 | NEI 2019
Onondaga County Resource Recovery | 50662_B_UNIT2 | 50662 | B | UNIT2 |  | Municipal Solid Waste | NY_Z_C&E | New York | Onondaga | 10 | 1995 | 9999 |  |  |  | 0.26729 | NEI 2019
Onondaga County Resource Recovery | 50662_B_UNIT3 | 50662 | B | UNIT3 |  | Municipal Solid Waste | NY_Z_C&E | New York | Onondaga | 10 | 1995 | 9999 | 2019 | 29.7795 | 222822.7718 | 0.26729 | NEI 2019
Covanta Alexandria/Arlington Energy | 50663_B_B100 | 50663 | B | B100 |  | Municipal Solid Waste | PJM_Dom | Virginia | Alexandria City | 9.7 | 1987 | 9999 | 2019 | 18.5766 | 46580.2009 | 0.79762 | NEI 2019
Covanta Alexandria/Arlington Energy | 50663_B_B200 | 50663 | B | B200 |  | Municipal Solid Waste | PJM_Dom | Virginia | Alexandria City | 9.7 | 1987 | 9999 | 2019 | 18.2258 | 46580.2009 | 0.78256 | NEI 2019
Covanta Alexandria/Arlington Energy | 50663_B_B300 | 50663 | B | B300 |  | Municipal Solid Waste | PJM_Dom | Virginia | Alexandria City | 9.7 | 1987 | 9999 | 2019 | 14.9257 | 46580.2009 | 0.64086 | NEI 2019
Pasco Cnty Solid Waste Resource Recovery | 50666_B_B1 | 50666 | B | B1 |  | Municipal Solid Waste | FRCC | Florida | Pasco | 8.7 | 1991 | 9999 | 2019 | 7.8724 | 61840.3816 | 0.2546 | NEI 2019
Pasco Cnty Solid Waste Resource Recovery | 50666_B_B2 | 50666 | B | B2 |  | Municipal Solid Waste | FRCC | Florida | Pasco | 8.7 | 1991 | 9999 | 2019 | 7.4482 | 61840.3816 | 0.24088 | NEI 2019
Pasco Cnty Solid Waste Resource Recovery | 50666_B_B3 | 50666 | B | B3 |  | Municipal Solid Waste | FRCC | Florida | Pasco | 8.7 | 1991 | 9999 | 2019 | 11.0099 | 61840.3816 | 0.35608 | NEI 2019
Pinetree Power Tamworth | 50739_B_0100 | 50739 | B | 0100 |  | Biomass | NENGREST | New Hampshire | Carroll | 20 | 1987 | 9999 | 2017 | 398.1292 | 155354 | 5.1254 | NEI 2019
Starrett City Cogen Facility | 50743_B_1 | 50743 | B | 1 |  | O/G Steam | NY_Z_J | New York | Kings | 2.8 | 1974 | 9999 |  |  |  | 0.95219 | Default Emission Factor
Starrett City Cogen Facility | 50743_B_2 | 50743 | B | 2 |  | O/G Steam | NY_Z_J | New York | Kings | 2.8 | 1974 | 9999 |  |  |  | 0.95219 | Default Emission Factor
Starrett City Cogen Facility | 50743_B_3 | 50743 | B | 3 |  | O/G Steam | NY_Z_J | New York | Kings | 2.8 | 1974 | 9999 |  |  |  | 0.95219 | Default Emission Factor
Starrett City Cogen Facility | 50743_B_4 | 50743 | B | 4 |  | O/G Steam | NY_Z_J | New York | Kings | 2.8 | 1974 | 9999 |  |  |  | 0.95219 | Default Emission Factor
Viking Energy of McBain | 50770_B_B1 | 50770 | B | B1 |  | Biomass | MIS_LMI | Michigan | Missaukee | 16.3 | 1989 | 9999 | 2019 | 87.6785 | 143482 | 1.2222 | NEI 2019
Viking Energy of Lincoln | 50772_B_B1 | 50772 | B | B1 |  | Biomass | MIS_LMI | Michigan | Alcona | 16.3 | 1989 | 9999 | 2019 | 96.4865 | 144027 | 1.3398 | NEI 2019
Panther Creek Energy Facility | 50776_B_BLR1 | 50776 | B | BLR1 | 3693 | Coal Steam | PJM_WMAC | Pennsylvania | Carbon | 42 | 1992 | 9999 | 2019 | 22.57 | 52691.5 | 0.85669 | NEI 2019
Panther Creek Energy Facility | 50776_B_BLR2 | 50776 | B | BLR2 | 3694 | Coal Steam | PJM_WMAC | Pennsylvania | Carbon | 42 | 1992 | 9999 | 2019 | 18.61 | 52691.5 | 0.70638 | NEI 2019
Port Wentworth Mill | 50804_B_4 | 50804 | B | 4 |  | Non-Fossil Waste | S_SOU | Georgia | Chatham | 29 | 1991 | 9999 |  |  |  | 6.5998 | Default Emission Factor
Port Wentworth Mill | 50804_B_RE01 | 50804 | B | RE01 |  | Non-Fossil Waste | S_SOU | Georgia | Chatham | 29 | 1979 | 9999 |  |  |  | 6.5998 | Default Emission Factor
Florence Mill | 50806_B_PB1 | 50806 | B | PB1 |  | O/G Steam | S_VACA | South Carolina | Florence | 3.3 | 1963 | 9999 |  |  |  | 0.95219 | Default Emission Factor
Florence Mill | 50806_B_PB3 | 50806 | B | PB3 | 88341 | Biomass | S_VACA | South Carolina | Florence | 7.2 | 1963 | 9999 | 2019 | 172.6195 | 28703.1332 | 12.0279 | NEI 2019
Florence Mill | 50806_B_PB4 | 50806 | B | PB4 | 88341 | Biomass | S_VACA | South Carolina | Florence | 74 | 1987 | 9999 | 2019 | 598.4 | 292532.35 | 4.0912 | NEI 2019
Florence Mill | 50806_B_RBF | 50806 | B | RBF |  | Non-Fossil Waste | S_VACA | South Carolina | Florence | 14.3 | 1974 | 9999 | 2019 | 340.5291 | 39140.1428 | 17.4005 | NEI 2019
Hopewell Mill | 50813_B_CB1 | 50813 | B | CB1 |  | Non-Fossil Waste | PJM_Dom | Virginia | Hopewell City | 20.4 | 1980 | 9999 | 2019 | 564.5428 | 262082 | 4.3081 | NEI 2019
Hopewell Mill | 50813_B_RB1 | 50813 | B | RB1 |  | Non-Fossil Waste | PJM_Dom | Virginia | Hopewell City | 20.4 | 1980 | 9999 |  |  |  | 4.3081 | NEI 2019
TES Filer City Station | 50835_B_1 | 50835 | B | 1 | 90183 | Coal Steam | MIS_LMI | Michigan | Manistee | 30 | 1990 | 9999 |  |  |  | 0.75212 | NEI 2019
TES Filer City Station | 50835_B_2 | 50835 | B | 2 | 90184 | Coal Steam | MIS_LMI | Michigan | Manistee | 30 | 1990 | 9999 | 2019 | 170.35 | 452985 | 0.75212 | NEI 2019
Southeast Resource Recovery | 50837_B_UNIT1 | 50837 | B | UNIT1 |  | Municipal Solid Waste | WECC_SCE | California | Los Angeles | 9.3 | 1988 | 9999 | 2017 | 18.02 | 61459.7187 | 0.5864 | NEI 2019
Southeast Resource Recovery | 50837_B_UNIT2 | 50837 | B | UNIT2 |  | Municipal Solid Waste | WECC_SCE | California | Los Angeles | 9.3 | 1988 | 9999 | 2019 | 23.11 | 61882.7145 | 0.7469 | NEI 2019
Southeast Resource Recovery | 50837_B_UNIT3 | 50837 | B | UNIT3 |  | Municipal Solid Waste | WECC_SCE | California | Los Angeles | 9.3 | 1988 | 9999 | 2017 | 17.54 | 61459.7187 | 0.57078 | NEI 2019
Hillsborough County Resource Recovery | 50858_B_MWC1B | 50858 | B | MWC1B |  | Municipal Solid Waste | FRCC | Florida | Hillsborough | 10.5 | 1987 | 9999 | 2019 | 11.9409 | 52075 | 0.4586 | NEI 2019
Hillsborough County Resource Recovery | 50858_B_MWC2C | 50858 | B | MWC2C |  | Municipal Solid Waste | FRCC | Florida | Hillsborough | 10.5 | 1987 | 9999 | 2019 | 11.0716 | 52075 | 0.42522 | NEI 2019
Hillsborough County Resource Recovery | 50858_B_MWC3D | 50858 | B | MWC3D |  | Municipal Solid Waste | FRCC | Florida | Hillsborough | 10.5 | 1987 | 9999 | 2019 | 14.3025 | 52075 | 0.5493 | NEI 2019
Hillsborough County Resource Recovery | 50858_B_MWC4E | 50858 | B | MWC4E |  | Municipal Solid Waste | FRCC | Florida | Hillsborough | 10.5 | 1987 | 9999 | 2019 | 17.9639 | 52075 | 0.68992 | NEI 2019
Lancaster County Resource Recovery | 50859_B_BLR1 | 50859 | B | BLR1 |  | Municipal Solid Waste | PJM_WMAC | Pennsylvania | Lancaster | 10.8 | 1991 | 9999 | 2019 | 6.8 | 65464.6787 | 0.20775 | NEI 2019
Lancaster County Resource Recovery | 50859_B_BLR2 | 50859 | B | BLR2 |  | Municipal Solid Waste | PJM_WMAC | Pennsylvania | Lancaster | 10.8 | 1991 | 9999 | 2019 | 8 | 65464.6787 | 0.24441 | NEI 2019
Lancaster County Resource Recovery | 50859_B_BLR3 | 50859 | B | BLR3 |  | Municipal Solid Waste | PJM_WMAC | Pennsylvania | Lancaster | 10.8 | 1991 | 9999 | 2019 | 9.69 | 65464.6787 | 0.29604 | NEI 2019
Kent County Waste to Energy Facility | 50860_B_BLR1 | 50860 | B | BLR1 |  | Municipal Solid Waste | MIS_LMI | Michigan | Kent | 7.8 | 1990 | 9999 | 2019 | 3.9925 | 48024 | 0.16627 | NEI 2019
Kent County Waste to Energy Facility | 50860_B_BLR2 | 50860 | B | BLR2 |  | Municipal Solid Waste | MIS_LMI | Michigan | Kent | 7.8 | 1990 | 9999 | 2019 | 4.972 | 48024 | 0.20706 | NEI 2019
Wheelabrator Concord Facility | 50873_B_B1 | 50873 | B | B1 |  | Municipal Solid Waste | NENGREST | New Hampshire | Merrimack | 6 | 1989 | 9999 | 2019 | 10.29 | 49672 | 0.41432 | NEI 2019
Wheelabrator Concord Facility | 50873_B_B2 | 50873 | B | B2 |  | Municipal Solid Waste | NENGREST | New Hampshire | Merrimack | 6 | 1989 | 9999 | 2017 | 11.56 | 49679 | 0.46539 | NEI 2019
McKay Bay Facility | 50875_B_1 | 50875 | B | 1 |  | Municipal Solid Waste | FRCC | Florida | Hillsborough | 4.5 | 2001 | 9999 | 2019 | 7.1416 | 36150.25 | 0.39511 | NEI 2019
McKay Bay Facility | 50875_B_2 | 50875 | B | 2 |  | Municipal Solid Waste | FRCC | Florida | Hillsborough | 4.5 | 2001 | 9999 | 2019 | 7.1942 | 36150.25 | 0.39802 | NEI 2019
McKay Bay Facility | 50875_B_3 | 50875 | B | 3 |  | Municipal Solid Waste | FRCC | Florida | Hillsborough | 4.5 | 2001 | 9999 | 2019 | 7.1197 | 36150.25 | 0.3939 | NEI 2019
McKay Bay Facility | 50875_B_4 | 50875 | B | 4 |  | Municipal Solid Waste | FRCC | Florida | Hillsborough | 4.5 | 2001 | 9999 | 2019 | 6.9509 | 36150.25 | 0.38456 | NEI 2019
Wheelabrator North Andover | 50877_B_B1 | 50877 | B | B1 |  | Municipal Solid Waste | NENGREST | Massachusetts | Essex | 15 | 1985 | 9999 | 2019 | 8.1384 | 109187.5 | 0.14907 | NEI 2019
Wheelabrator North Andover | 50877_B_B2 | 50877 | B | B2 |  | Municipal Solid Waste | NENGREST | Massachusetts | Essex | 15 | 1985 | 9999 |  |  |  | 0.76957 | Default Emission Factor
Wheelabrator Millbury Facility | 50878_B_UNIT1 | 50878 | B | UNIT1 |  | Municipal Solid Waste | NENGREST | Massachusetts | Worcester | 20 | 1987 | 9999 | 2019 | 24.1185 | 155190.5 | 0.31082 | NEI 2019
Wheelabrator Millbury Facility | 50878_B_UNIT2 | 50878 | B | UNIT2 |  | Municipal Solid Waste | NENGREST | Massachusetts | Worcester | 20 | 1987 | 9999 | 2019 | 29.5842 | 155190.5 | 0.38126 | NEI 2019
Wheelabrator Saugus | 50880_B_UNIT1 | 50880 | B | UNIT1 |  | Municipal Solid Waste | NENGREST | Massachusetts | Essex | 16 | 1975 | 9999 | 2019 | 39.848 | 90423.5 | 0.88136 | NEI 2019
Wheelabrator Saugus | 50880_B_UNIT2 | 50880 | B | UNIT2 |  | Municipal Solid Waste | NENGREST | Massachusetts | Essex | 16 | 1975 | 9999 | 2019 | 37.776 | 90423.5 | 0.83554 | NEI 2019
Wheelabrator Shasta | 50881_B_BLR1 | 50881 | B | BLR1 |  | Biomass | WEC_CALN | California | Shasta | 18.8 | 1987 | 9999 | 2019 | 442.73 | 87073.1293 | 10.1692 | NEI 2019
Wheelabrator Shasta | 50881_B_BLR2 | 50881 | B | BLR2 |  | Biomass | WEC_CALN | California | Shasta | 18.8 | 1987 | 9999 | 2019 | 497.42 | 87073.1293 | 11.4253 | NEI 2019
Wheelabrator Shasta | 50881_B_BLR3 | 50881 | B | BLR3 |  | Biomass | WEC_CALN | California | Shasta | 18.8 | 1987 | 9999 | 2019 | 481.25 | 87073.1293 | 11.0539 | NEI 2019
Wheelabrator Westchester | 50882_B_1 | 50882 | B | 1 |  | Municipal Solid Waste | NY_Z_G-I | New York | Westchester | 17 | 1984 | 9999 | 2019 | 23.9723 | 125666.41 | 0.38152 | NEI 2019
Wheelabrator Westchester | 50882_B_2 | 50882 | B | 2 |  | Municipal Solid Waste | NY_Z_G-I | New York | Westchester | 17 | 1984 | 9999 | 2019 | 15.3699 | 125666.41 | 0.24461 | NEI 2019
Wheelabrator Westchester | 50882_B_3 | 50882 | B | 3 |  | Municipal Solid Waste | NY_Z_G-I | New York | Westchester | 17 | 1984 | 9999 | 2019 | 19.5553 | 125666.41 | 0.31123 | NEI 2019
Wheelabrator Bridgeport | 50883_B_BLR1 | 50883 | B | BLR1 |  | Municipal Solid Waste | NENG_CT | Connecticut | Fairfield | 19.3 | 1988 | 9999 | 2019 | 22.2458 | 156293.4371 | 0.28467 | NEI 2019
Wheelabrator Bridgeport | 50883_B_BLR2 | 50883 | B | BLR2 |  | Municipal Solid Waste | NENG_CT | Connecticut | Fairfield | 19.3 | 1988 | 9999 | 2019 | 20.5787 | 156293.4371 | 0.26334 | NEI 2019
Wheelabrator Bridgeport | 50883_B_BLR3 | 50883 | B | BLR3 |  | Municipal Solid Waste | NENG_CT | Connecticut | Fairfield | 19.3 | 1988 | 9999 | 2019 | 19.7927 | 156293.4371 | 0.25328 | NEI 2019
Pinellas County Resource Recovery | 50884_B_B101 | 50884 | B | B101 |  | Municipal Solid Waste | FRCC | Florida | Pinellas | 20.6 | 1983 | 9999 | 2019 | 39.9448 | 148204 | 0.53905 | NEI 2019
Pinellas County Resource Recovery | 50884_B_B102 | 50884 | B | B102 |  | Municipal Solid Waste | FRCC | Florida | Pinellas | 20.6 | 1983 | 9999 | 2019 | 35.9446 | 148204 | 0.48507 | NEI 2019
Pinellas County Resource Recovery | 50884_B_B103 | 50884 | B | B103 |  | Municipal Solid Waste | FRCC | Florida | Pinellas | 17 | 1986 | 9999 | 2019 | 36.5266 | 148539 | 0.49181 | NEI 2019
Wheelabrator Gloucester LP | 50885_B_BLR1 | 50885 | B | BLR1 |  | Municipal Solid Waste | PJM_EMAC | New Jersey | Gloucester | 6 | 1990 | 9999 |  |  |  | 0.30479 | NEI 2019
Wheelabrator Gloucester LP | 50885_B_BLR2 | 50885 | B | BLR2 |  | Municipal Solid Waste | PJM_EMAC | New Jersey | Gloucester | 6 | 1990 | 9999 | 2019 | 12.62 | 82810 | 0.30479 | NEI 2019
Spokane Waste to Energy | 50886_B_1-1A | 50886 | B | 1-1A |  | Municipal Solid Waste | WECC_PNW | Washington | Spokane | 11.4 | 1991 | 9999 | 2017 | 10 | 57937.5 | 0.3452 | NEI 2019
Spokane Waste to Energy | 50886_B_1-1B | 50886 | B | 1-1B |  | Municipal Solid Waste | WECC_PNW | Washington | Spokane | 11.4 | 1991 | 9999 | 2019 | 17.4 | 60515.5 | 0.57506 | NEI 2019
Wheelabrator South Broward | 50887_B_BLR1 | 50887 | B | BLR1 |  | Municipal Solid Waste | FRCC | Florida | Broward | 18 | 1991 | 9999 | 2019 | 38.0943 | 134788.6521 | 0.56525 | NEI 2019
Wheelabrator South Broward | 50887_B_BLR2 | 50887 | B | BLR2 |  | Municipal Solid Waste | FRCC | Florida | Broward | 18 | 1991 | 9999 | 2019 | 38.2218 | 134788.6521 | 0.56714 | NEI 2019
Wheelabrator South Broward | 50887_B_BLR3 | 50887 | B | BLR3 |  | Municipal Solid Waste | FRCC | Florida | Broward | 18 | 1991 | 9999 | 2019 | 38.0785 | 134788.6521 | 0.56501 | NEI 2019
Northampton Generating Company LP | 50888_B_BLR1 | 50888 | B | BLR1 | 3702 | Coal Steam | PJM_WMAC | Pennsylvania | Northampton | 112 | 1995 | 9999 | 2019 | 401.3999 | 154377 | 5.2003 | NEI 2019
Covington Facility | 50900_B_10PB | 50900 | B | 10PB | 10098 | O/G Steam | PJM_Dom | Virginia | Covington City | 6.4 | 1962 | 9999 |  |  |  | 0.95219 | Default Emission Factor
Covington Facility | 50900_B_11PB | 50900 | B | 11PB | 10094 | O/G Steam | PJM_Dom | Virginia | Covington City | 6.7 | 1994 | 9999 |  |  |  | 0.95219 | Default Emission Factor
Covington Facility | 50900_B_1PB | 50900 | B | 1PB |  | Biomass | PJM_Dom | Virginia | Covington City | 37 | 2013 | 9999 | 2019 | 135.9093 | 194905.7216 | 1.3946 | NEI 2019
Covington Facility | 50900_B_1RB | 50900 | B | 1RB |  | Non-Fossil Waste | PJM_Dom | Virginia | Covington City | 17.1 | 1972 | 9999 | 2019 | 468.3497 | 108773.5805 | 8.6115 | NEI 2019
Covington Facility | 50900_B_2RB | 50900 | B | 2RB |  | Non-Fossil Waste | PJM_Dom | Virginia | Covington City | 64 | 1992 | 9999 | 2019 | 52.0526 | 356349.7504 | 0.29214 | NEI 2019
Covington Facility | 50900_B_6PB | 50900 | B | 6PB | 10093 | O/G Steam | PJM_Dom | Virginia | Covington City | 10.7 | 1926 | 9999 |  |  |  | 0.95219 | Default Emission Factor
Covington Facility | 50900_B_9PB | 50900 | B | 9PB | 10097 | Coal Steam | PJM_Dom | Virginia | Covington City | 14.7 | 1962 | 9999 |  |  |  | 0.54816 | Default Emission Factor
Yellowstone Energy LP | 50931_B_BLR1 | 50931 | B | BLR1 |  | Coal Steam | WECC_MT | Montana | Yellowstone | 26 | 1995 | 9999 | 2017 | 32.2953 | 229721.5 | 0.28117 | NEI 2019
Yellowstone Energy LP | 50931_B_BLR2 | 50931 | B | BLR2 |  | Coal Steam | WECC_MT | Montana | Yellowstone | 26 | 1995 | 9999 |  |  |  | 0.91607 | Default Emission Factor
Sunnyside Cogen Associates | 50951_B_1 | 50951 | B | 1 | 90986 | Coal Steam | WECC_UT | Utah | Carbon | 51 | 1993 | 9999 | 2017 | 41.3823 | 414371 | 0.19974 | NEI 2019
Union County Resource Recovery | 50960_B_UNIT1 | 50960 | B | UNIT1 |  | Municipal Solid Waste | PJM_EMAC | New Jersey | Union | 12.5 | 1994 | 9999 |  |  |  | 0.24346 | NEI 2019
Union County Resource Recovery | 50960_B_UNIT2 | 50960 | B | UNIT2 |  | Municipal Solid Waste | PJM_EMAC | New Jersey | Union | 12.5 | 1994 | 9999 |  |  |  | 0.24346 | NEI 2019
Union County Resource Recovery | 50960_B_UNIT3 | 50960 | B | UNIT3 |  | Municipal Solid Waste | PJM_EMAC | New Jersey | Union | 12.5 | 1994 | 9999 | 2019 | 35.837 | 294397.056 | 0.24346 | NEI 2019
Scrubgrass Generating Plant | 50974_B_UNIT 1 | 50974 | B | UNIT 1 | 3706 | Coal Steam | PJM_PENE | Pennsylvania | Venango | 43 | 1993 | 9999 | 2019 | 68.086 | 120538.5 | 1.1297 | NEI 2019
Scrubgrass Generating Plant | 50974_B_UNIT 2 | 50974 | B | UNIT 2 | 3707 | Coal Steam | PJM_PENE | Pennsylvania | Venango | 43 | 1993 | 9999 | 2019 | 60.5154 | 120538.5 | 1.0041 | NEI 2019
Ryegate Power Station | 51026_B_BLR1 | 51026 | B | BLR1 |  | Biomass | NENGREST | Vermont | Caledonia | 20 | 1992 | 9999 | 2017 | 248.9913 | 165945 | 3.0009 | NEI 2019
MacArthur Waste to Energy Facility | 51038_B_B1 | 51038 | B | B1 |  | Municipal Solid Waste | NY_Z_K | New York | Suffolk | 5.5 | 1990 | 9999 |  |  |  | 3.5734 | NEI 2019
MacArthur Waste to Energy Facility | 51038_B_B2 | 51038 | B | B2 |  | Municipal Solid Waste | NY_Z_K | New York | Suffolk | 5.5 | 1990 | 9999 | 2019 | 90.048 | 50399 | 3.5734 | NEI 2019
Lee County Solid Waste Energy | 52010_B_BLR1 | 52010 | B | BLR1 |  | Municipal Solid Waste | FRCC | Florida | Lee | 19.5 | 1994 | 9999 | 2019 | 9.85 | 115490 | 0.17058 | NEI 2019
Lee County Solid Waste Energy | 52010_B_BLR2 | 52010 | B | BLR2 |  | Municipal Solid Waste | FRCC | Florida | Lee | 19.5 | 1994 | 9999 | 2019 | 76.98 | 115490 | 1.3331 | NEI 2019
Lee County Solid Waste Energy | 52010_B_BLR3 | 52010 | B | BLR3 |  | Municipal Solid Waste | FRCC | Florida | Lee | 16 | 2007 | 9999 | 2019 | 15.2 | 107512 | 0.28276 | NEI 2019
Riverbay | 52168_B_U00003 | 52168 | B | U00003 |  | O/G Steam | NY_Z_J | New York | Bronx | 4.6 | 2011 | 9999 |  |  |  | 0.95219 | Default Emission Factor
Riverbay | 52168_B_U00004 | 52168 | B | U00004 |  | O/G Steam | NY_Z_J | New York | Bronx | 4.6 | 2011 | 9999 |  |  |  | 0.95219 | Default Emission Factor
Riverbay | 52168_B_U00006 | 52168 | B | U00006 |  | O/G Steam | NY_Z_J | New York | Bronx | 4.6 | 2011 | 9999 |  |  |  | 0.95219 | Default Emission Factor
Delaware City Plant | 52193_B_BLR2 | 52193 | B | BLR2 |  | Fossil Waste | PJM_EMAC | Delaware | New Castle | 25 | 1956 | 9999 | 2019 | 3.41 | 60478.9864 | 0.11277 | NEI 2019
Delaware City Plant | 52193_B_BLR3 | 52193 | B | BLR3 |  | Fossil Waste | PJM_EMAC | Delaware | New Castle | 27 | 1956 | 9999 | 2019 | 0.71 | 63431.0632 | 0.02239 | NEI 2019
Delaware City Plant | 52193_B_BLR4 | 52193 | B | BLR4 | 3736 | Fossil Waste | PJM_EMAC | Delaware | New Castle | 33 | 1962 | 9999 | 2019 | 10.7255 | 79657.8387 | 0.26929 | NEI 2019
Delaware City Plant | 52193_B_HRSG 1 | 52193 | B | HRSG 1 |  | Fossil Waste | PJM_EMAC | Delaware | New Castle | 24.8 | 2000 | 9999 |  |  |  | 2.1082 | Default Emission Factor
Delaware City Plant | 52193_B_HRSG 2 | 52193 | B | HRSG 2 |  | Fossil Waste | PJM_EMAC | Delaware | New Castle | 24.8 | 2000 | 9999 |  |  |  | 2.1082 | Default Emission Factor
Hayden | 525_B_H1 | 525 | B | H1 | 317 | Coal Steam | WECC_CO | Colorado | Routt | 179 | 1976 | 2028 | 2017 | 147.2399 | 1189363 | 0.2476 | NEI 2019
Hayden | 525_B_H2 | 525 | B | H2 | 318 | Coal Steam | WECC_CO | Colorado | Routt | 262 | 1976 | 2027 | 2017 | 170.0283 | 1409488 | 0.24126 | NEI 2019
WestRock Southeast, LLC. | 54004_B_HRSG | 54004 | B | HRSG |  | Biomass | S_SOU | Georgia | Laurens | 22 | 1989 | 9999 |  |  |  | 7.9218 | Default Emission Factor
WestRock Southeast, LLC. | 54004_B_PB2 | 54004 | B | PB2 |  | Biomass | S_SOU | Georgia | Laurens | 22 | 1989 | 9999 | 2019 | 109.2441 | 97692 | 2.2365 | NEI 2019
Spruance Genco LLC | 54081_B_3A | 54081 | B | 3A | 88192 | O/G Steam | PJM_Dom | Virginia | Richmond City | 21.2 | 1992 | 9999 |  |  |  | 0.95219 | Default Emission Factor
Spruance Genco LLC | 54081_B_3B | 54081 | B | 3B | 88193 | O/G Steam | PJM_Dom | Virginia | Richmond City | 21.2 | 1992 | 9999 |  |  |  | 0.95219 | Default Emission Factor
Spruance Genco LLC | 54081_B_4A | 54081 | B | 4A | 88194 | O/G Steam | PJM_Dom | Virginia | Richmond City | 6.2 | 1992 | 9999 |  |  |  | 0.95219 | Default Emission Factor
Spruance Genco LLC | 54081_B_4B | 54081 | B | 4B | 88195 | O/G Steam | PJM_Dom | Virginia | Richmond City | 6.2 | 1992 | 9999 |  |  |  | 0.95219 | Default Emission Factor
ArcelorMittal Warren | 54207_B_1 | 54207 | B | 1 |  | Fossil Waste | PJM_ATSI | Ohio | Trumbull | 2.8 | 1965 | 9999 |  |  |  | 2.1082 | Default Emission Factor
ArcelorMittal Warren | 54207_B_2 | 54207 | B | 2 | 89332 | Fossil Waste | PJM_ATSI | Ohio | Trumbull | 7 | 1972 | 9999 | 2018 | 0.62304 | 17400 | 0.07161 | Ohio State Emissions Inventory
ArcelorMittal Warren | 54207_B_3 | 54207 | B | 3 | 9265 | Fossil Waste | PJM_ATSI | Ohio | Trumbull | 9.3 | 1981 | 9999 | 2018 | 0.82775 | 39520 | 0.04189 | Ohio State Emissions Inventory
Gillette SBMC | 54225_B_2 | 54225 | B | 2 |  | O/G Steam | NENGREST | Massachusetts | Suffolk | 2.5 | 1971 | 9999 |  |  |  | 0.95219 | Default Emission Factor
Gillette SBMC | 54225_B_3 | 54225 | B | 3 |  | O/G Steam | NENGREST | Massachusetts | Suffolk | 2.5 | 1971 | 9999 |  |  |  | 0.95219 | Default Emission Factor
Erving Paper Mills | 54228_B_2 | 54228 | B | 2 |  | O/G Steam | NENGREST | Massachusetts | Franklin | 0.3 | 2013 | 9999 |  |  |  | 0.95219 | Default Emission Factor
Stockton Biomass | 54238_B_BIOMS1 | 54238 | B | BIOMS1 | 90649 | Biomass | WEC_CALN | California | San Joaquin | 45 | 2014 | 9999 | 2017 | 90.9541 | 277873 | 0.65465 | NEI 2019
Goodyear Beaumont Chemical Plant | 54321_B_3B101 | 54321 | B | 3B101 |  | O/G Steam | MIS_WOTA | Texas | Jefferson | 1.6 | 1962 | 9999 | 2018 | 12.3817 | 9658.125 | 2.564 | Texas Emissions Inventory
Goodyear Beaumont Chemical Plant | 54321_B_3B102 | 54321 | B | 3B102 |  | O/G Steam | MIS_WOTA | Texas | Jefferson | 1.6 | 1962 | 9999 | 2018 | 12.3817 | 9658.125 | 2.564 | Texas Emissions Inventory
Goodyear Beaumont Chemical Plant | 54321_B_3B103 | 54321 | B | 3B103 |  | O/G Steam | MIS_WOTA | Texas | Jefferson | 1.6 | 1962 | 9999 | 2018 | 12.3817 | 9658.125 | 2.564 | Texas Emissions Inventory
Goodyear Beaumont Chemical Plant | 54321_B_3B104 | 54321 | B | 3B104 |  | O/G Steam | MIS_WOTA | Texas | Jefferson | 1.6 | 1962 | 9999 | 2018 | 12.3817 | 9658.125 | 2.564 | Texas Emissions Inventory
Goodyear Beaumont Chemical Plant | 54321_B_3B105 | 54321 | B | 3B105 |  | O/G Steam | MIS_WOTA | Texas | Jefferson | 1.6 | 1962 | 9999 | 2018 | 12.3817 | 9658.125 | 2.564 | Texas Emissions Inventory
Goodyear Beaumont Chemical Plant | 54321_B_3B106 | 54321 | B | 3B106 |  | O/G Steam | MIS_WOTA | Texas | Jefferson | 1.6 | 1962 | 9999 | 2018 | 12.3817 | 9658.125 | 2.564 | Texas Emissions Inventory
Goodyear Beaumont Chemical Plant | 54321_B_3B107 | 54321 | B | 3B107 |  | O/G Steam | MIS_WOTA | Texas | Jefferson | 1.6 | 1962 | 9999 | 2018 | 12.3817 | 9658.125 | 2.564 | Texas Emissions Inventory
Goodyear Beaumont Chemical Plant | 54321_B_3B108 | 54321 | B | 3B108 |  | O/G Steam | MIS_WOTA | Texas | Jefferson | 1.6 | 1962 | 9999 | 2018 | 12.3817 | 9658.125 | 2.564 | Texas Emissions Inventory
Rio Grande Valley Sugar Growers | 54338_B_1 | 54338 | B | 1 |  | Biomass | ERC_REST | Texas | Hidalgo | 3.5 | 1973 | 9999 |  |  |  | 7.9218 | Default Emission Factor
Rio Grande Valley Sugar Growers | 54338_B_2 | 54338 | B | 2 |  | Biomass | ERC_REST | Texas | Hidalgo | 3.5 | 1973 | 9999 |  |  |  | 7.9218 | Default Emission Factor
Rio Grande Valley Sugar Growers | 54338_B_3 | 54338 | B | 3 |  | Biomass | ERC_REST | Texas | Hidalgo | 3.5 | 1973 | 9999 |  |  |  | 7.9218 | Default Emission Factor
Rio Grande Valley Sugar Growers | 54338_B_4 | 54338 | B | 4 |  | Biomass | ERC_REST | Texas | Hidalgo | 3.5 | 1973 | 9999 |  |  |  | 7.9218 | Default Emission Factor
Rio Grande Valley Sugar Growers | 54338_B_6 | 54338 | B | 6 |  | Biomass | ERC_REST | Texas | Hidalgo | 3.5 | 2009 | 9999 |  |  |  | 7.9218 | Default Emission Factor
UW Madison Charter Street Plant | 54408_B_B05 | 54408 | B | B05 |  | O/G Steam | MIS_WUMS | Wisconsin | Dane | 1.9 | 2013 | 9999 |  |  |  | 0.95219 | Default Emission Factor
UW Madison Charter Street Plant | 54408_B_B06 | 54408 | B | B06 |  | O/G Steam | MIS_WUMS | Wisconsin | Dane | 1.9 | 2013 | 9999 |  |  |  | 0.95219 | Default Emission Factor
UW Madison Charter Street Plant | 54408_B_B07 | 54408 | B | B07 |  | O/G Steam | MIS_WUMS | Wisconsin | Dane | 1.9 | 2013 | 9999 |  |  |  | 0.95219 | Default Emission Factor
UW Madison Charter Street Plant | 54408_B_B08 | 54408 | B | B08 |  | O/G Steam | MIS_WUMS | Wisconsin | Dane | 1.9 | 2013 | 9999 |  |  |  | 0.95219 | Default Emission Factor
UW Madison Charter Street Plant | 54408_B_B09 | 54408 | B | B09 |  | O/G Steam | MIS_WUMS | Wisconsin | Dane | 1.9 | 2012 | 9999 |  |  |  | 0.95219 | Default Emission Factor
Cadillac Renewable Energy | 54415_B_101613 | 54415 | B | 101613 | 90201 | Biomass | MIS_LMI | Michigan | Wexford | 38 | 1993 | 9999 | 2019 | 103.7 | 95712 | 2.1669 | NEI 2019
Alabama Pine Pulp | 54429_B_PB2 | 54429 | B | PB2 |  | Non-Fossil Waste | S_SOU | Alabama | Monroe | 34 | 1991 | 9999 | 2019 | 59.921 | 217245.31 | 0.55164 | NEI 2019
Alabama Pine Pulp | 54429_B_RB2 | 54429 | B | RB2 |  | Non-Fossil Waste | S_SOU | Alabama | Monroe | 34 | 1991 | 9999 | 2019 | 99.363 | 217245.31 | 0.91475 | NEI 2019
Riverwood International Macon Mill | 54464_B_B002 | 54464 | B | B002 |  | O/G Steam | S_SOU | Georgia | Bibb | 12.3 | 1948 | 9999 |  |  |  | 0.95219 | Default Emission Factor
Riverwood International Macon Mill | 54464_B_B003 | 54464 | B | B003 |  | Biomass | S_SOU | Georgia | Bibb | 12.3 | 1980 | 9999 | 2019 | 274.2362 | 81213.0929 | 6.7535 | NEI 2019
Riverwood International Macon Mill | 54464_B_B004 | 54464 | B | B004 |  | Biomass | S_SOU | Georgia | Bibb | 40 | 2013 | 9999 | 2019 | 208.0309 | 236893.06 | 1.7563 | NEI 2019
Riverwood International Macon Mill | 54464_B_D001 | 54464 | B | D001 |  | Non-Fossil Waste | S_SOU | Georgia | Bibb | 12.3 | 1994 | 9999 | 2019 | 39.309 | 81213.0929 | 0.96805 | NEI 2019
Formosa Plastics | 54518_B_HRSG2 | 54518 | B | HRSG2 |  | O/G Steam | MIS_LA | Louisiana | East Baton Rouge | 8 | 1990 | 9999 |  |  |  | 0.95219 | Default Emission Factor
Formosa Plastics | 54518_B_HRSG3 | 54518 | B | HRSG3 |  | O/G Steam | MIS_LA | Louisiana | East Baton Rouge | 8 | 1996 | 9999 |  |  |  | 0.95219 | Default Emission Factor
Ingredion Incorporated | 54556_B_BLR10 | 54556 | B | BLR10 | 89733 | Coal Steam | PJM_COMD | Illinois | Cook | 10.6 | 2006 | 2030 | 2019 | 124.1391 | 60438 | 4.108 | NEI 2019
Ingredion Incorporated | 54556_B_BLR6 | 54556 | B | BLR6 | 10116 | Coal Steam | PJM_COMD | Illinois | Cook | 10.6 | 2003 | 2030 | 2019 | 44.6128 | 60438 | 1.4763 | NEI 2019
Ingredion Incorporated | 54556_B_BLR7 | 54556 | B | BLR7 | 88140 | Coal Steam | PJM_COMD | Illinois | Cook | 10.6 | 2004 | 2030 | 2019 | 11.8732 | 60438 | 0.3929 | NEI 2019
Ingredion Incorporated | 54556_B_BLR8 | 54556 | B | BLR8 | 88141 | Coal Steam | PJM_COMD | Illinois | Cook | 10.6 | 2018 | 2030 |  |  |  | 0.91607 | Default Emission Factor
Longview Fibre | 54562_B_PB20 | 54562 | B | PB20 |  | Non-Fossil Waste | WECC_PNW | Washington | Cowlitz | 15.7 | 1976 | 9999 | 2019 | 550.79 | 73668.2633 | 14.9533 | NEI 2019
Longview Fibre | 54562_B_RF19 | 54562 | B | RF19 |  | Non-Fossil Waste | WECC_PNW | Washington | Cowlitz | 15.7 | 1976 | 9999 | 2019 | 59.17 | 73668.2633 | 1.6064 | NEI 2019
Longview Fibre | 54562_B_RF22 | 54562 | B | RF22 |  | Non-Fossil Waste | WECC_PNW | Washington | Cowlitz | 15.7 | 1992 | 9999 | 2019 | 83.37 | 73668.2633 | 2.2634 | NEI 2019
Montville Station | 546_B_5 | 546 | B | 5 | 343 | O/G Steam | NENG_CT | Connecticut | New London | 81 | 1954 | 9999 | 2019 | 1.2945 | 7676 | 0.33729 | NEI 2019
Montville Station | 546_B_6 | 546 | B | 6 | 344 | O/G Steam | NENG_CT | Connecticut | New London | 410 | 1971 | 9999 | 2019 | 0.73387 | 2358 | 0.62246 | NEI 2019
Pinetree Power Fitchburg | 54620_B_B1 | 54620 | B | B1 |  | Biomass | NENGREST | Massachusetts | Worcester | 16 | 1992 | 9999 | 2019 | 154.2725 | 91658 | 3.3663 | NEI 2019
Covanta Plymouth Renewable Energy | 54625_B_1 | 54625 | B | 1 |  | Municipal Solid Waste | PJM_EMAC | Pennsylvania | Montgomery | 14 | 1992 | 9999 | 2019 | 28.4235 | 101493 | 0.56011 | NEI 2019
Covanta Plymouth Renewable Energy | 54625_B_2 | 54625 | B | 2 |  | Municipal Solid Waste | PJM_EMAC | Pennsylvania | Montgomery | 14 | 1992 | 9999 | 2019 | 42.6569 | 101493 | 0.84059 | NEI 2019
Mt Poso Cogeneration | 54626_B_BL01 | 54626 | B | BL01 |  | Biomass | WEC_CALN | California | Kern | 42 | 1989 | 9999 | 2017 | 8.3603 | 235234 | 0.07108 | NEI 2019
Okeelanta Cogeneration | 54627_B_A | 54627 | B | A |  | Biomass | FRCC | Florida | Palm Beach | 35 | 1995 | 9999 | 2019 | 371.4949 | 26290.6198 | 28.2606 | NEI 2019
Okeelanta Cogeneration | 54627_B_B | 54627 | B | B |  | Biomass | FRCC | Florida | Palm Beach | 35 | 1995 | 9999 | 2019 | 279.9568 | 26290.6198 | 21.2971 | NEI 2019
Okeelanta Cogeneration | 54627_B_C | 54627 | B | C |  | Biomass | FRCC | Florida | Palm Beach | 35 | 1995 | 9999 | 2019 | 371.5133 | 26290.6198 | 28.262 | NEI 2019
St Nicholas Cogen Project | 54634_B_1 | 54634 | B | 1 | 3787 | Coal Steam | PJM_WMAC | Pennsylvania | Schuylkill | 86 | 1990 | 9999 | 2019 | 205.4 | 600494 | 0.6841 | NEI 2019
CII Carbon LLC | 54677_B_HRB | 54677 | B | HRB |  | Non-Fossil Waste | MIS_AMSO | Louisiana | St Bernard | 46 | 1981 | 9999 |  |  |  | 6.5998 | Default Emission Factor
Wheelabrator Falls | 54746_B_1 | 54746 | B | 1 |  | Municipal Solid Waste | PJM_EMAC | Pennsylvania | Bucks | 22 | 1994 | 9999 | 2019 | 16.98 | 146633.5 | 0.2316 | NEI 2019
Wheelabrator Falls | 54746_B_2 | 54746 | B | 2 |  | Municipal Solid Waste | PJM_EMAC | Pennsylvania | Bucks | 22 | 1994 | 9999 | 2019 | 35.7 | 146633.5 | 0.48693 | NEI 2019
Genesee Power Station LP | 54751_B_BLR1 | 54751 | B | BLR1 | 90200 | Biomass | MIS_LMI | Michigan | Genesee | 35 | 1995 | 9999 | 2019 | 136.9 | 86651 | 3.1598 | NEI 2019
Wheelabrator Lisbon | 54758_B_BW1 | 54758 | B | BW1 |  | Municipal Solid Waste | NENG_CT | Connecticut | New London | 7 | 1995 | 9999 | 2019 | 6.103 | 50378 | 0.24229 | NEI 2019
Wheelabrator Lisbon | 54758_B_BW2 | 54758 | B | BW2 |  | Municipal Solid Waste | NENG_CT | Connecticut | New London | 7 | 1995 | 9999 | 2019 | 7.6374 | 50378 | 0.3032 | NEI 2019
University of Iowa Main Power Plant | 54775_B_BLR10 | 54775 | B | BLR10 |  | O/G Steam | MIS_MIDA | Iowa | Johnson | 7.7 | 1987 | 9999 |  |  |  | 0.95219 | Default Emission Factor
University of Iowa Main Power Plant | 54775_B_BLR11 | 54775 | B | BLR11 |  | O/G Steam | MIS_MIDA | Iowa | Johnson | 7.7 | 1987 | 9999 | 2019 | 23.0087 | 13388.7427 | 3.437 | NEI 2019
University of Iowa Main Power Plant | 54775_B_BLR7 | 54775 | B | BLR7 |  | O/G Steam | MIS_MIDA | Iowa | Johnson | 7.7 | 1991 | 9999 |  |  |  | 0.95219 | Default Emission Factor
University of Iowa Main Power Plant | 54775_B_BLR8 | 54775 | B | BLR8 |  | O/G Steam | MIS_MIDA | Iowa | Johnson | 7.7 | 1991 | 9999 |  |  |  | 0.95219 | Default Emission Factor
Grays Ferry Cogeneration | 54785_B_1CT | 54785 | B | 1CT | 3798 | Combined Cycle | PJM_EMAC | Pennsylvania | Philadelphia | 27 | 1997 | 9999 |  |  |  | 0.14766 | Default Emission Factor
Grays Ferry Cogeneration | 54785_B_B25 | 54785 | B | B25 |  | Combined Cycle | PJM_EMAC | Pennsylvania | Philadelphia | 30 | 1997 | 9999 |  |  |  | 0.00596 | NEI 2019
Indiana Harbor E 5 AC Station | 54995_B_501 | 54995 | B | 501 |  | Fossil Waste | MIS_INKY | Indiana | Lake | 22.5 | 1978 | 9999 |  |  |  | 2.1082 | Default Emission Factor
Indiana Harbor E 5 AC Station | 54995_B_502 | 54995 | B | 502 |  | Fossil Waste | MIS_INKY | Indiana | Lake | 22.5 | 1978 | 9999 |  |  |  | 2.1082 | Default Emission Factor
Indiana Harbor E 5 AC Station | 54995_B_503 | 54995 | B | 503 |  | Fossil Waste | MIS_INKY | Indiana | Lake | 22.5 | 1978 | 9999 |  |  |  | 2.1082 | Default Emission Factor
Indiana Harbor E 5 AC Station | 54995_B_504 | 54995 | B | 504 |  | Fossil Waste | MIS_INKY | Indiana | Lake | 22.5 | 2012 | 9999 |  |  |  | 2.1082 | Default Emission Factor
Wheelabrator Portsmouth | 54998_B_12300 | 54998 | B | 12300 |  | Municipal Solid Waste | PJM_Dom | Virginia | Portsmouth City | 11.6 | 1988 | 9999 | 2017 | 107.1369 | 64014.25 | 3.3473 | NEI 2019
Wheelabrator Portsmouth | 54998_B_12400 | 54998 | B | 12400 |  | Municipal Solid Waste | PJM_Dom | Virginia | Portsmouth City | 11.6 | 1988 | 9999 |  |  |  | 0.76957 | Default Emission Factor
Wheelabrator Portsmouth | 54998_B_12500 | 54998 | B | 12500 |  | Municipal Solid Waste | PJM_Dom | Virginia | Portsmouth City | 11.6 | 1988 | 9999 | 2017 | 82.1746 | 64014.25 | 2.5674 | NEI 2019
Wheelabrator Portsmouth | 54998_B_12600 | 54998 | B | 12600 |  | Municipal Solid Waste | PJM_Dom | Virginia | Portsmouth City | 11.6 | 1988 | 9999 | 2017 | 101.1552 | 64014.25 | 3.1604 | NEI 2019
Kettle Falls Generating Station | 550_B_1 | 550 | B | 1 |  | Biomass | WECC_PNW | Washington | Stevens | 50 | 1984 | 9999 | 2019 | 558.8 | 316112 | 3.5355 | NEI 2019
Red Hills Generating Facility | 55076_B_AA001 | 55076 | B | AA001 | 3856 | Coal Steam | S_C_TVA | Mississippi | Choctaw | 220 | 2002 | 9999 | 2019 | 44.77 | 1183433 | 0.07566 | NEI 2019
Red Hills Generating Facility | 55076_B_AA002 | 55076 | B | AA002 | 3857 | Coal Steam | S_C_TVA | Mississippi | Choctaw | 220 | 2002 | 9999 | 2019 | 46.43 | 1183433 | 0.07847 | NEI 2019
Dearborn Industrial Generation | 55088_B_EUCTG1 | 55088 | B | EUCTG1 | 89291 | Fossil Waste | MIS_LMI | Michigan | Wayne | 83 | 2001 | 9999 | 2019 | 0.649 | 588803.1119 | 0.0022 | NEI 2019
Dearborn Industrial Generation | 55088_B_EUCTG2 | 55088 | B | EUCTG2 | 89292 | Fossil Waste | MIS_LMI | Michigan | Wayne | 83 | 2001 | 9999 | 2019 | 0.5705 | 588803.1119 | 0.00194 | NEI 2019
Dearborn Industrial Generation | 55088_B_EUCTG3 | 55088 | B | EUCTG3 | 89293 | Fossil Waste | MIS_LMI | Michigan | Wayne | 83 | 2001 | 9999 | 2019 | 0.557 | 588803.1119 | 0.00189 | NEI 2019
Portside Energy | 55096_B_HRSG1 | 55096 | B | HRSG1 |  | O/G Steam | MIS_INKY | Indiana | Porter | 19 | 1997 | 9999 | 2019 | 20.3469 | 32736 | 1.2431 | NEI 2019
Air Products Port Arthur | 55309_B_HRSG | 55309 | B | HRSG |  | Fossil Waste | MIS_WOTA | Texas | Jefferson | 20.5 | 2007 | 9999 |  |  |  | 2.1082 | Default Emission Factor
Wygen 1 | 55479_B_3 | 55479 | B | 3 | 4852 | Coal Steam | WECC_WY | Wyoming | Campbell | 85 | 2003 | 9999 | 2017 | 230.239 | 721780 | 0.63798 | NEI 2019
Nacogdoches Power | 55708_B_BLR1 | 55708 | B | BLR1 | 9227 | Biomass | ERC_REST | Texas | Nacogdoches | 100 | 2012 | 9999 | 2019 | 7.4927 | 71646 | 0.20916 | NEI 2019
Hardin Generator Project | 55749_B_PC1 | 55749 | B | PC1 | 9114 | Coal Steam | WECC_MT | Montana | Big Horn | 107 | 2006 | 9999 | 2017 | 20.0472 | 118345 | 0.33879 | NEI 2019
Prairie State Generating Station | 55856_B_PC1 | 55856 | B | PC1 | 90192 | Coal Steam | MIS_IL | Illinois | St Clair | 815 | 2012 | 2045 |  |  |  | 0.54816 | Default Emission Factor
Prairie State Generating Station | 55856_B_PC2 | 55856 | B | PC2 | 90193 | Coal Steam | MIS_IL | Illinois | St Clair | 815 | 2012 | 2045 | 2017 | 198.2417 | 5731826 | 0.06917 | NEI 2019
Sierra Pacific Aberdeen | 55882_B_BLR1 | 55882 | B | BLR1 |  | Biomass | WECC_PNW | Washington | Grays Harbor | 17.4 | 2003 | 9999 | 2019 | 200.06 | 117831 | 3.3957 | NEI 2019
Elm Road Generating Station | 56068_B_18 | 56068 | B | 18 | 89796 | Coal Steam | MIS_WUMS | Wisconsin | Milwaukee | 633 | 2010 | 9999 | 2019 | 527.9296 | 3988859 | 0.2647 | NEI 2019
Elm Road Generating Station | 56068_B_19 | 56068 | B | 19 | 89798 | Coal Steam | MIS_WUMS | Wisconsin | Milwaukee | 633 | 2011 | 9999 | 2019 | 486.3145 | 3589037 | 0.271 | NEI 2019
Riceland Foods Cogeneration Plant | 56079_B_North | 56079 | B | North |  | Biomass | MIS_AR | Arkansas | Arkansas | 4 | 1996 | 9999 |  |  |  | 3.1284 | NEI 2019
Riceland Foods Cogeneration Plant | 56079_B_South | 56079 | B | South |  | Biomass | MIS_AR | Arkansas | Arkansas | 4 | 1996 | 9999 | 2019 | 34.86 | 22286 | 3.1284 | NEI 2019
Middletown | 562_B_2 | 562 | B | 2 | 353 | O/G Steam | NENG_CT | Connecticut | Middlesex | 117 | 1958 | 9999 | 2019 | 53.8313 | 68228 | 1.578 | NEI 2019
Middletown | 562_B_3 | 562 | B | 3 | 354 | O/G Steam | NENG_CT | Connecticut | Middlesex | 236 | 1964 | 9999 | 2019 | 62.4109 | 129494 | 0.96392 | NEI 2019
Middletown | 562_B_4 | 562 | B | 4 | 355 | O/G Steam | NENG_CT | Connecticut | Middlesex | 400 | 1973 | 9999 | 2017 | 0.592 | 20729 | 0.05712 | NEI 2019
TS Power Plant | 56224_B_BLR100 | 56224 | B | BLR100 | 89529 | Coal Steam | WECC_NNV | Nevada | Eureka | 218 | 2008 | 9999 |  |  |  | 0.54816 | Default Emission Factor
Trigen St. Louis | 56309_B_HRSG1 | 56309 | B | HRSG1 |  | O/G Steam | MIS_MO | Missouri | St Louis | 1.5 | 1999 | 9999 |  |  |  | 0.95219 | Default Emission Factor
Trigen St. Louis | 56309_B_HRSG2 | 56309 | B | HRSG2 |  | O/G Steam | MIS_MO | Missouri | St Louis | 1.5 | 1999 | 9999 |  |  |  | 0.95219 | Default Emission Factor
Wygen 2 | 56319_B_1 | 56319 | B | 1 | 89633 | Coal Steam | WECC_WY | Wyoming | Campbell | 90 | 2008 | 2048 | 2017 | 348.358 | 745363 | 0.93473 | NEI 2019
Stanton Energy Center | 564_B_1 | 564 | B | 1 | 368 | Coal Steam | FRCC | Florida | Orange | 460 | 1987 | 2025 | 2019 | 741.2 | 2000950 | 0.74085 | NEI 2019
Stanton Energy Center | 564_B_2 | 564 | B | 2 | 369 | Coal Steam | FRCC | Florida | Orange | 466 | 1996 | 9999 | 2019 | 1237.22 | 2539309 | 0.97445 | NEI 2019
Sierra Pacific Burlington Facility | 56406_B_BLR1 | 56406 | B | BLR1 |  | Biomass | WECC_PNW | Washington | Skagit | 24.6 | 2007 | 9999 | 2017 | 290.3 | 159287 | 3.645 | NEI 2019
Plum Point Energy Station | 56456_B_BLR1 | 56456 | B | BLR1 | 90208 | Coal Steam | MIS_AR | Arkansas | Mississippi | 680 | 2010 | 9999 | 2019 | 584.7975 | 3944609 | 0.29651 | NEI 2019
Roseburg Forest Products Biomass | 56469_B_FW-1 | 56469 | B | FW-1 |  | Biomass | WECC_PNW | California | Siskiyou | 9 | 1996 | 9999 |  |  |  | 7.9218 | Default Emission Factor
John W Turk Jr Power Plant | 56564_B_1 | 56564 | B | 1 | 90325 | Coal Steam | SPP_WEST | Arkansas | Hempstead | 609 | 2012 | 9999 | 2019 | 272.7 | 4015020 | 0.13584 | NEI 2019
Wygen III | 56596_B_1 | 56596 | B | 1 | 90109 | Coal Steam | WECC_WY | Wyoming | Campbell | 100 | 2010 | 9999 | 2019 | 181.1242 | 762334 | 0.47518 | NEI 2019
Dry Fork Station | 56609_B_1 | 56609 | B | 1 | 90531 | Coal Steam | WECC_WY | Wyoming | Campbell | 380 | 2011 | 9999 | 2019 | 414 | 2565548 | 0.32274 | NEI 2019
Sandy Creek Energy Station | 56611_B_S01 | 56611 | B | S01 | 90551 | Coal Steam | ERC_REST | Texas | McLennan | 933 | 2013 | 9999 | 2019 | 1387.9 | 5026547 | 0.55223 | NEI 2019
Novo BioPower Plant | 56616_B_4PB | 56616 | B | 4PB |  | Biomass | WECC_AZ | Arizona | Navajo | 22.2 | 2008 | 9999 | 2019 | 179.405 | 200151 | 1.7927 | NEI 2019
St Paul Cogeneration | 56643_B_7 | 56643 | B | 7 |  | Biomass | MIS_MNWI | Minnesota | Ramsey | 33 | 2003 | 9999 | 2019 | 170.59 | 148761 | 2.2935 | NEI 2019
Longview Power Plant | 56671_B_UHA01 | 56671 | B | UHA01 | 90398 | Coal Steam | PJM_AP | West Virginia | Monongalia | 700 | 2011 | 9999 | 2019 | 1014.763 | 5264653 | 0.3855 | NEI 2019
Ampersand Chowchilla Biomass LLC | 56706_B_SD200 | 56706 | B | SD200 |  | Biomass | WEC_CALN | California | Madera | 10.5 | 2008 | 9999 | 2018 | 18.268 | 67181 | 0.54385 | California Air Resources Board
El Nido Facility | 56707_B_SD200 | 56707 | B | SD200 |  | Biomass | WEC_CALN | California | Merced | 10.5 | 2008 | 9999 | 2017 | 52.8339 | 75294 | 1.4034 | NEI 2019
CFB Power Plant | 56708_B_H1101 | 56708 | B | H1101 |  | O/G Steam | ERC_REST | Texas | Calhoun | 143 | 2012 | 9999 | 2019 | 4.5065 | 455232 | 0.0198 | NEI 2019
CFB Power Plant | 56708_B_H1201 | 56708 | B | H1201 |  | O/G Steam | ERC_REST | Texas | Calhoun | 143 | 2012 | 9999 | 2019 | 3.7756 | 493123 | 0.01531 | NEI 2019
Evergreen BioPower LLC | 56781_B_3 | 56781 | B | 3 |  | Biomass | WECC_PNW | Oregon | Linn | 10 | 2007 | 9999 |  |  |  | 7.9218 | Default Emission Factor
Spiritwood Station | 56786_B_1 | 56786 | B | 1 | 90511 | Coal Steam | MIS_MAPP | North Dakota | Stutsman | 92 | 2014 | 9999 | 2019 | 124.4784 | 181335 | 1.3729 | NEI 2019
Virginia City Hybrid Energy Center | 56808_B_1 | 56808 | B | 1 | 90448 | Coal Steam | PJM_West | Virginia | Wise | 305 | 2012 | 9999 | 2019 | 397.71 | 592540 | 1.3424 | NEI 2019
Virginia City Hybrid Energy Center | 56808_B_2 | 56808 | B | 2 | 90449 | Coal Steam | PJM_West | Virginia | Wise | 305 | 2012 | 9999 | 2019 | 846.23 | 592540 | 2.8563 | NEI 2019
Plainfield Renewable Energy LLC | 56847_B_Boil | 56847 | B | Boil |  | Biomass | NENG_CT | Connecticut | Windham | 38 | 2013 | 9999 | 2019 | 57.86 | 269188 | 0.42989 | NEI 2019
Haverhill North Cogeneration Facility | 56848_B_HRSG10 | 56848 | B | HRSG10 |  | Fossil Waste | PJM_West | Ohio | Scioto | 10.6 | 2010 | 9999 |  |  |  | 2.1082 | Default Emission Factor
Haverhill North Cogeneration Facility | 56848_B_HRSG6 | 56848 | B | HRSG6 |  | Fossil Waste | PJM_West | Ohio | Scioto | 10.6 | 2010 | 9999 |  |  |  | 2.1082 | Default Emission Factor
Haverhill North Cogeneration Facility | 56848_B_HRSG7 | 56848 | B | HRSG7 |  | Fossil Waste | PJM_West | Ohio | Scioto | 10.6 | 2010 | 9999 |  |  |  | 2.1082 | Default Emission Factor
Haverhill North Cogeneration Facility | 56848_B_HRSG8 | 56848 | B | HRSG8 |  | Fossil Waste | PJM_West | Ohio | Scioto | 10.6 | 2010 | 9999 |  |  |  | 2.1082 | Default Emission Factor
Haverhill North Cogeneration Facility | 56848_B_HRSG9 | 56848 | B | HRSG9 |  | Fossil Waste | PJM_West | Ohio | Scioto | 10.6 | 2010 | 9999 |  |  |  | 2.1082 | Default Emission Factor
Archer Daniels Midland Columbus | 57046_B_CFB1 | 57046 | B | CFB1 | 88220 | Coal Steam | SPP_NEBR | Nebraska | Platte | 30 | 2009 | 9999 |  |  |  | 0.91607 | Default Emission Factor
Archer Daniels Midland Columbus | 57046_B_CFB2 | 57046 | B | CFB2 | 88221 | Coal Steam | SPP_NEBR | Nebraska | Platte | 30 | 2009 | 9999 |  |  |  | 0.91607 | Default Emission Factor
Granite City Works | 57072_B_PB-1 | 57072 | B | PB-1 |  | Non-Fossil Waste | MIS_IL | Illinois | Madison | 78 | 2010 | 9999 |  |  |  | 6.5998 | Default Emission Factor
WestRock (WA) | 57099_B_4RB | 57099 | B | 4RB |  | Non-Fossil Waste | WECC_PNW | Washington | Pierce | 28 | 1973 | 9999 | 2019 | 938.2 | 143894 | 13.0402 | NEI 2019
WestRock (WA) | 57099_B_7PB | 57099 | B | 7PB |  | Non-Fossil Waste | WECC_PNW | Washington | Pierce | 28 | 1991 | 9999 | 2019 | 569.2 | 143894 | 7.9114 | NEI 2019
Newark America Mill | 57103_B_2 | 57103 | B | 2 |  | O/G Steam | NENGREST | Massachusetts | Worcester | 3 | 2007 | 9999 |  |  |  | 0.95219 | Default Emission Factor
Koda Biomass Plant | 57119_B_1111 | 57119 | B | 1111 |  | Biomass | MIS_MNWI | Minnesota | Scott | 20.3 | 2009 | 9999 | 2017 | 301.45 | 138304 | 4.3592 | NEI 2019
Savannah River Site Biomass Cogen | 57138_B_HRSG1 | 57138 | B | HRSG1 |  | Biomass | S_VACA | South Carolina | Aiken | 9.5 | 2012 | 9999 | 2017 | 12.613 | 47610 | 0.52985 | NEI 2019
Savannah River Site Biomass Cogen | 57138_B_HRSG2 | 57138 | B | HRSG2 |  | Biomass | S_VACA | South Carolina | Aiken | 9.5 | 2012 | 9999 | 2017 | 14.1021 | 47610 | 0.5924 | NEI 2019
Deerhaven Renewable | 57241_B_BLR1 | 57241 | B | BLR1 | 90626 | Biomass | FRCC | Florida | Alachua | 102 | 2013 | 9999 | 2019 | 30.33 | 593693 | 0.10217 | NEI 2019
Seneca Sustainable Energy LLC | 57457_B_1 | 57457 | B | 1 |  | Biomass | WECC_PNW | Oregon | Lane | 19.8 | 2011 | 9999 | 2017 | 72.59 | 117961 | 1.2308 | NEI 2019
Westervelt Moundville Cogen | 57467_B_TE | 57467 | B | TE |  | Biomass | S_SOU | Alabama | Hale | 4.1 | 2011 | 9999 |  |  |  | 7.9218 | Default Emission Factor
Westervelt Moundville Cogen | 57467_B_WE | 57467 | B | WE |  | Biomass | S_SOU | Alabama | Hale | 4.1 | 2011 | 9999 |  |  |  | 7.9218 | Default Emission Factor
Marlboro Mill | 57470_B_RF-P1 | 57470 | B | RF-P1 | 88372 | Non-Fossil Waste | S_VACA | South Carolina | Marlboro | 17.1 | 1990 | 9999 |  |  |  | 6.5998 | Default Emission Factor
Marlboro Mill | 57470_B_UA-P2 | 57470 | B | UA-P2 | 88372 | Non-Fossil Waste | S_VACA | South Carolina | Marlboro | 17.1 | 1991 | 9999 |  |  |  | 6.5998 | Default Emission Factor
Goodsprings Waste Heat Recovery | 57684_B_1 | 57684 | B | 1 |  | Non-Fossil Waste | WECC_NNV | Nevada | Clark | 6.5 | 2010 | 9999 |  |  |  | 6.5998 | Default Emission Factor
Middletown Coke Company, LLC | 57822_B_HRSG1 | 57822 | B | HRSG1 |  | Fossil Waste | PJM_West | Ohio | Butler | 9.4 | 2011 | 9999 |  |  |  | 2.1082 | Default Emission Factor
Middletown Coke Company, LLC | 57822_B_HRSG2 | 57822 | B | HRSG2 |  | Fossil Waste | PJM_West | Ohio | Butler | 9.4 | 2011 | 9999 |  |  |  | 2.1082 | Default Emission Factor
Middletown Coke Company, LLC | 57822_B_HRSG3 | 57822 | B | HRSG3 |  | Fossil Waste | PJM_West | Ohio | Butler | 9.4 | 2011 | 9999 |  |  |  | 2.1082 | Default Emission Factor
Middletown Coke Company, LLC | 57822_B_HRSG4 | 57822 | B | HRSG4 |  | Fossil Waste | PJM_West | Ohio | Butler | 9.4 | 2011 | 9999 |  |  |  | 2.1082 | Default Emission Factor
Middletown Coke Company, LLC | 57822_B_HRSG5 | 57822 | B | HRSG5 |  | Fossil Waste | PJM_West | Ohio | Butler | 9.4 | 2011 | 9999 |  |  |  | 2.1082 | Default Emission Factor
Palm Beach Renewable Energy Facility 2 | 57898_B_BLR3 | 57898 | B | BLR3 |  | Municipal Solid Waste | FRCC | Florida | Palm Beach | 28 | 2015 | 9999 | 2019 | 41.877 | 178299.8837 | 0.46974 | NEI 2019
Palm Beach Renewable Energy Facility 2 | 57898_B_BLR4 | 57898 | B | BLR4 |  | Municipal Solid Waste | FRCC | Florida | Palm Beach | 28 | 2015 | 9999 | 2019 | 63.1987 | 178299.8837 | 0.7089 | NEI 2019
Palm Beach Renewable Energy Facility 2 | 57898_B_BLR5 | 57898 | B | BLR5 |  | Municipal Solid Waste | FRCC | Florida | Palm Beach | 28 | 2015 | 9999 | 2019 | 48.0719 | 178299.8837 | 0.53923 | NEI 2019
Piedmont Green Power | 57909_B_BLR1 | 57909 | B | BLR1 |  | Biomass | S_SOU | Georgia | Lamar | 55 | 2013 | 9999 | 2017 | 164.5 | 420536 | 0.78234 | NEI 2019
Roquette America | 57953_B_COGEN | 57953 | B | COGEN |  | Coal Steam | MIS_MO | Iowa | Lee | 32 | 2007 | 9999 | 2019 | 34 | 94536 | 0.7193 | NEI 2019
Burgess BioPower | 58054_B_ST01 | 58054 | B | ST01 | 90824 | Biomass | NENGREST | New Hampshire | Coos | 68 | 2013 | 9999 | 2019 | 144.4 | 538914 | 0.53589 | NEI 2019
Rothschild Biomass Cogen Facility | 58124_B_1 | 58124 | B | 1 | 90829 | Biomass | MIS_WUMS | Wisconsin | Marathon | 46 | 2013 | 9999 | 2019 | 14.6 | 99233 | 0.29426 | NEI 2019
Grand Ave Plant | 58205_B_1 | 58205 | B | 1 |  | O/G Steam | SPP_N | Missouri | Jackson | 4.8 | 1991 | 9999 | 2017 | 27.4036 | 35320 | 1.5517 | NEI 2019
Lake Charles Plant | 58310_B_B-1 | 58310 | B | B-1 |  | Non-Fossil Waste | MIS_WOTA | Louisiana | Calcasieu | 28 | 2012 | 9999 |  |  |  | 6.5998 | Default Emission Factor
Buena Vista Biomass Power | 58472_B_1 | 58472 | B | 1 |  | Biomass | WEC_CALN | California | Amador | 17.8 | 2012 | 9999 |  |  |  | 7.9218 | Default Emission Factor
Halifax County Biomass | 58560_B_BLR1 | 58560 | B | BLR1 |  | Biomass | PJM_Dom | Virginia | Halifax | 44 | 2013 | 9999 | 2019 | 111.481 | 206566 | 1.0794 | NEI 2019
Eagle Valley Clean Energy LLC Biomass | 58574_B_01 | 58574 | B | 01 |  | Biomass | WECC_CO | Colorado | Eagle | 12.6 | 2013 | 9999 | 2017 | 163.7475 | 90994 | 3.5991 | NEI 2019
Allendale Biomass | 58706_B_B001 | 58706 | B | B001 |  | Biomass | S_VACA | South Carolina | Allendale | 20 | 2013 | 9999 | 2017 | 155.79 | 159562 | 1.9527 | NEI 2019
Dorchester Biomass | 58707_B_B001 | 58707 | B | B001 |  | Biomass | S_VACA | South Carolina | Dorchester | 20 | 2013 | 9999 | 2017 | 150.31 | 147461 | 2.0386 | NEI 2019
J C McNeil | 589_B_1 | 589 | B | 1 | 377 | Biomass | NENGREST | Vermont | Chittenden | 52 | 1984 | 9999 | 2019 | 1094.506 | 227247 | 9.6327 | NEI 2019
Platte | 59_B_1 | 59 | B | 1 | 56 | Coal Steam | SPP_NEBR | Nebraska | Hall | 100 | 1982 | 9999 | 2019 | 90.109 | 505226 | 0.35671 | NEI 2019
Cove Point LNG Terminal | 59073_B_5B921A | 59073 | B | 5B921A |  | O/G Steam | PJM_SMAC | Maryland | Calvert | 19 | 2018 | 9999 | 2019 | 44.604 | 239218.7462 | 0.37291 | NEI 2019
Cove Point LNG Terminal | 59073_B_5B921B | 59073 | B | 5B921B |  | O/G Steam | PJM_SMAC | Maryland | Calvert | 19 | 2018 | 9999 |  |  |  | 0.37291 | NEI 2019
Cove Point LNG Terminal | 59073_B_5L501A | 59073 | B | 5L501A |  | O/G Steam | PJM_SMAC | Maryland | Calvert | 21 | 2018 | 9999 | 2019 | 1.428 | 263130.5738 | 0.01085 | NEI 2019
Cove Point LNG Terminal | 59073_B_5L501B | 59073 | B | 5L501B |  | O/G Steam | PJM_SMAC | Maryland | Calvert | 21 | 2018 | 9999 |  |  |  | 0.01085 | NEI 2019
Edge Moor | 593_B_3 | 593 | B | 3 | 382 | O/G Steam | PJM_EMAC | Delaware | New Castle | 86 | 1957 | 9999 | 2019 | 2.8548 | 17920 | 0.31862 | NEI 2019
Edge Moor | 593_B_4 | 593 | B | 4 | 383 | O/G Steam | PJM_EMAC | Delaware | New Castle | 174 | 1966 | 9999 | 2019 | 6.5796 | 50229 | 0.26198 | NEI 2019
Edge Moor | 593_B_5 | 593 | B | 5 | 384 | O/G Steam | PJM_EMAC | Delaware | New Castle | 450 | 1973 | 9999 | 2019 | 37.8786 | 69690 | 1.0871 | NEI 2019
Indian River Generating Station | 594_B_4 | 594 | B | 4 | 389 | Coal Steam | PJM_EMAC | Delaware | Sussex | 410 | 1980 | 2027 | 2019 | 22.2718 | 121015 | 0.36808 | NEI 2019
SPI Anderson 2 | 59658_B_BLR1 | 59658 | B | BLR1 |  | Biomass | WEC_CALN | California | Shasta | 27 | 2015 | 9999 | 2018 | 103.116 | 150437 | 1.3709 | California Air Resources Board
Whelan Energy Center | 60_B_1 | 60 | B | 1 | 57 | Coal Steam | SPP_NEBR | Nebraska | Adams | 77 | 1981 | 9999 | 2019 | 60.1968 | 305259 | 0.3944 | NEI 2019
Whelan Energy Center | 60_B_2 | 60 | B | 2 | 90669 | Coal Steam | SPP_NEBR | Nebraska | Adams | 232 | 2011 | 9999 | 2017 | 123.4 | 821719 | 0.30035 | NEI 2019
James H Miller Jr | 6002_B_1 | 6002 | B | 1 | 2669 | Coal Steam | S_SOU | Alabama | Jefferson | 688 | 1978 | 9999 | 2019 | 896.3727 | 4841675 | 0.37027 | NEI 2019
James H Miller Jr | 6002_B_2 | 6002 | B | 2 | 2670 | Coal Steam | S_SOU | Alabama | Jefferson | 695 | 1985 | 9999 | 2017 | 835.6233 | 5539468 | 0.3017 | NEI 2019
James H Miller Jr | 6002_B_3 | 6002 | B | 3 | 2671 | Coal Steam | S_SOU | Alabama | Jefferson | 687 | 1989 | 9999 | 2019 | 806.4927 | 4559924 | 0.35373 | NEI 2019
James H Miller Jr | 6002_B_4 | 6002 | B | 4 | 2672 | Coal Steam | S_SOU | Alabama | Jefferson | 699 | 1991 | 9999 | 2019 | 846.9111 | 4579211 | 0.36989 | NEI 2019
PCA-Valdosta Mill | 60084_B_1005 | 60084 | B | 1005 |  | Biomass | S_SOU | Georgia | Lowndes | 4.4 | 1964 | 9999 |  |  |  | 7.9218 | Default Emission Factor
PCA-Valdosta Mill | 60084_B_1006 | 60084 | B | 1006 |  | Biomass | S_SOU | Georgia | Lowndes | 4.4 | 1954 | 9999 |  |  |  | 7.9218 | Default Emission Factor
PCA-Valdosta Mill | 60084_B_7020A | 60084 | B | 7020A |  | Biomass | S_SOU | Georgia | Lowndes | 4.4 | 2014 | 9999 |  |  |  | 7.9218 | Default Emission Factor
PCA-Valdosta Mill | 60084_B_7040 | 60084 | B | 7040 |  | Non-Fossil Waste | S_SOU | Georgia | Lowndes | 57 | 2011 | 9999 | 2019 | 1605.4041 | 245348.441 | 13.0867 | NEI 2019
White Bluff | 6009_B_1 | 6009 | B | 1 | 2675 | Coal Steam | MIS_AR | Arkansas | Jefferson | 818 | 1980 | 2029 | 2019 | 431.2225 | 3335772 | 0.25854 | NEI 2019
White Bluff | 6009_B_2 | 6009 | B | 2 | 2676 | Coal Steam | MIS_AR | Arkansas | Jefferson | 819 | 1981 | 2029 | 2017 | 1595.3725 | 3143820 | 1.0149 | NEI 2019
Dinuba Energy | 60100_B_B-1 | 60100 | B | B-1 |  | Biomass | WECC_SCE | California | Tulare | 11.5 | 1985 | 9999 |  |  |  | 7.9218 | Default Emission Factor
Newton | 6017_B_1 | 6017 | B | 1 | 2680 | Coal Steam | MIS_IL | Illinois | Jasper | 595 | 1982 | 2027 | 2017 | 2244.899 | 3281532 | 1.3682 | NEI 2019
East Bend | 6018_B_2 | 6018 | B | 2 | 2682 | Coal Steam | PJM_West | Kentucky | Boone | 600 | 1981 | 2041 | 2019 | 365.0487 | 3165500 | 0.23064 | NEI 2019
Brandon Shores | 602_B_1 | 602 | B | 1 | 395 | Coal Steam | PJM_SMAC | Maryland | Anne Arundel | 635 | 1984 | 2025 | 2019 | 94 | 726423 | 0.2588 | NEI 2019
Brandon Shores | 602_B_2 | 602 | B | 2 | 396 | Coal Steam | PJM_SMAC | Maryland | Anne Arundel | 638 | 1991 | 2025 | 2017 | 175.9775 | 2247661 | 0.15659 | NEI 2019
Craig (CO) | 6021_B_C1 | 6021 | B | C1 | 2684 | Coal Steam | WECC_CO | Colorado | Moffat | 427 | 1979 | 2025 | 2017 | 339.3324 | 2753744 | 0.24645 | NEI 2019
Craig (CO) | 6021_B_C2 | 6021 | B | C2 | 2685 | Coal Steam | WECC_CO | Colorado | Moffat | 410 | 1979 | 2028 | 2019 | 337.5396 | 2537022 | 0.26609 | NEI 2019
Craig (CO) | 6021_B_C3 | 6021 | B | C3 | 2686 | Coal Steam | WECC_CO | Colorado | Moffat | 448 | 1984 | 2030 | 2019 | 934 | 2872057 | 0.65041 | NEI 2019
Belle River | 6034_B_1 | 6034 | B | 1 | 2695 | Coal Steam | MIS_LMI | Michigan | St Clair | 635 | 1984 | 2029 | 2019 | 1568.9905 | 1506734 | 2.0826 | NEI 2019
Belle River | 6034_B_2 | 6034 | B | 2 | 2696 | Coal Steam | MIS_LMI | Michigan | St Clair | 635 | 1985 | 2029 | 2019 | 572.632 | 3963792 | 0.28893 | NEI 2019
Albany Green Energy | 60340_B_1 | 60340 | B | 1 | 91192 | Biomass | S_SOU | Georgia | Dougherty | 54 | 2017 | 9999 | 2017 | 27.6 | 191308 | 0.28854 | NEI 2019
Greenwood (MI) | 6035_B_1 | 6035 | B | 1 | 2700 | O/G Steam | MIS_LMI | Michigan | St Clair | 785 | 1979 | 9999 | 2019 | 349.0573 | 860902 | 0.81091 | NEI 2019
H L Spurlock | 6041_B_1 | 6041 | B | 1 | 2704 | Coal Steam | PJM_West | Kentucky | Mason | 300 | 1977 | 9999 | 2019 | 157.9312 | 1255230 | 0.25164 | NEI 2019
H L Spurlock | 6041_B_2 | 6041 | B | 2 | 2705 | Coal Steam | PJM_West | Kentucky | Mason | 510 | 1981 | 9999 | 2017 | 265.1932 | 2217647 | 0.23917 | NEI 2019
H L Spurlock | 6041_B_3 | 6041 | B | 3 | 89571 | Coal Steam | PJM_West | Kentucky | Mason | 268 | 2005 | 9999 | 2017 | 779.4586 | 1560167 | 0.9992 | NEI 2019
H L Spurlock | 6041_B_4 | 6041 | B | 4 | 90241 | Coal Steam | PJM_West | Kentucky | Mason | 268 | 2009 | 9999 | 2019 | 871.3964 | 1252473 | 1.3915 | NEI 2019
Wansley | 6052_B_1 | 6052 | B | 1 | 2722 | Coal Steam | S_SOU | Georgia | Heard | 872 | 1976 | 2028 | 2019 | 133.9731 | 1131332 | 0.23684 | NEI 2019
Wansley | 6052_B_2 | 6052 | B | 2 | 2723 | Coal Steam | S_SOU | Georgia | Heard | 872 | 1978 | 2028 | 2019 | 90.0846 | 684742 | 0.26312 | NEI 2019
Big Cajun 2 | 6055_B_2B1 | 6055 | B | 2B1 | 2724 | Coal Steam | MIS_LA | Louisiana | Pointe Coupee | 568 | 1981 | 2027 | 2019 | 596.4879 | 285351 | 4.1807 | NEI 2019
Big Cajun 2 | 6055_B_2B2 | 6055 | B | 2B2 | 2725 | O/G Steam | MIS_LA | Louisiana | Pointe Coupee | 575 | 1982 | 9999 |  |  |  | 0.95219 | Default Emission Factor
Big Cajun 2 | 6055_B_2B3 | 6055 | B | 2B3 | 2726 | Coal Steam | MIS_LA | Louisiana | Pointe Coupee | 580 | 1981 | 2027 | 2017 | 1143.6506 | 3258883 | 0.70187 | NEI 2019
GRP Franklin Renewable Energy Facility | 60550_B_B001 | 60550 | B | B001 |  | Biomass | S_SOU | Georgia | Franklin | 58 | 2019 | 9999 |  |  |  | 1.9184 | Default Emission Factor
Nearman Creek | 6064_B_N1 | 6064 | B | N1 | 2731 | Coal Steam | SPP_N | Kansas | Wyandotte | 240 | 1981 | 9999 | 2017 | 187.498 | 952612 | 0.39365 | NEI 2019
Iatan | 6065_B_1 | 6065 | B | 1 | 2733 | Coal Steam | SPP_N | Missouri | Platte | 700 | 1980 | 2039 | 2019 | 182.1002 | 2598353 | 0.14017 | NEI 2019
Iatan | 6065_B_2 | 6065 | B | 2 | 2732 | Coal Steam | SPP_N | Missouri | Platte | 882 | 2010 | 9999 | 2019 | 733.3007 | 5963925 | 0.24591 | NEI 2019
Jeffrey Energy Center | 6068_B_1 | 6068 | B | 1 | 2734 | Coal Steam | SPP_N | Kansas | Pottawatomie | 728 | 1978 | 2039 | 2019 | 912.589 | 1878911 | 0.9714 | NEI 2019
Jeffrey Energy Center | 6068_B_2 | 6068 | B | 2 | 2735 | Coal Steam | SPP_N | Kansas | Pottawatomie | 733 | 1980 | 2039 | 2019 | 1516.94 | 2141254 | 1.4169 | NEI 2019
Jeffrey Energy Center | 6068_B_3 | 6068 | B | 3 | 2736 | Coal Steam | SPP_N | Kansas | Pottawatomie | 728 | 1983 | 2030 | 2019 | 3018.21 | 2553463 | 2.364 | NEI 2019
Trimble County | 6071_B_1 | 6071 | B | 1 | 2737 | Coal Steam | S_C_KY | Kentucky | Trimble | 511 | 1990 | 9999 | 2017 | 365.3872 | 2857759 | 0.25572 | NEI 2019
Trimble County | 6071_B_2 | 6071 | B | 2 | 90433 | Coal Steam | S_C_KY | Kentucky | Trimble | 732 | 2011 | 9999 | 2019 | 511.6465 | 4695420 | 0.21793 | NEI 2019
Victor J Daniel Jr | 6073_B_1 | 6073 | B | 1 | 2744 | Coal Steam | S_SOU | Mississippi | Jackson | 502 | 1981 | 2027 | 2019 | 173.91 | 940527 | 0.36981 | NEI 2019
Victor J Daniel Jr | 6073_B_2 | 6073 | B | 2 | 2745 | Coal Steam | S_SOU | Mississippi | Jackson | 502 | 1981 | 2027 | 2017 | 210.91 | 987268 | 0.42726 | NEI 2019
Colstrip | 6076_B_3 | 6076 | B | 3 | 2752 | Coal Steam | WECC_MT | Montana | Rosebud | 740 | 1984 | 9999 | 2019 | 823.3413 | 5191392 | 0.3172 | NEI 2019
Colstrip | 6076_B_4 | 6076 | B | 4 | 2753 | Coal Steam | WECC_MT | Montana | Rosebud | 740 | 1986 | 9999 | 2019 | 780.4687 | 4839214 | 0.32256 | NEI 2019
Gerald Gentleman | 6077_B_1 | 6077 | B | 1 | 2754 | Coal Steam | SPP_NEBR | Nebraska | Lincoln | 665 | 1979 | 9999 | 2019 | 3759.75 | 3911344 | 1.9225 | NEI 2019
Gerald Gentleman | 6077_B_2 | 6077 | B | 2 | 2755 | Coal Steam | SPP_NEBR | Nebraska | Lincoln | 700 | 1982 | 9999 | 2019 | 3523.15 | 4489211 | 1.5696 | NEI 2019
Sherburne County | 6090_B_1 | 6090 | B | 1 | 2767 | Coal Steam | MIS_MNWI | Minnesota | Sherburne | 680 | 1987 | 2025 | 2017 | 497.975 | 4060479 | 0.24528 | NEI 2019
Sherburne County | 6090_B_3 | 6090 | B | 3 | 2769 | Coal Steam | MIS_MNWI | Minnesota | Sherburne | 876 | 1987 | 2030 | 2017 | 675.6797 | 3619740 | 0.37333 | NEI 2019
Sooner | 6095_B_1 | 6095 | B | 1 | 2773 | Coal Steam | SPP_WEST | Oklahoma | Noble | 520 | 1979 | 2044 | 2019 | 1386.58 | 1840282 | 1.5069 | NEI 2019
Sooner | 6095_B_2 | 6095 | B | 2 | 2774 | Coal Steam | SPP_WEST | Oklahoma | Noble | 520 | 1980 | 2045 | 2019 | 1230.34 | 1769645 | 1.3905 | NEI 2019
Nebraska City | 6096_B_1 | 6096 | B | 1 | 2775 | Coal Steam | SPP_NEBR | Nebraska | Otoe | 654 | 1979 | 9999 | 2017 | 2380.6 | 4433835 | 1.0738 | NEI 2019
Nebraska City | 6096_B_2 | 6096 | B | 2 | 90278 | Coal Steam | SPP_NEBR | Nebraska | Otoe | 691 | 2009 | 9999 | 2019 | 574.98 | 3752227 | 0.30647 | NEI 2019
Big Stone | 6098_B_1 | 6098 | B | 1 | 2776 | Coal Steam | MIS_MAPP | South Dakota | Grant | 474 | 1975 | 9999 | 2017 | 433.46 | 2064617 | 0.41989 | NEI 2019
Wyodak | 6101_B_BW91 | 6101 | B | BW91 | 2777 | Coal Steam | WECC_WY | Wyoming | Campbell | 332 | 1978 | 2039 | 2019 | 387.62 | 1850871 | 0.41885 | NEI 2019
Gibson | 6113_B_1 | 6113 | B | 1 | 2782 | Coal Steam | MIS_INKY | Indiana | Gibson | 630 | 1975 | 2038 | 2017 | 326.5902 | 4302062 | 0.15183 | NEI 2019
Gibson | 6113_B_2 | 6113 | B | 2 | 2783 | Coal Steam | MIS_INKY | Indiana | Gibson | 630 | 1975 | 2038 | 2017 | 357.2601 | 3494773 | 0.20445 | NEI 2019
Gibson | 6113_B_3 | 6113 | B | 3 | 2784 | Coal Steam | MIS_INKY | Indiana | Gibson | 630 | 1978 | 2034 | 2019 | 264.3594 | 2170644 | 0.24358 | NEI 2019
Gibson | 6113_B_4 | 6113 | B | 4 | 2785 | Coal Steam | MIS_INKY | Indiana | Gibson | 622 | 1979 | 2034 | 2019 | 268.483 | 2132904 | 0.25175 | NEI 2019
Gibson | 6113_B_5 | 6113 | B | 5 | 2786 | Coal Steam | MIS_INKY | Indiana | Gibson | 620 | 1982 | 2025 | 2019 | 301.3897 | 2229273 | 0.27039 | NEI 2019
GRP Madison Renewable Energy Facility | 61213_B_B001 | 61213 | B | B001 |  | Biomass | S_SOU | Georgia | Madison | 58 | 2019 | 9999 |  |  |  | 1.9184 | Default Emission Factor
A B Brown | 6137_B_1 | 6137 | B | 1 | 2797 | Coal Steam | MIS_INKY | Indiana | Posey | 245 | 1979 | 2024 | 2019 | 147.823 | 1148536 | 0.25741 | NEI 2019
A B Brown | 6137_B_2 | 6137 | B | 2 | 2798 | Coal Steam | MIS_INKY | Indiana | Posey | 245 | 1986 | 2024 | 2019 | 159.82 | 1299561 | 0.24596 | NEI 2019
Flint Creek | 6138_B_1 | 6138 | B | 1 | 2800 | Coal Steam | SPP_WEST | Arkansas | Benton | 528 | 1978 | 2038 | 2019 | 360.2356 | 2376855 | 0.30312 | NEI 2019
Welsh | 6139_B_1 | 6139 | B | 1 | 2801 | Coal Steam | SPP_WEST | Texas | Titus | 528 | 1977 | 2038 |  |  |  | 0.54816 | Default Emission Factor
Welsh | 6139_B_3 | 6139 | B | 3 | 2803 | Coal Steam | SPP_WEST | Texas | Titus | 528 | 1982 | 2038 |  |  |  | 0.54816 | Default Emission Factor
Martin Lake | 6146_B_1 | 6146 | B | 1 | 2804 | Coal Steam | ERC_REST | Texas | Rusk | 800 | 1977 | 9999 | 2019 | 10273.67 | 3831764 | 5.3624 | NEI 2019
Martin Lake | 6146_B_2 | 6146 | B | 2 | 2805 | Coal Steam | ERC_REST | Texas | Rusk | 805 | 1978 | 9999 | 2019 | 9277.102 | 3877738 | 4.7848 | NEI 2019
Martin Lake | 6146_B_3 | 6146 | B | 3 | 2806 | Coal Steam | ERC_REST | Texas | Rusk | 805 | 1979 | 9999 | 2019 | 12026.55 | 4440528 | 5.4167 | NEI 2019
Rush Island | 6155_B_1 | 6155 | B | 1 | 2813 | Coal Steam | MIS_MO | Missouri | Jefferson | 589 | 1976 | 2024 | 2019 | 384.5016 | 2621080 | 0.29339 | NEI 2019
Rush Island | 6155_B_2 | 6155 | B | 2 | 2814 | Coal Steam | MIS_MO | Missouri | Jefferson | 589 | 1977 | 2024 | 2019 | 430.7355 | 2924312 | 0.29459 | NEI 2019
New Haven Harbor | 6156_B_NHB1 | 6156 | B | NHB1 | 2815 | O/G Steam | NENG_CT | Connecticut | New Haven | 448 | 1975 | 9999 |  |  |  | 0.95219 | Default Emission Factor
Hunter | 6165_B_1 | 6165 | B | 1 | 2816 | Coal Steam | WECC_UT | Utah | Emery | 471 | 1978 | 2042 | 2019 | 658.9461 | 2983239 | 0.44177 | NEI 2019
Hunter | 6165_B_2 | 6165 | B | 2 | 2817 | Coal Steam | WECC_UT | Utah | Emery | 430 | 1980 | 2042 | 2019 | 920.6026 | 2815434 | 0.65397 | NEI 2019
Hunter | 6165_B_3 | 6165 | B | 3 | 2818 | Coal Steam | WECC_UT | Utah | Emery | 460 | 1978 | 2042 | 2019 | 1155.7914 | 2883125 | 0.80176 | NEI 2019
Rockport | 6166_B_MB1 | 6166 | B | MB1 | 2819 | Coal Steam | PJM_West | Indiana | Spencer | 1300 | 1984 | 2029 | 2017 | 581.316 | 4701213 | 0.24731 | NEI 2019
Rockport | 6166_B_MB2 | 6166 | B | MB2 | 2820 | Coal Steam | PJM_West | Indiana | Spencer | 1300 | 1989 | 2029 | 2019 | 593.9461 | 4146992 | 0.28645 | NEI 2019
Coronado | 6177_B_U1B | 6177 | B | U1B | 2823 | Coal Steam | WECC_AZ | Arizona | Apache | 380 | 1979 | 2032 | 2019 | 264.1 | 898260 | 0.58803 | NEI 2019
Coronado | 6177_B_U2B | 6177 | B | U2B | 2824 | Coal Steam | WECC_AZ | Arizona | Apache | 382 | 1980 | 2032 | 2019 | 215.9 | 1176675 | 0.36697 | NEI 2019
Coleto Creek | 6178_B_1 | 6178 | B | 1 | 2826 | Coal Steam | ERC_REST | Texas | Goliad | 648 | 1980 | 2027 | 2019 | 3603.753 | 3225780 | 2.2344 | NEI 2019
Fayette Power Project | 6179_B_1 | 6179 | B | 1 | 2827 | Coal Steam | ERC_REST | Texas | Fayette | 590 | 1979 | 9999 | 2019 | 1494.95 | 2713416 | 1.1019 | NEI 2019
Fayette Power Project | 6179_B_2 | 6179 | B | 2 | 2828 | Coal Steam | ERC_REST | Texas | Fayette | 590 | 1980 | 9999 | 2019 | 2881.75 | 3838120 | 1.5016 | NEI 2019
Fayette Power Project | 6179_B_3 | 6179 | B | 3 | 2829 | Coal Steam | ERC_REST | Texas | Fayette | 435 | 1988 | 9999 | 2019 | 2173 | 3054954 | 1.4226 | NEI 2019
Oak Grove (TX) | 6180_B_1 | 6180 | B | 1 | 2830 | Coal Steam | ERC_REST | Texas | Robertson | 855 | 2010 | 9999 | 2019 | 7313.743 | 5843936 | 2.503 | NEI 2019
Oak Grove (TX) | 6180_B_2 | 6180 | B | 2 | 2831 | Coal Steam | ERC_REST | Texas | Robertson | 855 | 2011 | 9999 | 2017 | 5257.736 | 6589250 | 1.5958 | NEI 2019
J T Deely | 6181_B_1 | 6181 | B | 1 | 2832 | Coal Steam | ERC_REST | Texas | Bexar | 420 | 1977 | 2024 |  |  |  | 0.54816 | Default Emission Factor
J T Deely | 6181_B_2 | 6181 | B | 2 | 2833 | Coal Steam | ERC_REST | Texas | Bexar | 420 | 1977 | 2024 |  |  |  | 0.54816 | Default Emission Factor
San Miguel | 6183_B_SM-1 | 6183 | B | SM-1 | 2835 | Coal Steam | ERC_REST | Texas | Atascosa | 391 | 1982 | 9999 | 2017 | 3599.876 | 2556977 | 2.8157 | NEI 2019
Brame Energy Center | 6190_B_1 | 6190 | B | 1 | 2836 | O/G Steam | MIS_LA | Louisiana | Rapides | 416 | 1975 | 9999 |  |  |  | 0.95219 | Default Emission Factor
Brame Energy Center | 6190_B_2 | 6190 | B | 2 | 2837 | Coal Steam | MIS_LA | Louisiana | Rapides | 493 | 1982 | 9999 | 2019 | 1552.61 | 2043206 | 1.5198 | NEI 2019
Brame Energy Center | 6190_B_3-1 | 6190 | B | 3-1 | 90034 | Coal Steam | MIS_LA | Louisiana | Rapides | 313 | 2010 | 2027 | 2017 | 142.73 | 1832195 | 0.1558 | NEI 2019
Brame Energy Center | 6190_B_3-2 | 6190 | B | 3-2 | 90035 | Coal Steam | MIS_LA | Louisiana | Rapides | 313 | 2010 | 2027 | 2019 | 168.76 | 1221571 | 0.2763 | NEI 2019
Harrington | 6193_B_061B | 6193 | B | 061B | 2838 | Coal Steam | SPP_SPS | Texas | Potter | 339 | 1976 | 2037 | 2019 | 510.2871 | 900534 | 1.1333 | NEI 2019
Harrington | 6193_B_062B | 6193 | B | 062B | 2839 | Coal Steam | SPP_SPS | Texas | Potter | 339 | 1978 | 2039 | 2019 | 770.8308 | 1340012 | 1.1505 | NEI 2019
Harrington | 6193_B_063B | 6193 | B | 063B | 2840 | Coal Steam | SPP_SPS | Texas | Potter | 340 | 1980 | 2041 | 2019 | 841.7879 | 1494693 | 1.1264 | NEI 2019
Tolk | 6194_B_171B | 6194 | B | 171B | 2841 | Coal Steam | SPP_SPS | Texas | Lamb | 532 | 1982 | 2032 | 2019 | 1457.658 | 1112769 | 2.6199 | NEI 2019
Tolk | 6194_B_172B | 6194 | B | 172B | 2842 | Coal Steam | SPP_SPS | Texas | Lamb | 535 | 1985 | 2032 | 2019 | 2002.752 | 1628984 | 2.4589 | NEI 2019
John Twitty Energy Center | 6195_B_1 | 6195 | B | 1 | 2843 | Coal Steam | SPP_N | Missouri | Greene | 184 | 1976 | 9999 | 2019 | 63.058 | 391585 | 0.32207 | NEI 2019
John Twitty Energy Center | 6195_B_2 | 6195 | B | 2 | 90438 | Coal Steam | SPP_N | Missouri | Greene | 275 | 1976 | 9999 | 2019 | 235.9739 | 1356212 | 0.34799 | NEI 2019
Laramie River Station | 6204_B_1 | 6204 | B | 1 | 2844 | Coal Steam | WECC_WY | Wyoming | Platte | 570 | 1980 | 9999 | 2019 | 254.2955 | 1617986 | 0.31434 | NEI 2019
Laramie River Station | 6204_B_2 | 6204 | B | 2 | 2845 | Coal Steam | WECC_WY | Wyoming | Platte | 570 | 1981 | 9999 | 2019 | 493.5414 | 3342989 | 0.29527 | NEI 2019
Laramie River Station | 6204_B_3 | 6204 | B | 3 | 2846 | Coal Steam | WECC_WY | Wyoming | Platte | 570 | 1982 | 9999 | 2019 | 605.2793 | 4071158 | 0.29735 | NEI 2019
Dansby | 6243_B_1 | 6243 | B | 1 | 2860 | O/G Steam | ERC_REST | Texas | Brazos | 110 | 1978 | 9999 | 2019 | 65.52 | 102071 | 1.2838 | NEI 2019
Pawnee | 6248_B_1 | 6248 | B | 1 | 2866 | Coal Steam | WECC_CO | Colorado | Morgan | 505 | 1981 | 9999 | 2017 | 408.7487 | 3521113 | 0.23217 | NEI 2019
Winyah | 6249_B_1 | 6249 | B | 1 | 2867 | Coal Steam | S_VACA | South Carolina | Georgetown | 275 | 1975 | 2029 | 2017 | 26.3238 | 468980 | 0.11226 | NEI 2019
Winyah | 6249_B_2 | 6249 | B | 2 | 2868 | Coal Steam | S_VACA | South Carolina | Georgetown | 285 | 1977 | 2029 | 2019 | 41.5883 | 280465 | 0.29657 | NEI 2019
Winyah | 6249_B_3 | 6249 | B | 3 | 2869 | Coal Steam | S_VACA | South Carolina | Georgetown | 285 | 1980 | 2029 | 2019 | 16.825 | 115416 | 0.29156 | NEI 2019
Winyah | 6249_B_4 | 6249 | B | 4 | 2870 | Coal Steam | S_VACA | South Carolina | Georgetown | 285 | 1981 | 2029 | 2019 | 15.7851 | 114981 | 0.27457 | NEI 2019
Mayo | 6250_B_1A | 6250 | B | 1A | 2871 | Coal Steam | S_VACA | North Carolina | Person | 364 | 1983 | 2028 |  |  |  | 0.24988 | NEI 2019
Mayo | 6250_B_1B | 6250 | B | 1B | 2872 | Coal Steam | S_VACA | North Carolina | Person | 364 | 1983 | 2028 | 2019 | 190.6 | 1525530 | 0.24988 | NEI 2019
Ottumwa | 6254_B_1 | 6254 | B | 1 | 2874 | Coal Steam | MIS_IA | Iowa | Wapello | 725 | 1981 | 9999 | 2019 | 1452.8 | 3790697 | 0.76651 | NEI 2019
Scherer | 6257_B_2 | 6257 | B | 2 | 2876 | Coal Steam | S_SOU | Georgia | Monroe | 860 | 1984 | 9999 | 2019 | 476.7473 | 2896648 | 0.32917 | NEI 2019
Scherer | 6257_B_3 | 6257 | B | 3 | 2877 | Coal Steam | S_SOU | Georgia | Monroe | 860 | 1987 | 2028 | 2019 | 609.5771 | 2636047 | 0.46249 | NEI 2019
Mountaineer | 6264_B_1 | 6264 | B | 1 | 2879 | Coal Steam | PJM_West | West Virginia | Mason | 1299 | 1980 | 2040 | 2019 | 821.8597 | 8255230 | 0.19911 | NEI 2019
Crystal River | 628_B_4 | 628 | B | 4 | 442 | Coal Steam | FRCC | Florida | Citrus | 712 | 1982 | 2034 | 2017 | 211.5 | 3917790 | 0.10797 | NEI 2019
Crystal River | 628_B_5 | 628 | B | 5 | 443 | Coal Steam | FRCC | Florida | Citrus | 710 | 1984 | 2034 | 2019 | 49.8 | 1588324 | 0.06271 | NEI 2019
Crist | 641_B_4 | 641 | B | 4 | 459 | Coal Steam | S_SOU | Florida | Escambia | 75 | 1959 | 2024 | 2019 | 4.3408 | 20617 | 0.42109 | NEI 2019
Crist | 641_B_5 | 641 | B | 5 | 460 | Coal Steam | S_SOU | Florida | Escambia | 75 | 1961 | 2025 | 2019 | 5.1423 | 23180 | 0.44368 | NEI 2019
Crist | 641_B_6 | 641 | B | 6 | 461 | Coal Steam | S_SOU | Florida | Escambia | 299 | 1970 | 9999 | 2019 | 75.2722 | 565192 | 0.26636 | NEI 2019
Crist | 641_B_7 | 641 | B | 7 | 462 | Coal Steam | S_SOU | Florida | Escambia | 475 | 1973 | 9999 | 2019 | 239.2391 | 2059021 | 0.23238 | NEI 2019
Big Bend | 645_B_BB04 | 645 | B | BB04 | 470 | Coal Steam | FRCC | Florida | Hillsborough | 437 | 1985 | 9999 | 2019 | 1358.4024 | 1297823 | 2.0934 | NEI 2019
Antelope Valley | 6469_B_B1 | 6469 | B | B1 | 2885 | Coal Steam | SPP_WAUE | North Dakota | Mercer | 450 | 1984 | 9999 | 2017 | 666.6019 | 2879792 | 0.46295 | NEI 2019
Antelope Valley | 6469_B_B2 | 6469 | B | B2 | 2886 | Coal Steam | SPP_WAUE | North Dakota | Mercer | 450 | 1986 | 9999 | 2019 | 594.4617 | 2906335 | 0.40908 | NEI 2019
Intermountain Power Project | 6481_B_1SGA | 6481 | B | 1SGA | 2887 | Coal Steam | WECC_UT | Utah | Millard | 900 | 1986 | 2025 | 2019 | 427.5323 | 3839177 | 0.22272 | NEI 2019
Intermountain Power Project | 6481_B_2SGA | 6481 | B | 2SGA | 2888 | Coal Steam | WECC_UT | Utah | Millard | 900 | 1987 | 2025 | 2019 | 408.9248 | 3722667 | 0.2197 | NEI 2019
Deerhaven Generating Station | 663_B_B2 | 663 | B | B2 | 487 | Coal Steam | FRCC | Florida | Alachua | 232 | 1981 | 2031 | 2019 | 172.123 | 649767 | 0.5298 | NEI 2019
R D Green | 6639_B_G1 | 6639 | B | G1 | 2896 | Coal Steam | MIS_INKY | Kentucky | Webster | 231 | 1979 | 9999 | 2019 | 183.9138 | 1257655 | 0.29247 | NEI 2019
R D Green | 6639_B_G2 | 6639 | B | G2 | 2897 | Coal Steam | MIS_INKY | Kentucky | Webster | 223 | 1981 | 9999 | 2019 | 166.099 | 1086871 | 0.30565 | NEI 2019
Independence Steam Electric Station | 6641_B_1 | 6641 | B | 1 | 2898 | Coal Steam | MIS_AR | Arkansas | Independence | 809 | 1983 | 2031 | 2017 | 920.02 | 3172418 | 0.58001 | NEI 2019
Independence Steam Electric Station | 6641_B_2 | 6641 | B | 2 | 2899 | Coal Steam | MIS_AR | Arkansas | Independence | 842 | 1985 | 2031 | 2019 | 342.2513 | 2995458 | 0.22851 | NEI 2019
Louisa | 6664_B_101 | 6664 | B | 101 | 2901 | Coal Steam | MIS_MIDA | Iowa | Louisa | 746 | 1983 | 9999 | 2019 | 2575.1017 | 3346358 | 1.5391 | NEI 2019
Northside Generating Station | 667_B_1 | 667 | B | 1 | 497 | Coal Steam | FRCC | Florida | Duval | 293 | 2002 | 9999 |  |  |  | 0.91607 | Default Emission Factor
Northside Generating Station | 667_B_2 | 667 | B | 2 | 499 | Coal Steam | FRCC | Florida | Duval | 293 | 2002 | 9999 |  |  |  | 0.91607 | Default Emission Factor
Warrick | 6705_B_1 | 6705 | B | 1 | 2902 | Coal Steam | MIS_INKY | Indiana | Warrick | 154 | 1960 | 9999 | 2019 | 581.1374 | 1056581 | 1.1 | NEI 2019
Warrick | 6705_B_2 | 6705 | B | 2 | 2903 | Coal Steam | MIS_INKY | Indiana | Warrick | 146 | 1964 | 9999 | 2019 | 246.3517 | 583779 | 0.84399 | NEI 2019
Warrick | 6705_B_3 | 6705 | B | 3 | 2904 | Coal Steam | MIS_INKY | Indiana | Warrick | 149 | 1965 | 9999 | 2019 | 299.394 | 1049526 | 0.57053 | NEI 2019
Warrick | 6705_B_4 | 6705 | B | 4 | 2905 | Coal Steam | MIS_INKY | Indiana | Warrick | 295 | 1970 | 9999 | 2019 | 215.912 | 1524641 | 0.28323 | NEI 2019
Tom G Smith | 673_B_S-3 | 673 | B | S-3 | 507 | O/G Steam | FRCC | Florida | Palm Beach | 26 | 1967 | 9999 | 2019 | 0.88175 | 631 | 2.7948 | NEI 2019
Rawhide | 6761_B_101 | 6761 | B | 101 | 2906 | Coal Steam | WECC_CO | Colorado | Larimer | 280 | 1984 | 2030 | 2017 | 269.7788 | 2195574 | 0.24575 | NEI 2019
Sikeston Power Station | 6768_B_1 | 6768 | B | 1 | 2907 | Coal Steam | SPP_WEST | Missouri | Scott | 240 | 1981 | 9999 | 2019 | 839.4008 | 1618677 | 1.0371 | NEI 2019
Hugo | 6772_B_1 | 6772 | B | 1 | 2908 | Coal Steam | SPP_WEST | Oklahoma | Choctaw | 440 | 1982 | 9999 | 2019 | 97.2877 | 576152 | 0.33772 | NEI 2019
D B Wilson | 6823_B_W1 | 6823 | B | W1 | 2910 | Coal Steam | MIS_INKY | Kentucky | Ohio | 417 | 1984 | 9999 | 2017 | 370.3171 | 2649783 | 0.27951 | NEI 2019
Gadsden | 7_B_1 | 7 | B | 1 | 11 | O/G Steam | S_SOU | Alabama | Etowah | 64 | 1949 | 9999 | 2019 | 35.18 | 171160 | 0.41108 | NEI 2019
Gadsden | 7_B_2 | 7 | B | 2 | 12 | O/G Steam | S_SOU | Alabama | Etowah | 66 | 1949 | 9999 |  |  |  | 0.95219 | Default Emission Factor
East 12th Street | 7013_B_4 | 7013 | B | 4 | 2915 | O/G Steam | SPP_N | Kansas | Cowley | 26 | 1971 | 9999 | 2019 | 5.8458 | 10592 | 1.1038 | NEI 2019
Bowen | 703_B_1BLR | 703 | B | 1BLR | 534 | Coal Steam | S_SOU | Georgia | Bartow | 724 | 1971 | 2028 | 2019 | 339.231 | 3342955 | 0.20295 | NEI 2019
Bowen | 703_B_2BLR | 703 | B | 2BLR | 535 | Coal Steam | S_SOU | Georgia | Bartow | 724 | 1972 | 2028 | 2017 | 241.4123 | 2112726 | 0.22853 | NEI 2019
Bowen | 703_B_3BLR | 703 | B | 3BLR | 536 | Coal Steam | S_SOU | Georgia | Bartow | 892 | 1974 | 2035 | 2019 | 198.0913 | 1873360 | 0.21148 | NEI 2019
Bowen | 703_B_4BLR | 703 | B | 4BLR | 537 | Coal Steam | S_SOU | Georgia | Bartow | 892 | 1975 | 2035 | 2017 | 351.4625 | 3990632 | 0.17614 | NEI 2019
Major Oak Power | 7030_B_U1 | 7030 | B | U1 | 2920 | Coal Steam | ERC_REST | Texas | Robertson | 152 | 1990 | 9999 | 2017 | 67.33 | 1140979 | 0.11802 | NEI 2019
Major Oak Power | 7030_B_U2 | 7030 | B | U2 | 2921 | Coal Steam | ERC_REST | Texas | Robertson | 153 | 1991 | 9999 | 2019 | 67.1 | 1246316 | 0.10768 | NEI 2019
J K Spruce | 7097_B_BLR1 | 7097 | B | BLR1 | 2939 | Coal Steam | ERC_REST | Texas | Bexar | 560 | 1992 | 9999 | 2019 | 576.5 | 2136593 | 0.53964 | NEI 2019
J K Spruce | 7097_B_BLR2 | 7097 | B | BLR2 | 2940 | Coal Steam | ERC_REST | Texas | Bexar | 785 | 2010 | 9999 | 2019 | 779.3 | 4555704 | 0.34212 | NEI 2019
Cope | 7210_B_COP1 | 7210 | B | COP1 | 3006 | Coal Steam | S_VACA | South Carolina | Orangeburg | 415 | 1996 | 9999 | 2019 | 111.9098 | 1851609 | 0.12088 | NEI 2019
Clover | 7213_B_1 | 7213 | B | 1 | 3007 | Coal Steam | PJM_Dom | Virginia | Halifax | 440 | 1995 | 2045 | 2019 | 36.3121 | 665820 | 0.10908 | NEI 2019
Clover | 7213_B_2 | 7213 | B | 2 | 3008 | Coal Steam | PJM_Dom | Virginia | Halifax | 437 | 1996 | 9999 |  |  |  | 0.54816 | Default Emission Factor
Yates | 728_B_Y6BR | 728 | B | Y6BR | 556 | O/G Steam | S_SOU | Georgia | Coweta | 356 | 1974 | 9999 | 2019 | 94.4687 | 993662 | 0.19014 | NEI 2019
Yates | 728_B_Y7BR | 728 | B | Y7BR | 557 | O/G Steam | S_SOU | Georgia | Coweta | 358 | 1974 | 9999 | 2017 | 96.7732 | 318498 | 0.60769 | NEI 2019
George Neal South | 7343_B_4 | 7343 | B | 4 | 3101 | Coal Steam | MIS_MIDA | Iowa | Woodbury | 645 | 1979 | 9999 | 2019 | 1331.7 | 1543516 | 1.7255 | NEI 2019
Neil Simpson II | 7504_B_2 | 7504 | B | 2 | 3120 | Coal Steam | WECC_WY | Wyoming | Campbell | 80 | 1995 | 9999 | 2019 | 334.4249 | 664557 | 1.0065 | NEI 2019
Crisp Plant | 753_B_ST | 753 | B | ST |  | O/G Steam | S_SOU | Georgia | Worth | 10 | 1957 | 9999 |  |  |  | 0.95219 | Default Emission Factor
Ponca | 762_B_2 | 762 | B | 2 | 565 | O/G Steam | SPP_WEST | Oklahoma | Kay | 34 | 1975 | 2025 |  |  |  | 0.95219 | Default Emission Factor
Kapstone | 7737_B_B001 | 7737 | B | B001 | 88328 | Biomass | S_VACA | South Carolina | Charleston | 42 | 1998 | 9999 | 2019 | 398.5 | 238975.5 | 3.3351 | NEI 2019
Kapstone | 7737_B_RB01 | 7737 | B | RB01 | 88328 | Biomass | S_VACA | South Carolina | Charleston | 42 | 1998 | 9999 |  |  |  | 7.9218 | Default Emission Factor
Bonanza | 7790_B_1-1 | 7790 | B | 1-1 | 3228 | Coal Steam | WECC_UT | Utah | Uintah | 458 | 1986 | 2030 | 2017 | 457.4677 | 3400612 | 0.26905 | NEI 2019
Newington | 8002_B_1 | 8002 | B | 1 | 3399 | O/G Steam | NENGREST | New Hampshire | Rockingham | 400 | 1974 | 9999 | 2019 | 1.0405 | 5780 | 0.36002 | NEI 2019
Roseton Generating Facility | 8006_B_1 | 8006 | B | 1 | 3400 | O/G Steam | NY_Z_G-I | New York | Orange | 584 | 1974 | 9999 | 2019 | 13.7509 | 59150 | 0.46495 | NEI 2019
Roseton Generating Facility | 8006_B_2 | 8006 | B | 2 | 3401 | O/G Steam | NY_Z_G-I | New York | Orange | 600 | 1974 | 9999 | 2019 | 20.349 | 84525 | 0.48149 | NEI 2019
Columbia (WI) | 8023_B_1 | 8023 | B | 1 | 3431 | Coal Steam | MIS_WUMS | Wisconsin | Columbia | 575 | 1975 | 2025 | 2019 | 699.71 | 2606737 | 0.53685 | NEI 2019
Columbia (WI) | 8023_B_2 | 8023 | B | 2 | 3432 | Coal Steam | MIS_WUMS | Wisconsin | Columbia | 570 | 1978 | 2025 | 2019 | 1060.16 | 2759826 | 0.76828 | NEI 2019
Belews Creek | 8042_B_1 | 8042 | B | 1 | 3433 | Coal Steam | S_VACA | North Carolina | Stokes | 1110 | 1974 | 2038 | 2019 | 293.61 | 3014832 | 0.19478 | NEI 2019
Belews Creek | 8042_B_2 | 8042 | B | 2 | 3434 | Coal Steam | S_VACA | North Carolina | Stokes | 1110 | 1975 | 2038 | 2019 | 387.67 | 4108810 | 0.1887 | NEI 2019
Anclote | 8048_B_1 | 8048 | B | 1 | 3438 | O/G Steam | FRCC | Florida | Pasco | 498 | 1974 | 9999 | 2019 | 29 | 993714 | 0.05837 | NEI 2019
Anclote | 8048_B_2 | 8048 | B | 2 | 3439 | O/G Steam | FRCC | Florida | Pasco | 505 | 1974 | 9999 | 2019 | 49.9 | 1284784 | 0.07768 | NEI 2019
Gerald Andrus | 8054_B_1 | 8054 | B | 1 | 3449 | O/G Steam | MIS_MS | Mississippi | Washington | 736 | 1975 | 9999 | 2017 | 190.46 | 386478 | 0.98562 | NEI 2019
Waterford 1 & 2 | 8056_B_1 | 8056 | B | 1 | 3450 | O/G Steam | MIS_AMSO | Louisiana | St Charles | 411 | 1975 | 9999 | 2019 | 149.1 | 226750 | 1.3151 | NEI 2019
Waterford 1 & 2 | 8056_B_2 | 8056 | B | 2 | 3451 | O/G Steam | MIS_AMSO | Louisiana | St Charles | 428 | 1975 | 2024 | 2019 | 160.42 | 437633 | 0.73313 | NEI 2019
Jim Bridger | 8066_B_BW71 | 8066 | B | BW71 | 3455 | Coal Steam | WECC_WY | Wyoming | Sweetwater | 531 | 1974 | 2037 | 2019 | 665.47 | 2689749 | 0.49482 | NEI 2019
Jim Bridger | 8066_B_BW72 | 8066 | B | BW72 | 3456 | Coal Steam | WECC_WY | Wyoming | Sweetwater | 527 | 1975 | 2037 | 2017 | 835.4 | 2528930 | 0.66068 | NEI 2019
Jim Bridger | 8066_B_BW73 | 8066 | B | BW73 | 3457 | Coal Steam | WECC_WY | Wyoming | Sweetwater | 523 | 1976 | 2037 | 2019 | 851.7 | 2705204 | 0.62968 | NEI 2019
Jim Bridger | 8066_B_BW74 | 8066 | B | BW74 | 3458 | Coal Steam | WECC_WY | Wyoming | Sweetwater | 530 | 1979 | 2037 | 2019 | 913.2 | 3036097 | 0.60156 | NEI 2019
Huntington | 8069_B_1 | 8069 | B | 1 | 3459 | Coal Steam | WECC_UT | Utah | Emery | 459 | 1977 | 2036 | 2019 | 3332.6907 | 2835301 | 2.3509 | NEI 2019
Huntington | 8069_B_2 | 8069 | B | 2 | 3460 | Coal Steam | WECC_UT | Utah | Emery | 450 | 1977 | 2036 | 2019 | 2017.2341 | 2062224 | 1.9564 | NEI 2019
Gavin Power, LLC | 8102_B_1 | 8102 | B | 1 | 3461 | Coal Steam | PJM_West | Ohio | Gallia | 1348 | 1974 | 9999 | 2017 | 696.5 | 8342768 | 0.16697 | NEI 2019
Gavin Power, LLC | 8102_B_2 | 8102 | B | 2 | 3462 | Coal Steam | PJM_West | Ohio | Gallia | 1361 | 1975 | 9999 | 2019 | 695.45 | 7055072 | 0.19715 | NEI 2019
Ray D Nixon | 8219_B_1 | 8219 | B | 1 | 3466 | Coal Steam | WECC_CO | Colorado | El Paso | 208 | 1980 | 2029 | 2017 | 161.9476 | 1344748 | 0.24086 | NEI 2019
Coyote | 8222_B_B1 | 8222 | B | B1 | 3469 | Coal Steam | MIS_MAPP | North Dakota | Mercer | 429 | 1981 | 9999 | 2019 | 511.7402 | 2061731 | 0.49642 | NEI 2019
Springerville | 8223_B_1 | 8223 | B | 1 | 3470 | Coal Steam | WECC_AZ | Arizona | Apache | 387 | 1985 | 2027 | 2019 | 336.6424 | 2377109 | 0.28324 | NEI 2019
Springerville | 8223_B_2 | 8223 | B | 2 | 3471 | Coal Steam | WECC_AZ | Arizona | Apache | 406 | 1990 | 2032 | 2019 | 338.0181 | 2384718 | 0.28349 | NEI 2019
Springerville | 8223_B_3 | 8223 | B | 3 | 89514 | Coal Steam | WECC_AZ | Arizona | Apache | 417 | 2006 | 9999 | 2019 | 261.9795 | 1743875 | 0.30046 | NEI 2019
Springerville | 8223_B_4 | 8223 | B | 4 | 90132 | Coal Steam | WECC_AZ | Arizona | Apache | 415 | 2009 | 9999 | 2019 | 219.8428 | 1420535 | 0.30952 | NEI 2019
North Valmy | 8224_B_2 | 8224 | B | 2 | 3474 | Coal Steam | WECC_NNV | Nevada | Humboldt | 268 | 1985 | 2025 | 2019 | 62.732 | 622850 | 0.20144 | NEI 2019
Joliet 9 | 874_B_5 | 874 | B | 5 | 590 | O/G Steam | PJM_COMD | Illinois | Will | 314 | 1959 | 2045 |  |  |  | 0.95219 | Default Emission Factor
Kincaid Generation LLC | 876_B_1 | 876 | B | 1 | 591 | Coal Steam | PJM_COMD | Illinois | Christian | 554 | 1967 | 2027 | 2019 | 84.841 | 1632600 | 0.10393 | NEI 2019
Kincaid Generation LLC | 876_B_2 | 876 | B | 2 | 592 | Coal Steam | PJM_COMD | Illinois | Christian | 554 | 1968 | 2027 | 2017 | 75.2913 | 2491273 | 0.06044 | NEI 2019
Powerton | 879_B_51 | 879 | B | 51 | 593 | Coal Steam | PJM_COMD | Illinois | Tazewell | 384 | 1972 | 2030 |  |  |  | 0.54816 | Default Emission Factor
Powerton | 879_B_52 | 879 | B | 52 | 594 | Coal Steam | PJM_COMD | Illinois | Tazewell | 384 | 1972 | 2030 |  |  |  | 0.54816 | Default Emission Factor
Powerton | 879_B_61 | 879 | B | 61 | 595 | Coal Steam | PJM_COMD | Illinois | Tazewell | 384 | 1975 | 2030 |  |  |  | 0.54816 | Default Emission Factor
Powerton | 879_B_62 | 879 | B | 62 | 596 | Coal Steam | PJM_COMD | Illinois | Tazewell | 384 | 1975 | 2030 |  |  |  | 0.54816 | Default Emission Factor
Baldwin Energy Complex | 889_B_1 | 889 | B | 1 | 611 | Coal Steam | MIS_IL | Illinois | Randolph | 576 | 1973 | 2025 | 2017 | 474.8958 | 3954327 | 0.24019 | NEI 2019
Baldwin Energy Complex | 889_B_2 | 889 | B | 2 | 612 | Coal Steam | MIS_IL | Illinois | Randolph | 581 | 1973 | 2025 | 2019 | 478.0954 | 3183429 | 0.30037 | NEI 2019
Astoria Generating Station | 8906_B_20 | 8906 | B | 20 | 3485 | O/G Steam | NY_Z_J | New York | Queens | 173 | 1954 | 9999 | 2019 | 6.2947 | 7278 | 1.7298 | NEI 2019
Astoria Generating Station | 8906_B_30 | 8906 | B | 30 | 90457 | O/G Steam | NY_Z_J | New York | Queens | 377 | 1958 | 9999 | 2019 | 202.7124 | 402815 | 1.0065 | NEI 2019
Astoria Generating Station | 8906_B_50 | 8906 | B | 50 | 90461 | O/G Steam | NY_Z_J | New York | Queens | 378 | 1962 | 9999 | 2019 | 37.0577 | 254075 | 0.29171 | NEI 2019
Dallman | 963_B_41 | 963 | B | 41 | 89910 | Coal Steam | MIS_IL | Illinois | Sangamon | 208 | 2009 | 2050 | 2019 | 218.5153 | 986799 | 0.44288 | NEI 2019
Winnetka | 972_B_4 | 972 | B | 4 |  | O/G Steam | PJM_COMD | Illinois | Cook | 7 | 1958 | 2045 |  |  |  | 0.95219 | Default Emission Factor
Winnetka | 972_B_5 | 972 | B | 5 |  | O/G Steam | PJM_COMD | Illinois | Cook | 7 | 1938 | 2045 | 2019 | 0.79515 | 683.25 | 2.3276 | NEI 2019
Winnetka | 972_B_7 | 972 | B | 7 |  | O/G Steam | PJM_COMD | Illinois | Cook | 7 | 1948 | 2045 |  |  |  | 0.95219 | Default Emission Factor
Winnetka | 972_B_8 | 972 | B | 8 |  | O/G Steam | PJM_COMD | Illinois | Cook | 7 | 1958 | 2045 |  |  |  | 0.95219 | Default Emission Factor
Marion | 976_B_123 | 976 | B | 123 | 9173 | Coal Steam | MIS_IL | Illinois | Williamson | 120 | 1978 | 2030 | 2017 | 839.37 | 622751 | 2.6957 | NEI 2019
Clifty Creek | 983_B_1 | 983 | B | 1 | 658 | Coal Steam | MIS_INKY | Indiana | Jefferson | 196 | 1955 | 9999 | 2019 | 115.2093 | 943442 | 0.24423 | NEI 2019
Clifty Creek | 983_B_2 | 983 | B | 2 | 659 | Coal Steam | MIS_INKY | Indiana | Jefferson | 196 | 1955 | 9999 | 2019 | 132.1826 | 1082374 | 0.24425 | NEI 2019
Clifty Creek | 983_B_3 | 983 | B | 3 | 660 | Coal Steam | MIS_INKY | Indiana | Jefferson | 196 | 1955 | 9999 | 2019 | 126.0396 | 1025017 | 0.24593 | NEI 2019
Clifty Creek | 983_B_4 | 983 | B | 4 | 661 | Coal Steam | MIS_INKY | Indiana | Jefferson | 196 | 1955 | 9999 | 2019 | 122.0626 | 1053890 | 0.23164 | NEI 2019
Clifty Creek | 983_B_5 | 983 | B | 5 | 662 | Coal Steam | MIS_INKY | Indiana | Jefferson | 196 | 1955 | 9999 | 2019 | 113.7196 | 984046 | 0.23113 | NEI 2019
Clifty Creek | 983_B_6 | 983 | B | 6 | 663 | Coal Steam | MIS_INKY | Indiana | Jefferson | 196 | 1956 | 9999 | 2019 | 73.6968 | 634210 | 0.23241 | NEI 2019
Harding Street | 990_B_50 | 990 | B | 50 | 675 | O/G Steam | MIS_INKY | Indiana | Marion | 101 | 1958 | 9999 |  |  |  | 0.95219 | Default Emission Factor
Harding Street | 990_B_60 | 990 | B | 60 | 677 | O/G Steam | MIS_INKY | Indiana | Marion | 99 | 1961 | 9999 |  |  |  | 0.95219 | Default Emission Factor
Harding Street | 990_B_70 | 990 | B | 70 | 679 | O/G Steam | MIS_INKY | Indiana | Marion | 418 | 1973 | 9999 | 2019 | 22.61 | 688323 | 0.0657 | NEI 2019
CC Perry K | 992_B_11 | 992 | B | 11 | 691 | O/G Steam | MIS_INKY | Indiana | Marion | 2.1 | 1938 | 9999 | 2019 | 2.86 | 5323.1175 | 1.0746 | NEI 2019
CC Perry K | 992_B_12 | 992 | B | 12 | 9090 | O/G Steam | MIS_INKY | Indiana | Marion | 2.1 | 1938 | 9999 |  |  |  | 0.95219 | Default Emission Factor
CC Perry K | 992_B_13 | 992 | B | 13 | 9091 | O/G Steam | MIS_INKY | Indiana | Marion | 0.38 | 1938 | 9999 | 2019 | 5.1 | 2240.4575 | 4.5526 | NEI 2019
CC Perry K | 992_B_14 | 992 | B | 14 | 9092 | O/G Steam | MIS_INKY | Indiana | Marion | 0.38 | 1938 | 9999 | 2019 | 1.56 | 2240.4575 | 1.3926 | NEI 2019
CC Perry K | 992_B_15 | 992 | B | 15 | 9091 | O/G Steam | MIS_INKY | Indiana | Marion | 0.38 | 1938 | 9999 |  |  |  | 0.95219 | Default Emission Factor
CC Perry K | 992_B_16 | 992 | B | 16 | 9094 | O/G Steam | MIS_INKY | Indiana | Marion | 0.38 | 1938 | 9999 | 2019 | 3.339 | 2240.4575 | 2.9806 | NEI 2019
CC Perry K | 992_B_17 | 992 | B | 17 | 9091 | O/G Steam | MIS_INKY | Indiana | Marion | 0.38 | 1938 | 9999 | 2019 | 2.3641 | 2240.4575 | 2.1104 | NEI 2019
CC Perry K | 992_B_18 | 992 | B | 18 | 9091 | O/G Steam | MIS_INKY | Indiana | Marion | 0.38 | 1938 | 9999 | 2019 | 1.6985 | 2240.4575 | 1.5162 | NEI 2019
AES Petersburg | 994_B_3 | 994 | B | 3 | 694 | Coal Steam | MIS_INKY | Indiana | Pike | 528 | 1977 | 9999 | 2019 | 283.2043 | 2406077 | 0.23541 | NEI 2019
AES Petersburg | 994_B_4 | 994 | B | 4 | 695 | Coal Steam | MIS_INKY | Indiana | Pike | 530 | 1986 | 9999 | 2017 | 292.3687 | 2760929 | 0.21179 | NEI 2019
Michigan City | 997_B_12 | 997 | B | 12 | 702 | Coal Steam | MIS_INKY | Indiana | LaPorte | 469 | 1974 | 2028 | 2019 | 170.3215 | 1072965 | 0.31748 | NEI 2019
Fourche Creek Wastewater | 10050_G_4 | 10050 | G | 4 |  | Non-Fossil Waste | MIS_AR | Arkansas | Pulaski | 1.3 | 2009 | 9999 |  |  |  | 6.5998 | Default Emission Factor
Mars Wrigley Confectionery US, LLC | 10061_G_GEN1 | 10061 | G | GEN1 |  | Combined Cycle | PJM_EMAC | New Jersey | WARREN | 8.8 | 1989 | 9999 | 2019 | 1.19 | 57470 | 0.04141 | NEI 2019
Noblesville | 1007_G_1 | 1007 | G | 1 | 8288 | Combined Cycle | MIS_INKY | Indiana | Hamilton | 43 | 1950 | 9999 |  |  |  | 0.02347 | NEI 2019
Noblesville | 1007_G_2 | 1007 | G | 2 | 8288 | Combined Cycle | MIS_INKY | Indiana | Hamilton | 44 | 1950 | 9999 |  |  |  | 0.02347 | NEI 2019
Noblesville | 1007_G_3 | 1007 | G | 3 | 8288 | Combined Cycle | MIS_INKY | Indiana | Hamilton | 59 | 2003 | 9999 | 2019 | 3.62 | 474267 | 0.02347 | NEI 2019
Noblesville | 1007_G_4 | 1007 | G | 4 | 8290 | Combined Cycle | MIS_INKY | Indiana | Hamilton | 60 | 2003 | 9999 | 2017 | 6.08 | 188192 | 0.02347 | NEI 2019
Noblesville | 1007_G_5 | 1007 | G | 5 | 8292 | Combined Cycle | MIS_INKY | Indiana | Hamilton | 58 | 2003 | 9999 | 2019 | 3.64 | 474267 | 0.02347 | NEI 2019
Total Energy Facilities | 10091_G_G2 | 10091 | G | G2 |  | Non-Fossil Waste | WEC_LADW | California | Los Angeles | 8 | 2003 | 9999 |  |  |  | 6.5998 | Default Emission Factor
Total Energy Facilities | 10091_G_G3 | 10091 | G | G3 |  | Non-Fossil Waste | WEC_LADW | California | Los Angeles | 8 | 2001 | 9999 |  |  |  | 6.5998 | Default Emission Factor
Greene County | 10_G_GT10 | 10 | G | GT10 | 21 | Combustion Turbine | S_SOU | Alabama | Greene | 85 | 1996 | 9999 | 2017 | 1.17 | 7257.0473 | 0.32245 | NEI 2019
Greene County | 10_G_GT2 | 10 | G | GT2 | 22 | Combustion Turbine | S_SOU | Alabama | Greene | 84 | 1996 | 9999 | 2019 | 1.13 | 4950.3243 | 0.45654 | NEI 2019
Greene County | 10_G_GT3 | 10 | G | GT3 | 23 | Combustion Turbine | S_SOU | Alabama | Greene | 82 | 1995 | 9999 | 2019 | 1.04 | 4832.4595 | 0.43042 | NEI 2019
Greene County | 10_G_GT4 | 10 | G | GT4 | 24 | Combustion Turbine | S_SOU | Alabama | Greene | 81 | 1995 | 9999 | 2019 | 1.07 | 4773.527 | 0.44831 | NEI 2019
Greene County | 10_G_GT5 | 10 | G | GT5 | 25 | Combustion Turbine | S_SOU | Alabama | Greene | 82 | 1995 | 9999 | 2019 | 1.14 | 4832.4595 | 0.47181 | NEI 2019
Greene County | 10_G_GT6 | 10 | G | GT6 | 26 | Combustion Turbine | S_SOU | Alabama | Greene | 81 | 1995 | 9999 | 2019 | 1.38 | 4773.527 | 0.57819 | NEI 2019
Greene County | 10_G_GT7 | 10 | G | GT7 | 27 | Combustion Turbine | S_SOU | Alabama | Greene | 80 | 1995 | 9999 | 2019 | 1.46 | 4714.5946 | 0.61935 | NEI 2019
Greene County | 10_G_GT8 | 10 | G | GT8 | 28 | Combustion Turbine | S_SOU | Alabama | Greene | 83 | 1996 | 9999 | 2019 | 0.74 | 4891.3919 | 0.30257 | NEI 2019
Greene County | 10_G_GT9 | 10 | G | GT9 | 29 | Combustion Turbine | S_SOU | Alabama | Greene | 82 | 1996 | 9999 | 2019 | 0.95 | 4832.4595 | 0.39318 | NEI 2019
Mosaic South Pierce Operations | 10004_G_TG1 | 10004 | G | TG1 |  | Non-Fossil Waste | FRCC | Florida | Polk | 4 | 1978 | 9999 |  |  |  | 6.5998 | Default Emission Factor
Mosaic South Pierce Operations | 10004_G_TG2 | 10004 | G | TG2 |  | Non-Fossil Waste | FRCC | Florida | Polk | 33 | 1992 | 9999 |  |  |  | 6.5998 | Default Emission Factor
Baptist Medical Center | 10008_G_TG-2 | 10008 | G | TG-2 |  | Combustion Turbine | FRCC | Florida | Duval | 2.2 | 1983 | 9999 |  |  |  | 0.72922 | Default Emission Factor
Baptist Medical Center | 10008_G_TG-3 | 10008 | G | TG-3 |  | Combustion Turbine | FRCC | Florida | Duval | 2.7 | 1986 | 9999 |  |  |  | 0.72922 | Default Emission Factor
Baptist Medical Center | 10008_G_TG-4 | 10008 | G | TG-4 |  | Combustion Turbine | FRCC | Florida | Duval | 3.2 | 1993 | 9999 |  |  |  | 0.72922 | Default Emission Factor
Cayuga | 1001_G_31 | 1001 | G | 31 |  | Combustion Turbine | MIS_INKY | Indiana | Vermillion | 3 | 1972 | 9999 |  |  |  | 7.2573 | Default Emission Factor
Cayuga | 1001_G_32 | 1001 | G | 32 |  | Combustion Turbine | MIS_INKY | Indiana | Vermillion | 3 | 1972 | 9999 |  |  |  | 7.2573 | Default Emission Factor
Cayuga | 1001_G_33 | 1001 | G | 33 |  | Combustion Turbine | MIS_INKY | Indiana | Vermillion | 2 | 1972 | 9999 |  |  |  | 7.2573 | Default Emission Factor
Cayuga | 1001_G_34 | 1001 | G | 34 |  | Combustion Turbine | MIS_INKY | Indiana | Vermillion | 2 | 1972 | 9999 |  |  |  | 7.2573 | Default Emission Factor
Cayuga | 1001_G_4 | 1001 | G | 4 | 708 | Combustion Turbine | MIS_INKY | Indiana | Vermillion | 80 | 1993 | 9999 | 2019 | 0.3302 | 8417 | 0.07846 | NEI 2019
RED-Rochester, LLC | 10025_G_75TG | 10025 | G | 75TG |  | O/G Steam | NY_Z_B | New York | Monroe | 2.2 | 2015 | 9999 |  |  |  | 0.95219 | Default Emission Factor
Energy Center Dover | 10030_G_COG1 | 10030 | G | COG1 |  | Combined Cycle | PJM_EMAC | Delaware | Kent | 15 | 1985 | 9999 |  |  |  | 0.11316 | NEI 2019
Energy Center Dover | 10030_G_KD-1 | 10030 | G | KD-1 | 5046 | Combined Cycle | PJM_EMAC | Delaware | Kent | 44 | 2001 | 9999 | 2019 | 4.67 | 70077 | 0.11316 | NEI 2019
Energy Center Dover | 10030_G_KD-2 | 10030 | G | KD-2 | 5047 | Combustion Turbine | PJM_EMAC | Delaware | Kent | 44 | 2001 | 9999 | 2019 | 13.717 | 20835 | 1.3167 | NEI 2019
Gilroy Power Plant | 10034_G_GEN1 | 10034 | G | GEN1 | 89552 | Combined Cycle | WEC_CALN | California | Santa Clara | 85 | 1987 | 9999 | 2017 | 3.1548 | 82916 | 0.06578 | NEI 2019
Gilroy Power Plant | 10034_G_GEN2 | 10034 | G | GEN2 | 89552 | Combined Cycle | WEC_CALN | California | Santa Clara | 30 | 1987 | 9999 | 2017 | 0.64498 | 32620 | 0.06578 | NEI 2019
Edwardsport | 1004_G_CT1 | 1004 | G | CT1 | 90673 | IGCC | MIS_INKY | Indiana | Knox | 174.9 | 2013 | 9999 | 2019 | 24.5 | 2936135 | 0.01669 | NEI 2019
Edwardsport | 1004_G_CT2 | 1004 | G | CT2 | 90674 | IGCC | MIS_INKY | Indiana | Knox | 174.9 | 2013 | 9999 | 2019 | 13.47 | 1045767 | 0.02576 | NEI 2019
Edwardsport | 1004_G_ST | 1004 | G | ST | 90673 | IGCC | MIS_INKY | Indiana | Knox | 245.2 | 2013 | 9999 |  |  |  | 0.01669 | NEI 2019
Kaweah Delta District Hospital | 10042_G_KDHT1 | 10042 | G | KDHT1 |  | Combustion Turbine | WECC_SCE | California | Tulare | 3.5 | 2008 | 9999 | 2018 | 2.713 | 19060.02 | 0.28468 | California Air Resources Board
Total Energy Facilities | 10091_G_GEN1 | 10091 | G | GEN1 |  | Non-Fossil Waste | WEC_LADW | California | Los Angeles | 8 | 1986 | 9999 |  |  |  | 6.5998 | Default Emission Factor
Total Energy Facilities | 10091_G_GEN4 | 10091 | G | GEN4 |  | Non-Fossil Waste | WEC_LADW | California | Los Angeles | 7.4 | 1986 | 9999 |  |  |  | 6.5998 | Default Emission Factor
Frito-Lay Cogen Plant | 10110_G_GEN1 | 10110 | G | GEN1 |  | Combustion Turbine | WEC_CALN | California | Kern | 5.5 | 1986 | 9999 |  |  |  | 0.72922 | Default Emission Factor
Grossmont Hospital | 10115_G_GEN3 | 10115 | G | GEN3 |  | Combustion Turbine | WEC_SDGE | California | San Diego | 4.2 | 2016 | 9999 | 2018 | 9.8474 | 29556 | 0.66636 | California Air Resources Board
Indiana University of Pennsylvania | 10129_G_GEN1 | 10129 | G | GEN1 |  | Combustion Turbine | PJM_PENE | Pennsylvania | Indiana | 6 | 1988 | 9999 | 2019 | 2.7501 | 3510.25 | 1.5669 | NEI 2019
Indiana University of Pennsylvania | 10129_G_GEN2 | 10129 | G | GEN2 |  | Combustion Turbine | PJM_PENE | Pennsylvania | Indiana | 6 | 1988 | 9999 | 2019 | 1.9301 | 3510.25 | 1.0997 | NEI 2019
Indiana University of Pennsylvania | 10129_G_GEN3 | 10129 | G | GEN3 |  | Combustion Turbine | PJM_PENE | Pennsylvania | Indiana | 6 | 1988 | 9999 | 2019 | 1.9763 | 3510.25 | 1.126 | NEI 2019
Indiana University of Pennsylvania | 10129_G_GEN4 | 10129 | G | GEN4 |  | Combustion Turbine | PJM_PENE | Pennsylvania | Indiana | 6 | 1988 | 9999 | 2019 | 1.9571 | 3510.25 | 1.1151 | NEI 2019
Fresno Cogen Partners | 10156_G_GEN2 | 10156 | G | GEN2 | 89509 | Combined Cycle | WEC_CALN | California | Fresno | 6 | 1990 | 9999 |  |  |  | 0.07734 | NEI 2019
Fresno Cogen Partners | 10156_G_GEN3 | 10156 | G | GEN3 |  | Combustion Turbine | WEC_CALN | California | Fresno | 21.9 | 2001 | 9999 | 2017 | 0.46538 | 4845 | 0.19211 | NEI 2019
Fresno Cogen Partners | 10156_G_GEN4 | 10156 | G | GEN4 | 89509 | Combined Cycle | WEC_CALN | California | Fresno | 45 | 2004 | 9999 | 2017 | 0.72996 | 16519 | 0.07734 | NEI 2019
Butler-Warner Generation Plant | 1016_G_1 | 1016 | G | 1 | 9622 | Combined Cycle | S_VACA | North Carolina | Cumberland | 20 | 1976 | 9999 |  |  |  | 0.2405 | NEI 2019
Butler-Warner Generation Plant | 1016_G_2 | 1016 | G | 2 | 9623 | Combined Cycle | S_VACA | North Carolina | Cumberland | 20 | 1976 | 9999 |  |  |  | 0.2405 | NEI 2019
Butler-Warner Generation Plant | 1016_G_3 | 1016 | G | 3 | 9624 | Combined Cycle | S_VACA | North Carolina | Cumberland | 20 | 1976 | 9999 |  |  |  | 0.2405 | NEI 2019
Butler-Warner Generation Plant | 1016_G_4 | 1016 | G | 4 | 9625 | Combustion Turbine | S_VACA | North Carolina | Cumberland | 20 | 1976 | 9999 |  |  |  | 0.12166 | NEI 2019
Butler-Warner Generation Plant | 1016_G_5 | 1016 | G | 5 | 9626 | Combustion Turbine | S_VACA | North Carolina | Cumberland | 20 | 1977 | 9999 | 2019 | 0.1 | 1644 | 0.12166 | NEI 2019
Butler-Warner Generation Plant | 1016_G_6 | 1016 | G | 6 | 9627 | Combined Cycle | S_VACA | North Carolina | Cumberland | 20 | 1978 | 9999 |  |  |  | 0.2405 | NEI 2019
Butler-Warner Generation Plant | 1016_G_7 | 1016 | G | 7 | 9628 | Combined Cycle | S_VACA | North Carolina | Cumberland | 20 | 1979 | 9999 | 2019 | 0.88 | 5813 | 0.2405 | NEI 2019
Butler-Warner Generation Plant | 1016_G_8 | 1016 | G | 8 | 88321 | Combined Cycle | S_VACA | North Carolina | Cumberland | 20 | 1980 | 9999 | 2019 | 0.19 | 1635 | 0.2405 | NEI 2019
Butler-Warner Generation Plant | 1016_G_9 | 1016 | G | 9 | 9622 | Combined Cycle | S_VACA | North Carolina | Cumberland | 65 | 1988 | 9999 |  |  |  | 0.2405 | NEI 2019
Seadrift Coke LP | 10167_G_GEN1 | 10167 | G | GEN1 |  | Coal Steam | ERC_REST | Texas | Calhoun | 7.6 | 1983 | 9999 | 2019 | 37.52 | 26073 | 2.8781 | NEI 2019
Carson Cogeneration | 10169_G_GEN1 | 10169 | G | GEN1 | 89366 | Combined Cycle | WECC_SCE | California | Los Angeles | 41.3 | 1989 | 9999 |  |  |  | 0.14766 | Default Emission Factor
Carson Cogeneration | 10169_G_GEN2 | 10169 | G | GEN2 | 89366 | Combined Cycle | WECC_SCE | California | Los Angeles | 8 | 1990 | 9999 |  |  |  | 0.14766 | Default Emission Factor
Childrens Hospital | 10175_G_0799 | 10175 | G | 0799 |  | Combustion Turbine | WEC_SDGE | California | San Diego | 2 | 2000 | 9999 |  |  |  | 7.2573 | Default Emission Factor
Childrens Hospital | 10175_G_1711 | 10175 | G | 1711 |  | Combustion Turbine | WEC_SDGE | California | San Diego | 4.8 | 2004 | 9999 |  |  |  | 0.72922 | Default Emission Factor
Childrens Hospital | 10175_G_5083 | 10175 | G | 5083 |  | Combustion Turbine | WEC_SDGE | California | San Diego | 1.5 | 2010 | 9999 |  |  |  | 7.2573 | Default Emission Factor
Childrens Hospital | 10175_G_5084 | 10175 | G | 5084 |  | Combustion Turbine | WEC_SDGE | California | San Diego | 1.5 | 2010 | 9999 |  |  |  | 7.2573 | Default Emission Factor
Childrens Hospital | 10175_G_5085 | 10175 | G | 5085 |  | Combustion Turbine | WEC_SDGE | California | San Diego | 1.5 | 2010 | 9999 |  |  |  | 7.2573 | Default Emission Factor
M Street Jet | 10176_G_NO.6 | 10176 | G | NO.6 | 3530 | Combustion Turbine | NENGREST | Massachusetts | Suffolk | 50 | 1979 | 9999 | 2019 | 0.076 | 309 | 0.49191 | NEI 2019
Metro Wastewater Reclamation District | 10180_G_1 | 10180 | G | 1 |  | Non-Fossil Waste | WECC_CO | Colorado | Denver | 1.2 | 1985 | 9999 |  |  |  | 6.5998 | Default Emission Factor
Metro Wastewater Reclamation District | 10180_G_2 | 10180 | G | 2 |  | Non-Fossil Waste | WECC_CO | Colorado | Denver | 1.2 | 1985 | 9999 |  |  |  | 6.5998 | Default Emission Factor
Metro Wastewater Reclamation District | 10180_G_3 | 10180 | G | 3 |  | Non-Fossil Waste | WECC_CO | Colorado | Denver | 1.2 | 1985 | 9999 |  |  |  | 6.5998 | Default Emission Factor
Metro Wastewater Reclamation District | 10180_G_4 | 10180 | G | 4 |  | Non-Fossil Waste | WECC_CO | Colorado | Denver | 1.2 | 1985 | 9999 |  |  |  | 6.5998 | Default Emission Factor
Metro Wastewater Reclamation District | 10180_G_5 | 10180 | G | 5 |  | Non-Fossil Waste | WECC_CO | Colorado | Denver | 2.5 | 2000 | 9999 |  |  |  | 6.5998 | Default Emission Factor
Metro Wastewater Reclamation District | 10180_G_6 | 10180 | G | 6 |  | Non-Fossil Waste | WECC_CO | Colorado | Denver | 2.5 | 2000 | 9999 |  |  |  | 6.5998 | Default Emission Factor
Central Utility Plant | 10184_G_EG1 | 10184 | G | EG1 |  | Combustion Turbine | ERC_REST | Texas | Travis | 3.6 | 1988 | 9999 |  |  |  | 3.2013 | Default Emission Factor
Central Utility Plant | 10184_G_EG2 | 10184 | G | EG2 |  | Combustion Turbine | ERC_REST | Texas | Travis | 2.5 | 1988 | 9999 |  |  |  | 3.2013 | Default Emission Factor
Central Utility Plant | 10184_G_TG1 | 10184 | G | TG1 |  | O/G Steam | ERC_REST | Texas | Travis | 2.2 | 1988 | 9999 |  |  |  | 0.95219 | Default Emission Factor
Castleton Energy Center | 10190_G_GEN1 | 10190 | G | GEN1 | 3532 | Combined Cycle | NY_Z_F | New York | Rensselaer | 45.8 | 1992 | 9999 | 2019 | 22.0627 | 92787 | 0.34327 | NEI 2019
Castleton Energy Center | 10190_G_GEN2 | 10190 | G | GEN2 | 3532 | Combined Cycle | NY_Z_F | New York | Rensselaer | 24.4 | 1992 | 9999 | 2019 | 0.1596 | 36688 | 0.34327 | NEI 2019
Mosaic Phosphates Uncle Sam | 10198_G_GEN2 | 10198 | G | GEN2 |  | Non-Fossil Waste | MIS_AMSO | Louisiana | St James | 11 | 1968 | 9999 |  |  |  | 6.5998 | Default Emission Factor
Mosaic Phosphates Uncle Sam | 10198_G_GEN3 | 10198 | G | GEN3 |  | Non-Fossil Waste | MIS_AMSO | Louisiana | St James | 15 | 2016 | 9999 |  |  |  | 6.5998 | Default Emission Factor
Mosaic Co Tampa Facility | 10204_G_GEN1 | 10204 | G | GEN1 |  | Non-Fossil Waste | FRCC | Florida | Hillsborough | 34.4 | 1988 | 9999 |  |  |  | 6.5998 | Default Emission Factor
El Segundo Cogen | 10213_G_GEN1 | 10213 | G | GEN1 |  | Combined Cycle | WEC_LADW | California | Los Angeles | 38.7 | 1987 | 9999 | 2018 | 2.6406 | 267720 | 0.01834 | California Air Resources Board
El Segundo Cogen | 10213_G_GEN2 | 10213 | G | GEN2 |  | Combined Cycle | WEC_LADW | California | Los Angeles | 38.7 | 1987 | 9999 | 2018 | 2.6406 | 275117 | 0.01834 | California Air Resources Board
El Segundo Cogen | 10213_G_GEN5 | 10213 | G | GEN5 |  | Combined Cycle | WEC_LADW | California | Los Angeles | 39.2 | 1996 | 9999 | 2018 | 2.6747 | 336366 | 0.01834 | California Air Resources Board
El Segundo Cogen | 10213_G_GEN6 | 10213 | G | GEN6 |  | Combined Cycle | WEC_LADW | California | Los Angeles | 9.1 | 1996 | 9999 |  |  |  | 0.14766 | Default Emission Factor
El Segundo Cogen | 10213_G_GEN7 | 10213 | G | GEN7 |  | Combined Cycle | WEC_LADW | California | Los Angeles | 40.7 | 2013 | 9999 | 2018 | 2.7771 | 307134 | 0.01897 | California Air Resources Board
El Segundo Cogen | 10213_G_GEN8 | 10213 | G | GEN8 |  | Combined Cycle | WEC_LADW | California | Los Angeles | 5.2 | 2013 | 9999 |  |  |  | 0.14766 | Default Emission Factor
Crawfordsville Power Plant | 1024_G_D1 | 1024 | G | D1 |  | Combustion Turbine | MIS_INKY | Indiana | Montgomery | 0.9 | 1994 | 9999 |  |  |  | 7.2573 | Default Emission Factor
Ticona Polymers Inc | 10243_G_GEN5 | 10243 | G | GEN5 |  | Combustion Turbine | ERC_REST | Texas | Nueces | 32.5 | 1989 | 9999 | 2019 | 50.486 | 269498 | 0.37467 | NEI 2019
King City Power Plant | 10294_G_GTG | 10294 | G | GTG | 91323 | Combined Cycle | WEC_CALN | California | Monterey | 73 | 1989 | 9999 | 2017 | 0.27 | 383375 | 0.00141 | NEI 2019
King City Power Plant | 10294_G_STG | 10294 | G | STG | 8434 | Combined Cycle | WEC_CALN | California | Monterey | 38 | 1989 | 9999 |  |  |  | 0.00141 | NEI 2019
Bayou Cogen Plant | 10298_G_GT1 | 10298 | G | GT1 | 88564 | Combustion Turbine | ERC_REST | Texas | Harris | 75 | 2014 | 9999 | 2019 | 66.83 | 591915.256 | 0.22581 | NEI 2019
Bayou Cogen Plant | 10298_G_GT2 | 10298 | G | GT2 | 88564 | Combustion Turbine | ERC_REST | Texas | Harris | 75 | 2015 | 9999 | 2019 | 60.3 | 591915.256 | 0.20375 | NEI 2019
Bayou Cogen Plant | 10298_G_GT3 | 10298 | G | GT3 | 88565 | Combustion Turbine | ERC_REST | Texas | Harris | 75 | 2015 | 9999 | 2019 | 78.96 | 591915.256 | 0.2668 | NEI 2019
Dutchess Cnty Resource Recovery Facility | 10305_G_GEN1 | 10305 | G | GEN1 |  | Municipal Solid Waste | NY_Z_G-I | New York | Dutchess | 7.2 | 1987 | 9999 | 2019 | 66.9395 | 42299 | 3.1651 | NEI 2019
Bellingham Cogeneration Facility | 10307_G_CT1 | 10307 | G | CT1 | 3537 | Combined Cycle | NENGREST | Massachusetts | Norfolk | 102 | 1991 | 9999 | 2019 | 0.77 | 29602 | 0.08086 | NEI 2019
Bellingham Cogeneration Facility | 10307_G_CT2 | 10307 | G | CT2 | 3538 | Combined Cycle | NENGREST | Massachusetts | Norfolk | 102 | 1991 | 9999 | 2019 | 1.36 | 23082 | 0.08086 | NEI 2019
Bellingham Cogeneration Facility | 10307_G_ST1 | 10307 | G | ST1 | 3537 | Combined Cycle | NENGREST | Massachusetts | Norfolk | 60 | 1991 | 9999 |  |  |  | 0.08086 | NEI 2019
Sayreville Cogeneration Facility | 10308_G_CT1 | 10308 | G | CT1 | 3539 | Combined Cycle | PJM_EMAC | New Jersey | Middlesex | 112 | 1991 | 9999 | 2019 | 4.08 | 152892 | 0.04408 | NEI 2019
Sayreville Cogeneration Facility | 10308_G_CT2 | 10308 | G | CT2 | 3540 | Combined Cycle | PJM_EMAC | New Jersey | Middlesex | 112 | 1991 | 9999 | 2019 | 4.56 | 133944 | 0.04408 | NEI 2019
Sayreville Cogeneration Facility | 10308_G_ST1 | 10308 | G | ST1 | 3539 | Combined Cycle | PJM_EMAC | New Jersey | Middlesex | 68 | 1991 | 9999 |  |  |  | 0.04408 | NEI 2019
T B Simon Power Plant | 10328_G_GEN6 | 10328 | G | GEN6 |  | Combustion Turbine | MIS_LMI | Michigan | Ingham | 12.6 | 2006 | 9999 | 2019 | 24.195 | 28026.04 | 1.7266 | NEI 2019
Southside Water Reclamation Plant | 10339_G_GEN1 | 10339 | G | GEN1 |  | Combustion Turbine | WECC_NM | New Mexico | Bernalillo | 2.1 | 2002 | 9999 |  |  |  | 3.2013 | Default Emission Factor
Southside Water Reclamation Plant | 10339_G_GEN2 | 10339 | G | GEN2 |  | Combustion Turbine | WECC_NM | New Mexico | Bernalillo | 2.1 | 2002 | 9999 |  |  |  | 3.2013 | Default Emission Factor
Southside Water Reclamation Plant | 10339_G_GEN3 | 10339 | G | GEN3 |  | Non-Fossil Waste | WECC_NM | New Mexico | Bernalillo | 1.1 | 1987 | 9999 |  |  |  | 6.5998 | Default Emission Factor
Southside Water Reclamation Plant | 10339_G_GEN4 | 10339 | G | GEN4 |  | Non-Fossil Waste | WECC_NM | New Mexico | Bernalillo | 1.1 | 1987 | 9999 |  |  |  | 6.5998 | Default Emission Factor
Foster Wheeler Martinez | 10342_G_TG1 | 10342 | G | TG1 |  | Combined Cycle | WEC_CALN | California | Contra Costa | 35 | 1987 | 9999 | 2019 | 13.8699 | 290685 | 0.07617 | NEI 2019
Foster Wheeler Martinez | 10342_G_TG2 | 10342 | G | TG2 |  | Combined Cycle | WEC_CALN | California | Contra Costa | 35 | 1987 | 9999 | 2017 | 13.6684 | 299609 | 0.07617 | NEI 2019
Foster Wheeler Martinez | 10342_G_TG3 | 10342 | G | TG3 |  | Combined Cycle | WEC_CALN | California | Contra Costa | 33.5 | 1987 | 9999 |  |  |  | 0.07617 | NEI 2019
Peru (IN) | 1037_G_D1 | 1037 | G | D1 |  | Combustion Turbine | MIS_INKY | Indiana | Miami | 1.8 | 2002 | 9999 |  |  |  | 7.2573 | Default Emission Factor
Rensselaer City Light Plant | 1038_G_10 | 1038 | G | 10 |  | Combustion Turbine | MIS_INKY | Indiana | Jasper | 1.9 | 1971 | 9999 |  |  |  | 7.2573 | Default Emission Factor
Rensselaer City Light Plant | 1038_G_11 | 1038 | G | 11 |  | Combustion Turbine | MIS_INKY | Indiana | Jasper | 1.9 | 1971 | 9999 |  |  |  | 7.2573 | Default Emission Factor
Rensselaer City Light Plant | 1038_G_14 | 1038 | G | 14 |  | Combustion Turbine | MIS_INKY | Indiana | Jasper | 4.8 | 1994 | 9999 |  |  |  | 3.2013 | Default Emission Factor
Rensselaer City Light Plant | 1038_G_15 | 1038 | G | 15 |  | Combustion Turbine | MIS_INKY | Indiana | Jasper | 8.3 | 2006 | 9999 |  |  |  | 3.2013 | Default Emission Factor
Rensselaer City Light Plant | 1038_G_5 | 1038 | G | 5 |  | Combustion Turbine | MIS_INKY | Indiana | Jasper | 1.8 | 1950 | 9999 |  |  |  | 7.2573 | Default Emission Factor
Rensselaer City Light Plant | 1038_G_6 | 1038 | G | 6 |  | Combustion Turbine | MIS_INKY | Indiana | Jasper | 2.4 | 1957 | 9999 |  |  |  | 7.2573 | Default Emission Factor
Sycamore Energy 1 | 10387_G_1A | 10387 | G | 1A |  | Landfill Gas | WEC_SDGE | California | San Diego | 1.2 | 2011 | 9999 | 2018 | 1.1215 | 4274.5385 | 0.52475 | California Air Resources Board
Sycamore Energy 1 | 10387_G_2A | 10387 | G | 2A |  | Landfill Gas | WEC_SDGE | California | San Diego | 1.2 | 2011 | 9999 | 2018 | 1.1215 | 4274.5385 | 0.52475 | California Air Resources Board
Sycamore Energy 1 | 10387_G_3 | 10387 | G | 3 |  | Landfill Gas | WEC_SDGE | California | San Diego | 2.8 | 2004 | 9999 | 2018 | 2.6169 | 9973.9231 | 0.52475 | California Air Resources Board
Kingsburg Cogen | 10405_G_GEN1 | 10405 | G | GEN1 | 90775 | Combined Cycle | WEC_CALN | California | Fresno | 22 | 1990 | 9999 | 2019 | 0.14142 | 2620 | 0.0816 | NEI 2019
Kingsburg Cogen | 10405_G_GEN2 | 10405 | G | GEN2 | 90775 | Combined Cycle | WEC_CALN | California | Fresno | 11.8 | 1990 | 9999 |  |  |  | 0.0816 | NEI 2019
Pensacola Florida Plant | 10416_G_GEN4 | 10416 | G | GEN4 |  | Combustion Turbine | S_SOU | Florida | Escambia | 82 | 1993 | 9999 | 2019 | 207.2392 | 605723 | 0.68427 | NEI 2019
New-Indy Ontario Mill | 10427_G_GEN2 | 10427 | G | GEN2 |  | Combustion Turbine | WECC_SCE | California | San Bernardino | 14.7 | 2019 | 9999 |  |  |  | 0.29834 | Default Emission Factor
New-Indy Ontario Mill | 10427_G_GEN3 | 10427 | G | GEN3 |  | Combustion Turbine | WECC_SCE | California | San Bernardino | 14.7 | 2019 | 9999 |  |  |  | 0.29834 | Default Emission Factor
Mosaic New Wales Operations | 10434_G_TG2 | 10434 | G | TG2 |  | Non-Fossil Waste | FRCC | Florida | Polk | 48 | 1984 | 9999 |  |  |  | 6.5998 | Default Emission Factor
Mosaic New Wales Operations | 10434_G_TG3 | 10434 | G | TG3 |  | Non-Fossil Waste | FRCC | Florida | Polk | 32 | 1982 | 9999 |  |  |  | 6.5998 | Default Emission Factor
Mosaic New Wales Operations | 10434_G_TG4 | 10434 | G | TG4 |  | Non-Fossil Waste | FRCC | Florida | Polk | 24 | 2014 | 9999 |  |  |  | 6.5998 | Default Emission Factor
ExxonMobil Baytown Refinery | 10436_G_GT38 | 10436 | G | GT38 |  | Combustion Turbine | ERC_REST | Texas | Harris | 28 | 1989 | 9999 | 2019 | 48.4851 | 222231.8438 | 0.43635 | NEI 2019
ExxonMobil Baytown Refinery | 10436_G_GT41 | 10436 | G | GT41 |  | Combustion Turbine | ERC_REST | Texas | Harris | 18 | 1977 | 9999 | 2019 | 31.748 | 142863.3281 | 0.44445 | NEI 2019
ExxonMobil Baytown Refinery | 10436_G_GT42 | 10436 | G | GT42 |  | Combustion Turbine | ERC_REST | Texas | Harris | 18 | 1977 | 9999 | 2019 | 33.3758 | 142863.3281 | 0.46724 | NEI 2019
ExxonMobil Baytown Refinery | 10436_G_GT43 | 10436 | G | GT43 |  | Combustion Turbine | ERC_REST | Texas | Harris | 18 | 1977 | 9999 | 2019 | 44.2456 | 142863.3281 | 0.61941 | NEI 2019
ExxonMobil Baytown Refinery | 10436_G_GT44 | 10436 | G | GT44 |  | Combustion Turbine | ERC_REST | Texas | Harris | 18 | 1977 | 9999 | 2019 | 27.4172 | 142863.3281 | 0.38382 | NEI 2019
ExxonMobil Baytown Refinery | 10436_G_GT45 | 10436 | G | GT45 |  | Combustion Turbine | ERC_REST | Texas | Harris | 28 | 1988 | 9999 | 2019 | 16.076 | 222231.8438 | 0.14468 | NEI 2019
ExxonMobil Baytown Refinery | 10436_G_ST34 | 10436 | G | ST34 |  | Non-Fossil Waste | ERC_REST | Texas | Harris | 7.5 | 1952 | 9999 |  |  |  | 6.5998 | Default Emission Factor
Wisconsin Rapids Paper Mill | 10466_G_GEN3 | 10466 | G | GEN3 |  | Non-Fossil Waste | MIS_WUMS | Wisconsin | Wood | 5 | 1976 | 9999 |  |  |  | 6.5998 | Default Emission Factor
Kern River Cogeneration | 10496_G_GTAG | 10496 | G | GTAG |  | Combustion Turbine | WECC_SCE | California | Kern | 72 | 1985 | 9999 | 2017 | 7.2558 | 175721 | 0.08258 | NEI 2019
Kern River Cogeneration | 10496_G_GTBG | 10496 | G | GTBG |  | Combustion Turbine | WECC_SCE | California | Kern | 72 | 1985 | 9999 | 2017 | 5.636 | 175721 | 0.06415 | NEI 2019
Kern River Cogeneration | 10496_G_GTCG | 10496 | G | GTCG |  | Combustion Turbine | WECC_SCE | California | Kern | 72 | 1985 | 9999 | 2017 | 21.9459 | 175721 | 0.24978 | NEI 2019
Kern River Cogeneration | 10496_G_GTDG | 10496 | G | GTDG |  | Combustion Turbine | WECC_SCE | California | Kern | 72 | 1985 | 9999 | 2017 | 137.8632 | 175721 | 1.5691 | NEI 2019
Mid-Set Cogeneration | 10501_G_K100 | 10501 | G | K100 |  | Combustion Turbine | WEC_CALN | California | Kern | 36 | 1989 | 9999 |  |  |  | 0.72922 | Default Emission Factor
Lederle Laboratories | 10521_G_3A | 10521 | G | 3A |  | Combined Cycle | NY_Z_G-I | New York | Rockland | 1.5 | 1998 | 9999 |  |  |  | 0.14766 | Default Emission Factor
Lederle Laboratories | 10521_G_GEN1 | 10521 | G | GEN1 |  | Combined Cycle | NY_Z_G-I | New York | Rockland | 8.3 | 1991 | 9999 |  |  |  | 0.14766 | Default Emission Factor
Lederle Laboratories | 10521_G_GEN2 | 10521 | G | GEN2 |  | Combined Cycle | NY_Z_G-I | New York | Rockland | 8.3 | 1991 | 9999 |  |  |  | 0.14766 | Default Emission Factor
Lederle Laboratories | 10521_G_GEN3 | 10521 | G | GEN3 |  | Combined Cycle | NY_Z_G-I | New York | Rockland | 2.2 | 1990 | 9999 |  |  |  | 0.14766 | Default Emission Factor
Lederle Laboratories | 10521_G_TG4 | 10521 | G | TG4 |  | Combined Cycle | NY_Z_G-I | New York | Rockland | 1.4 | 1997 | 9999 |  |  |  | 0.14766 | Default Emission Factor
Grand River | 10532_G_2-1 | 10532 | G | 2-1 |  | Landfill Gas | MIS_LMI | Michigan | Clinton | 0.8 | 1991 | 9999 | 2018 | 17.7172 | 3295.25 | 10.7532 | Michigan Point Source Emission
Grand River | 10532_G_2-3 | 10532 | G | 2-3 |  | Landfill Gas | MIS_LMI | Michigan | Clinton | 0.8 | 1991 | 9999 | 2018 | 17.7172 | 3295.25 | 10.7532 | Michigan Point Source Emission
Grand River | 10532_G_2-4 | 10532 | G | 2-4 |  | Landfill Gas | MIS_LMI | Michigan | Clinton | 0.8 | 1996 | 9999 | 2018 | 17.7172 | 3295.25 | 10.7532 | Michigan Point Source Emission
Grand River | 10532_G_2-5 | 10532 | G | 2-5 |  | Landfill Gas | MIS_LMI | Michigan | Clinton | 0.8 | 1997 | 9999 | 2018 | 17.7172 | 3295.25 | 10.7532 | Michigan Point Source Emission
San Jose Cogeneration | 10548_G_GEN1 | 10548 | G | GEN1 |  | Combustion Turbine | WEC_CALN | California | Santa Clara | 5.6 | 1984 | 9999 |  |  |  | 0.72922 | Default Emission Factor
Al Turi | 10549_G_2 | 10549 | G | 2 |  | Landfill Gas | NY_Z_G-I | New York | Orange | 0.8 | 2011 | 9999 |  |  |  | 8.0181 | Default Emission Factor
Al Turi | 10549_G_3 | 10549 | G | 3 |  | Landfill Gas | NY_Z_G-I | New York | Orange | 0.8 | 2011 | 9999 |  |  |  | 8.0181 | Default Emission Factor
Formosa Utility Venture Ltd | 10554_G_3ST1 | 10554 | G | 3ST1 |  | Combined Cycle | ERC_REST | Texas | Calhoun | 38 | 2019 | 9999 |  |  |  | 0.03343 | Default Emission Factor
Formosa Utility Venture Ltd | 10554_G_3TBG1 | 10554 | G | 3TBG1 |  | Combined Cycle | ERC_REST | Texas | Calhoun | 97 | 2019 | 9999 |  |  |  | 0.03343 | Default Emission Factor
Formosa Utility Venture Ltd | 10554_G_3TBG2 | 10554 | G | 3TBG2 |  | Combined Cycle | ERC_REST | Texas | Calhoun | 97 | 2019 | 9999 |  |  |  | 0.03343 | Default Emission Factor
Formosa Utility Venture Ltd | 10554_G_BO3 | 10554 | G | BO3 |  | Combined Cycle | ERC_REST | Texas | Calhoun | 32 | 1987 | 9999 | 2019 | 11.09 | 208030.08 | 0.08636 | NEI 2019
Formosa Utility Venture Ltd | 10554_G_ST1 | 10554 | G | ST1 |  | Combined Cycle | ERC_REST | Texas | Calhoun | 28.5 | 1994 | 9999 |  |  |  | 0.08636 | NEI 2019
Formosa Utility Venture Ltd | 10554_G_ST2 | 10554 | G | ST2 |  | Combined Cycle | ERC_REST | Texas | Calhoun | 57.5 | 1994 | 9999 |  |  |  | 0.18881 | NEI 2019
Formosa Utility Venture Ltd | 10554_G_ST3 | 10554 | G | ST3 |  | Combined Cycle | ERC_REST | Texas | Calhoun | 47.3 | 2002 | 9999 |  |  |  | 0.15584 | NEI 2019
Formosa Utility Venture Ltd | 10554_G_TBG1 | 10554 | G | TBG1 |  | Combined Cycle | ERC_REST | Texas | Calhoun | 72 | 1993 | 9999 | 2019 | 25.29 | 634477 | 0.08636 | NEI 2019
Formosa Utility Venture Ltd | 10554_G_TBG2 | 10554 | G | TBG2 |  | Combined Cycle | ERC_REST | Texas | Calhoun | 72 | 1993 | 9999 | 2019 | 22.68 | 474109.81 | 0.18881 | NEI 2019
Formosa Utility Venture Ltd | 10554_G_TBG3 | 10554 | G | TBG3 |  | Combined Cycle | ERC_REST | Texas | Calhoun | 72 | 1993 | 9999 | 2019 | 102.44 | 545044.94 | 0.18881 | NEI 2019
Formosa Utility Venture Ltd | 10554_G_TBG4 | 10554 | G | TBG4 |  | Combined Cycle | ERC_REST | Texas | Calhoun | 72 | 1994 | 9999 | 2019 | 51.87 | 855650.58 | 0.18881 | NEI 2019
Formosa Utility Venture Ltd | 10554_G_TBG5 | 10554 | G | TBG5 |  | Combined Cycle | ERC_REST | Texas | Calhoun | 72 | 1994 | 9999 | 2019 | 23.26 | 540598.46 | 0.15584 | NEI 2019
Formosa Utility Venture Ltd | 10554_G_TBG6 | 10554 | G | TBG6 |  | Combined Cycle | ERC_REST | Texas | Calhoun | 72 | 2003 | 9999 | 2019 | 71.51 | 675680.66 | 0.15584 | NEI 2019
Algonquin Windsor Locks | 10567_G_GTG | 10567 | G | GTG | 3556 | Combined Cycle | NENG_CT | Connecticut | Hartford | 35 | 1990 | 9999 | 2019 | 3.0148 | 4520.2 | 0.15487 | NEI 2019
Algonquin Windsor Locks | 10567_G_GTG2 | 10567 | G | GTG2 |  | Combined Cycle | NENG_CT | Connecticut | Hartford | 13 | 2012 | 9999 | 2019 | 2.0513 | 107315.95 | 0.15487 | NEI 2019
Algonquin Windsor Locks | 10567_G_STG | 10567 | G | STG | 3556 | Combined Cycle | NENG_CT | Connecticut | Hartford | 16 | 1990 | 9999 | 2019 | 4.5444 | 12273.41 | 0.15487 | NEI 2019
Tesoro Wilmington Calciner | 10601_G_GEN1 | 10601 | G | GEN1 |  | Non-Fossil Waste | WECC_SCE | California | Los Angeles | 30.7 | 1982 | 9999 |  |  |  | 6.5998 | Default Emission Factor
CH Resources Beaver Falls | 10617_G_GEN1 | 10617 | G | GEN1 | 3560 | Combined Cycle | NY_Z_C&E | New York | Lewis | 50.7 | 1995 | 9999 | 2019 | 0.307 | 1912 | 0.32113 | NEI 2019
CH Resources Beaver Falls | 10617_G_GEN2 | 10617 | G | GEN2 | 3560 | Combined Cycle | NY_Z_C&E | New York | Lewis | 30.6 | 1995 | 9999 |  |  |  | 0.32113 | NEI 2019
Carthage Energy LLC | 10620_G_GEN1 | 10620 | G | GEN1 | 3563 | Combined Cycle | NY_Z_C&E | New York | Jefferson | 38.2 | 1991 | 9999 | 2019 | 0.1744 | 2207 | 1.267 | NEI 2019
Carthage Energy LLC | 10620_G_GEN2 | 10620 | G | GEN2 | 3563 | Combined Cycle | NY_Z_C&E | New York | Jefferson | 21 | 1991 | 9999 | 2019 | 1.8293 | 956 | 1.267 | NEI 2019
CH Resources Syracuse | 10621_G_GEN1 | 10621 | G | GEN1 | 3564 | Combined Cycle | NY_Z_C&E | New York | Onondaga | 56.5 | 1994 | 9999 | 2019 | 5.2313 | 13417 | 0.7725 | NEI 2019
CH Resources Syracuse | 10621_G_GEN2 | 10621 | G | GEN2 | 3564 | Combined Cycle | NY_Z_C&E | New York | Onondaga | 28.8 | 1994 | 9999 | 2019 | 0.03249 | 211 | 0.7725 | NEI 2019
Civic Center | 10623_G_GEN1 | 10623 | G | GEN1 |  | Combined Cycle | WEC_LADW | California | Los Angeles | 22.1 | 1989 | 9999 |  |  |  | 0.14766 | Default Emission Factor
Civic Center | 10623_G_GEN2 | 10623 | G | GEN2 |  | Combined Cycle | WEC_LADW | California | Los Angeles | 1.5 | 1989 | 9999 |  |  |  | 0.14766 | Default Emission Factor
Hopewell Cogeneration | 10633_G_GT1 | 10633 | G | GT1 | 88335 | Combined Cycle | PJM_Dom | Virginia | Prince George | 94.1 | 1990 | 9999 | 2019 | 21.0305 | 739768 | 0.09033 | NEI 2019
Hopewell Cogeneration | 10633_G_GT2 | 10633 | G | GT2 | 88336 | Combined Cycle | PJM_Dom | Virginia | Prince George | 94.1 | 1990 | 9999 | 2019 | 22.8349 | 372851 | 0.09033 | NEI 2019
Hopewell Cogeneration | 10633_G_GT3 | 10633 | G | GT3 | 88337 | Combined Cycle | PJM_Dom | Virginia | Prince George | 94.1 | 1990 | 9999 | 2019 | 23.6781 | 382809 | 0.09033 | NEI 2019
Hopewell Cogeneration | 10633_G_ST1 | 10633 | G | ST1 | 88335 | Combined Cycle | PJM_Dom | Virginia | Prince George | 96 | 1990 | 9999 |  |  |  | 0.09033 | NEI 2019
Bear Mountain Limited | 10649_G_GEN1 | 10649 | G | GEN1 | 91243 | Combustion Turbine | WEC_CALN | California | Kern | 46 | 1995 | 9999 | 2017 | 2.5332 | 33818 | 0.14981 | NEI 2019
Badger Creek Limited | 10650_G_GEN1 | 10650 | G | GEN1 | 91244 | Combustion Turbine | WEC_CALN | California | Kern | 46 | 1991 | 9999 | 2017 | 0.63601 | 15982 | 0.07959 | NEI 2019
Marshalltown | 1068_G_1 | 1068 | G | 1 | 89836 | Combustion Turbine | MIS_IA | Iowa | Marshall | 55.9 | 1978 | 9999 | 2019 | 1.618 | 9627.794 | 0.3361 | NEI 2019
Marshalltown | 1068_G_2 | 1068 | G | 2 | 89842 | Combustion Turbine | MIS_IA | Iowa | Marshall | 56.2 | 1978 | 9999 | 2019 | 2.8735 | 9679.4638 | 0.59374 | NEI 2019
Marshalltown | 1068_G_3 | 1068 | G | 3 | 89844 | Combustion Turbine | MIS_IA | Iowa | Marshall | 61.7 | 1978 | 9999 | 2019 | 2.9373 | 10626.7422 | 0.55282 | NEI 2019
Brush Generation Facility | 10682_G_GT1 | 10682 | G | GT1 |  | Combined Cycle | WECC_CO | Colorado | Morgan | 25 | 1990 | 9999 | 2017 | 1.45 | 3770 | 0.44684 | NEI 2019
Brush Generation Facility | 10682_G_GT2 | 10682 | G | GT2 | 3576 | Combustion Turbine | WECC_CO | Colorado | Morgan | 25 | 1990 | 9999 | 2017 | 5.79 | 2853 | 4.0589 | NEI 2019
Brush Generation Facility | 10682_G_GT3 | 10682 | G | GT3 |  | Combined Cycle | WECC_CO | Colorado | Morgan | 32 | 1994 | 9999 | 2017 | 1.71 | 3678 | 0.52859 | NEI 2019
Brush Generation Facility | 10682_G_GT4 | 10682 | G | GT4 | 4142 | Combined Cycle | WECC_CO | Colorado | Morgan | 25 | 1999 | 9999 | 2017 | 6.01 | 4072 | 0.63679 | NEI 2019
Brush Generation Facility | 10682_G_GT5 | 10682 | G | GT5 | 4143 | Combined Cycle | WECC_CO | Colorado | Morgan | 25 | 1999 | 9999 | 2019 | 5.43 | 70046 | 0.63679 | NEI 2019
Brush Generation Facility | 10682_G_ST1 | 10682 | G | ST1 |  | Combined Cycle | WECC_CO | Colorado | Morgan | 30 | 1990 | 9999 |  |  |  | 0.44684 | NEI 2019
Brush Generation Facility | 10682_G_ST2 | 10682 | G | ST2 |  | Combined Cycle | WECC_CO | Colorado | Morgan | 40 | 1994 | 9999 |  |  |  | 0.52859 | NEI 2019
Brush Generation Facility | 10682_G_ST4 | 10682 | G | ST4 | 4143 | Combined Cycle | WECC_CO | Colorado | Morgan | 90 | 2002 | 9999 |  |  |  | 0.63679 | NEI 2019
ExxonMobil Baton Rouge Turbine Generator | 10690_G_CTG1 | 10690 | G | CTG1 |  | Combustion Turbine | MIS_LA | Louisiana | East Baton Rouge | 76.7 | 1990 | 9999 |  |  |  | 0.72922 | Default Emission Factor
ExxonMobil Baytown Turbine | 10692_G_GEN1 | 10692 | G | GEN1 |  | Combustion Turbine | ERC_REST | Texas | Harris | 32 | 1989 | 9999 |  |  |  | 0.72922 | Default Emission Factor
ExxonMobil Baytown Turbine | 10692_G_GEN2 | 10692 | G | GEN2 |  | Combustion Turbine | ERC_REST | Texas | Harris | 32 | 1989 | 9999 |  |  |  | 0.72922 | Default Emission Factor
ExxonMobil Baytown Turbine | 10692_G_GEN3 | 10692 | G | GEN3 |  | Combustion Turbine | ERC_REST | Texas | Harris | 32 | 1989 | 9999 |  |  |  | 0.72922 | Default Emission Factor
ExxonMobil Baytown Turbine | 10692_G_GEN4 | 10692 | G | GEN4 |  | Combustion Turbine | ERC_REST | Texas | Harris | 90 | 1997 | 9999 |  |  |  | 0.72922 | Default Emission Factor
ExxonMobil Baytown Turbine | 10692_G_GEN5 | 10692 | G | GEN5 |  | Combustion Turbine | ERC_REST | Texas | Harris | 140 | 2004 | 9999 |  |  |  | 0.72922 | Default Emission Factor
Selkirk Cogen | 10725_G_GEN1 | 10725 | G | GEN1 | 3577 | Combined Cycle | NY_Z_F | New York | Albany | 69.4 | 1992 | 9999 | 2019 | 4.552 | 47501 | 0.08032 | NEI 2019
Selkirk Cogen | 10725_G_GEN2 | 10725 | G | GEN2 | 3577 | Combined Cycle | NY_Z_F | New York | Albany | 8.7 | 1992 | 9999 |  |  |  | 0.08032 | NEI 2019
Selkirk Cogen | 10725_G_GEN3 | 10725 | G | GEN3 | 3578 | Combined Cycle | NY_Z_F | New York | Albany | 79.3 | 1994 | 9999 |  |  |  | 0.08032 | NEI 2019
Selkirk Cogen | 10725_G_GEN4 | 10725 | G | GEN4 | 3579 | Combined Cycle | NY_Z_F | New York | Albany | 79.3 | 1994 | 9999 |  |  |  | 0.08032 | NEI 2019
Selkirk Cogen | 10725_G_GEN5 | 10725 | G | GEN5 | 3578 | Combined Cycle | NY_Z_F | New York | Albany | 123.6 | 1994 | 9999 | 2019 | 1.581 | 105209 | 0.08032 | NEI 2019
Masspower | 10726_G_GEN1 | 10726 | G | GEN1 | 3580 | Combined Cycle | NENGREST | Massachusetts | Hampden | 83 | 1993 | 9999 | 2019 | 7.62 | 282447 | 0.07839 | NEI 2019
Masspower | 10726_G_GEN2 | 10726 | G | GEN2 | 3581 | Combined Cycle | NENGREST | Massachusetts | Hampden | 83 | 1993 | 9999 |  |  |  | 0.07839 | NEI 2019
Masspower | 10726_G_GEN3 | 10726 | G | GEN3 | 3580 | Combined Cycle | NENGREST | Massachusetts | Hampden | 79 | 1993 | 9999 |  |  |  | 0.07839 | NEI 2019
Midland Cogeneration Venture | 10745_G_1G12 | 10745 | G | 1G12 |  | Combustion Turbine | MIS_LMI | Michigan | Midland | 5.2 | 1990 | 9999 |  |  |  | 7.2573 | Default Emission Factor
Midland Cogeneration Venture | 10745_G_BP15 | 10745 | G | BP15 | 88573 | Combined Cycle | MIS_LMI | Michigan | Midland | 13.4 | 1998 | 9999 | 2019 | 39.925 | 35597.06 | 0.02226 | NEI 2019
Midland Cogeneration Venture | 10745_G_GT10 | 10745 | G | GT10 | 88574 | Combined Cycle | MIS_LMI | Michigan | Midland | 88 | 1990 | 9999 |  |  |  | 0.02226 | NEI 2019
Midland Cogeneration Venture | 10745_G_GT11 | 10745 | G | GT11 | 88575 | Combined Cycle | MIS_LMI | Michigan | Midland | 88 | 1990 | 9999 |  |  |  | 0.02226 | NEI 2019
Midland Cogeneration Venture | 10745_G_GT12 | 10745 | G | GT12 | 88576 | Combined Cycle | MIS_LMI | Michigan | Midland | 88 | 1990 | 9999 | 2019 | 1.598 | 646670.87 | 0.02226 | NEI 2019
Midland Cogeneration Venture | 10745_G_GT13 | 10745 | G | GT13 | 88577 | Combined Cycle | MIS_LMI | Michigan | Midland | 88 | 1990 | 9999 |  |  |  | 0.02226 | NEI 2019
Midland Cogeneration Venture | 10745_G_GT14 | 10745 | G | GT14 | 88578 | Combined Cycle | MIS_LMI | Michigan | Midland | 88 | 1990 | 9999 |  |  |  | 0.02226 | NEI 2019
Midland Cogeneration Venture | 10745_G_GT3 | 10745 | G | GT3 | 88567 | Combined Cycle | MIS_LMI | Michigan | Midland | 88 | 1989 | 9999 |  |  |  | 0.14766 | Default Emission Factor
Midland Cogeneration Venture | 10745_G_GT4 | 10745 | G | GT4 | 88568 | Combined Cycle | MIS_LMI | Michigan | Midland | 88 | 1989 | 9999 |  |  |  | 0.14766 | Default Emission Factor
Midland Cogeneration Venture | 10745_G_GT5 | 10745 | G | GT5 | 88569 | Combined Cycle | MIS_LMI | Michigan | Midland | 88 | 1989 | 9999 |  |  |  | 0.14766 | Default Emission Factor
Midland Cogeneration Venture | 10745_G_GT6 | 10745 | G | GT6 | 88570 | Combined Cycle | MIS_LMI | Michigan | Midland | 88 | 1989 | 9999 |  |  |  | 0.14766 | Default Emission Factor
Midland Cogeneration Venture | 10745_G_GT7 | 10745 | G | GT7 | 88571 | Combined Cycle | MIS_LMI | Michigan | Midland | 88 | 1989 | 9999 |  |  |  | 0.14766 | Default Emission Factor
Midland Cogeneration Venture | 10745_G_GT8 | 10745 | G | GT8 | 88572 | Combined Cycle | MIS_LMI | Michigan | Midland | 88 | 1989 | 9999 |  |  |  | 0.14766 | Default Emission Factor
Midland Cogeneration Venture | 10745_G_GT9 | 10745 | G | GT9 | 88573 | Combined Cycle | MIS_LMI | Michigan | Midland | 88 | 1990 | 9999 |  |  |  | 0.02226 | NEI 2019
Midland Cogeneration Venture | 10745_G_ST1 | 10745 | G | ST1 | 88567 | Combined Cycle | MIS_LMI | Michigan | Midland | 410 | 1990 | 9999 |  |  |  | 0.14766 | Default Emission Factor
Midland Cogeneration Venture | 10745_G_ST2 | 10745 | G | ST2 | 88573 | Combined Cycle | MIS_LMI | Michigan | Midland | 380 | 1990 | 9999 | 2019 | 0.64 | 1716247.2 | 0.02226 | NEI 2019
Marina Landfill Gas | 10748_G_U1C06 | 10748 | G | U1C06 |  | Landfill Gas | WEC_CALN | California | Monterey | 1.6 | 2006 | 9999 |  |  |  | 8.0181 | Default Emission Factor
Marina Landfill Gas | 10748_G_U2J02 | 10748 | G | U2J02 |  | Landfill Gas | WEC_CALN | California | Monterey | 1 | 2002 | 9999 |  |  |  | 8.0181 | Default Emission Factor
Marina Landfill Gas | 10748_G_U4J16 | 10748 | G | U4J16 |  | Landfill Gas | WEC_CALN | California | Monterey | 1.2 | 2016 | 9999 |  |  |  | 8.0181 | Default Emission Factor
Camden Plant Holdings LLC | 10751_G_GEN1 | 10751 | G | GEN1 | 3583 | Combined Cycle | PJM_EMAC | New Jersey | Camden | 79.8 | 1993 | 9999 |  |  |  | 0.06451 | NEI 2019
Camden Plant Holdings LLC | 10751_G_GEN2 | 10751 | G | GEN2 | 3583 | Combined Cycle | PJM_EMAC | New Jersey | Camden | 65.2 | 1993 | 9999 | 2019 | 1.91 | 59215 | 0.06451 | NEI 2019
Rifle Generating Station | 10755_G_GT2 | 10755 | G | GT2 |  | Combined Cycle | WECC_CO | Colorado | Garfield | 13 | 1987 | 9999 |  |  |  | 0.14766 | Default Emission Factor
Rifle Generating Station | 10755_G_GT3 | 10755 | G | GT3 |  | Combined Cycle | WECC_CO | Colorado | Garfield | 13 | 1987 | 9999 |  |  |  | 0.14766 | Default Emission Factor
Rifle Generating Station | 10755_G_GT4 | 10755 | G | GT4 |  | Combined Cycle | WECC_CO | Colorado | Garfield | 13 | 1987 | 9999 |  |  |  | 0.14766 | Default Emission Factor
Rifle Generating Station | 10755_G_ST1 | 10755 | G | ST1 |  | Combined Cycle | WECC_CO | Colorado | Garfield | 34 | 1987 | 9999 |  |  |  | 0.14766 | Default Emission Factor
Las Vegas Generating Station | 10761_G_GEN1 | 10761 | G | GEN1 | 90316 | Combined Cycle | WECC_SNV | Nevada | Clark | 41 | 1994 | 9999 | 2019 | 2.93 | 38196 | 0.15342 | NEI 2019
Las Vegas Generating Station | 10761_G_GEN2 | 10761 | G | GEN2 | 90316 | Combined Cycle | WECC_SNV | Nevada | Clark | 9 | 1994 | 9999 |  |  |  | 0.15342 | NEI 2019
Las Vegas Generating Station | 10761_G_GEN3 | 10761 | G | GEN3 | 3587 | Combined Cycle | WECC_SNV | Nevada | Clark | 45 | 2003 | 9999 | 2019 | 0.42 | 52621 | 0.01955 | NEI 2019
Las Vegas Generating Station | 10761_G_GEN4 | 10761 | G | GEN4 | 3588 | Combined Cycle | WECC_SNV | Nevada | Clark | 45 | 2003 | 9999 | 2019 | 0.41 | 32291 | 0.01955 | NEI 2019
Las Vegas Generating Station | 10761_G_GEN5 | 10761 | G | GEN5 | 3589 | Combined Cycle | WECC_SNV | Nevada | Clark | 45 | 2003 | 9999 | 2019 | 0.28 | 46551 | 0.01836 | NEI 2019
Las Vegas Generating Station | 10761_G_GEN6 | 10761 | G | GEN6 | 3590 | Combined Cycle | WECC_SNV | Nevada | Clark | 45 | 2003 | 9999 | 2019 | 0.39 | 26445 | 0.01836 | NEI 2019
Las Vegas Generating Station | 10761_G_GEN7 | 10761 | G | GEN7 | 3587 | Combined Cycle | WECC_SNV | Nevada | Clark | 26 | 2003 | 9999 |  |  |  | 0.01955 | NEI 2019
Las Vegas Generating Station | 10761_G_GEN8 | 10761 | G | GEN8 | 3589 | Combined Cycle | WECC_SNV | Nevada | Clark | 26 | 2003 | 9999 |  |  |  | 0.01836 | NEI 2019
E F Oxnard Energy Facility | 10776_G_GTG | 10776 | G | GTG |  | Combustion Turbine | WECC_SCE | California | Ventura | 48.5 | 1990 | 9999 | 2017 | 13.0565 | 163730 | 0.15949 | NEI 2019
Sabine River Works | 10789_G_GEN1 | 10789 | G | GEN1 |  | Combined Cycle | MIS_WOTA | Texas | Orange | 82 | 1987 | 9999 | 2018 | 45.3411 | 253912 | 0.06029 | Texas Emissions Inventory
Sabine River Works | 10789_G_GT1A | 10789 | G | GT1A | 3945 | Combined Cycle | MIS_WOTA | Texas | Orange | 160 | 2001 | 9999 | 2019 | 21.9399 | 1283304 | 0.06029 | NEI 2019
Sabine River Works | 10789_G_GT1B | 10789 | G | GT1B | 3946 | Combined Cycle | MIS_WOTA | Texas | Orange | 160 | 2001 | 9999 | 2019 | 28.9547 | 1161713 | 0.06029 | NEI 2019
Sabine River Works | 10789_G_ST1A | 10789 | G | ST1A | 3945 | Combined Cycle | MIS_WOTA | Texas | Orange | 100 | 2001 | 9999 |  |  |  | 0.06029 | NEI 2019
Coralville GT | 1079_G_1 | 1079 | G | 1 |  | Combustion Turbine | MIS_MIDA | Iowa | Johnson | 16.5 | 1970 | 9999 |  |  |  | 0.72922 | Default Emission Factor
Coralville GT | 1079_G_2 | 1079 | G | 2 |  | Combustion Turbine | MIS_MIDA | Iowa | Johnson | 17.2 | 1970 | 9999 |  |  |  | 0.72922 | Default Emission Factor
Coralville GT | 1079_G_3 | 1079 | G | 3 |  | Combustion Turbine | MIS_MIDA | Iowa | Johnson | 16.2 | 1970 | 9999 |  |  |  | 0.72922 | Default Emission Factor
Coralville GT | 1079_G_4 | 1079 | G | 4 |  | Combustion Turbine | MIS_MIDA | Iowa | Johnson | 16.5 | 1970 | 9999 |  |  |  | 0.72922 | Default Emission Factor
Victoria Texas Plant | 10790_G_GEN1 | 10790 | G | GEN1 |  | Combustion Turbine | ERC_REST | Texas | Victoria | 75 | 1987 | 9999 | 2019 | 16.7255 | 505437 | 0.06618 | NEI 2019
Kenilworth Energy Facility | 10805_G_GEN1 | 10805 | G | GEN1 | 3600 | Combined Cycle | PJM_EMAC | New Jersey | Union | 20 | 1989 | 9999 |  |  |  | 0.35465 | NEI 2019
Kenilworth Energy Facility | 10805_G_GEN2 | 10805 | G | GEN2 | 3600 | Combined Cycle | PJM_EMAC | New Jersey | Union | 4.5 | 1989 | 9999 | 2019 | 26.787 | 151060.04 | 0.35465 | NEI 2019
Ada Cogeneration LP | 10819_G_GEN1 | 10819 | G | GEN1 |  | Combined Cycle | MIS_LMI | Michigan | Kent | 22 | 1990 | 9999 | 2019 | 37.2 | 113112 | 0.59944 | NEI 2019
Ada Cogeneration LP | 10819_G_GEN2 | 10819 | G | GEN2 |  | Combined Cycle | MIS_LMI | Michigan | Kent | 8 | 1990 | 9999 | 2019 | 3.9 | 24017 | 0.59944 | NEI 2019
Deer Island Treatment Plant | 10823_G_G101 | 10823 | G | G101 | 3602 | Combustion Turbine | NENGREST | Massachusetts | Suffolk | 22 | 1995 | 9999 | 2019 | 0.575 | 4016.04 | 0.28635 | NEI 2019
Deer Island Treatment Plant | 10823_G_G201 | 10823 | G | G201 | 3603 | Combustion Turbine | NENGREST | Massachusetts | Suffolk | 22 | 1995 | 9999 | 2019 | 0.574 | 4016.04 | 0.28585 | NEI 2019
River Hills | 1084_G_1 | 1084 | G | 1 |  | Combustion Turbine | MIS_MIDA | Iowa | Polk | 16 | 1966 | 9999 |  |  |  | 0.72922 | Default Emission Factor
River Hills | 1084_G_2 | 1084 | G | 2 |  | Combustion Turbine | MIS_MIDA | Iowa | Polk | 16 | 1966 | 9999 |  |  |  | 0.72922 | Default Emission Factor
River Hills | 1084_G_3 | 1084 | G | 3 |  | Combustion Turbine | MIS_MIDA | Iowa | Polk | 16 | 1966 | 9999 |  |  |  | 0.72922 | Default Emission Factor
River Hills | 1084_G_4 | 1084 | G | 4 |  | Combustion Turbine | MIS_MIDA | Iowa | Polk | 16 | 1966 | 9999 |  |  |  | 0.72922 | Default Emission Factor
River Hills | 1084_G_5 | 1084 | G | 5 |  | Combustion Turbine | MIS_MIDA | Iowa | Polk | 16 | 1967 | 9999 |  |  |  | 0.72922 | Default Emission Factor
River Hills | 1084_G_6 | 1084 | G | 6 |  | Combustion Turbine | MIS_MIDA | Iowa | Polk | 16 | 1967 | 9999 |  |  |  | 0.72922 | Default Emission Factor
River Hills | 1084_G_7 | 1084 | G | 7 |  | Combustion Turbine | MIS_MIDA | Iowa | Polk | 16 | 1968 | 9999 |  |  |  | 0.72922 | Default Emission Factor
River Hills | 1084_G_8 | 1084 | G | 8 |  | Combustion Turbine | MIS_MIDA | Iowa | Polk | 16 | 1968 | 9999 |  |  |  | 0.72922 | Default Emission Factor
Archer Daniels Midland Cedar Rapids | 10864_G_GEN7 | 10864 | G | GEN7 |  | Combustion Turbine | MIS_IA | Iowa | Linn | 35 | 2016 | 9999 | 2019 | 25.72 | 269853 | 0.19062 | NEI 2019
Hazelton | 10870_G_GEN1 | 10870 | G | GEN1 | 3605 | Combustion Turbine | PJM_WMAC | Pennsylvania | Luzerne | 58.9 | 1989 | 9999 | 2019 | 2.526 | 5951.489 | 0.84886 | NEI 2019
Hazelton | 10870_G_GEN2 | 10870 | G | GEN2 | 9579 | Combustion Turbine | PJM_WMAC | Pennsylvania | Luzerne | 28.3 | 2002 | 9999 | 2019 | 5.082 | 2859.544 | 3.5544 | NEI 2019
Hazelton | 10870_G_GEN3 | 10870 | G | GEN3 | 9580 | Combustion Turbine | PJM_WMAC | Pennsylvania | Luzerne | 29.3 | 2002 | 9999 | 2019 | 4.776 | 2960.5879 | 3.2264 | NEI 2019
Hazelton | 10870_G_GEN4 | 10870 | G | GEN4 | 9581 | Combustion Turbine | PJM_WMAC | Pennsylvania | Luzerne | 29.1 | 2002 | 9999 | 2019 | 4.428 | 2940.3791 | 3.0119 | NEI 2019
Medical Area Total Energy Plant | 10883_G_CT1 | 10883 | G | CT1 |  | Combustion Turbine | NENGREST | Massachusetts | Suffolk | 12.5 | 2003 | 9999 | 2019 | 2.5052 | 87803.8926 | 0.05706 | NEI 2019
Medical Area Total Energy Plant | 10883_G_CT2 | 10883 | G | CT2 |  | Combustion Turbine | NENGREST | Massachusetts | Suffolk | 12.5 | 2003 | 9999 | 2019 | 2.3676 | 87803.8926 | 0.05393 | NEI 2019
Medical Area Total Energy Plant | 10883_G_CT3 | 10883 | G | CT3 |  | Combustion Turbine | NENGREST | Massachusetts | Suffolk | 12.8 | 2017 | 9999 |  |  |  | 0.72922 | Default Emission Factor
Medical Area Total Energy Plant | 10883_G_DEG1 | 10883 | G | DEG1 |  | Combustion Turbine | NENGREST | Massachusetts | Suffolk | 6 | 1985 | 9999 | 2019 | 0.0636 | 540.7967 | 0.23521 | NEI 2019
Medical Area Total Energy Plant | 10883_G_DEG2 | 10883 | G | DEG2 |  | Combustion Turbine | NENGREST | Massachusetts | Suffolk | 6 | 1985 | 9999 |  |  |  | 7.2573 | Default Emission Factor
Medical Area Total Energy Plant | 10883_G_DEG3 | 10883 | G | DEG3 |  | Combustion Turbine | NENGREST | Massachusetts | Suffolk | 6 | 1985 | 9999 | 2019 | 0.0087 | 540.7967 | 0.03218 | NEI 2019
Medical Area Total Energy Plant | 10883_G_DEG4 | 10883 | G | DEG4 |  | Combustion Turbine | NENGREST | Massachusetts | Suffolk | 6 | 1985 | 9999 | 2019 | 0.0378 | 540.7967 | 0.13979 | NEI 2019
Medical Area Total Energy Plant | 10883_G_DEG5 | 10883 | G | DEG5 |  | Combustion Turbine | NENGREST | Massachusetts | Suffolk | 6 | 1985 | 9999 | 2019 | 0.0362 | 540.7967 | 0.13388 | NEI 2019
Medical Area Total Energy Plant | 10883_G_DEG6 | 10883 | G | DEG6 |  | Combustion Turbine | NENGREST | Massachusetts | Suffolk | 6 | 1986 | 9999 |  |  |  | 7.2573 | Default Emission Factor
Olive View Medical Center | 10884_G_CTC1 | 10884 | G | CTC1 |  | Combustion Turbine | WEC_LADW | California | Los Angeles | 2.7 | 1987 | 9999 | 2018 | 3.1524 | 7610.56 | 0.82844 | California Air Resources Board
Olive View Medical Center | 10884_G_CTC2 | 10884 | G | CTC2 |  | Combustion Turbine | WEC_LADW | California | Los Angeles | 2.7 | 1987 | 9999 | 2018 | 3.1524 | 7610.56 | 0.82844 | California Air Resources Board
Merl Parr | 1097_G_1 | 1097 | G | 1 |  | Combustion Turbine | MIS_MIDA | Iowa | Floyd | 16.6 | 1969 | 9999 |  |  |  | 0.72922 | Default Emission Factor
Merl Parr | 1097_G_2 | 1097 | G | 2 |  | Combustion Turbine | MIS_MIDA | Iowa | Floyd | 16 | 1969 | 9999 |  |  |  | 0.72922 | Default Emission Factor
Burlington (IA) | 1104_G_GT1 | 1104 | G | GT1 |  | Combustion Turbine | MIS_IA | Iowa | Des Moines | 12.7 | 1994 | 2025 | 2019 | 0.21155 | 172.9362 | 2.4466 | NEI 2019
Burlington (IA) | 1104_G_GT2 | 1104 | G | GT2 |  | Combustion Turbine | MIS_IA | Iowa | Des Moines | 11.9 | 1995 | 2025 | 2019 | 0.22906 | 162.0426 | 2.8272 | NEI 2019
Burlington (IA) | 1104_G_GT3 | 1104 | G | GT3 |  | Combustion Turbine | MIS_IA | Iowa | Des Moines | 13 | 1996 | 2025 | 2019 | 0.21711 | 177.0213 | 2.4529 | NEI 2019
Burlington (IA) | 1104_G_GT4 | 1104 | G | GT4 |  | Combustion Turbine | MIS_IA | Iowa | Des Moines | 9.4 | 1994 | 2025 | 2019 | 0.19604 | 128 | 3.0632 | NEI 2019
Algona | 1120_G_6 | 1120 | G | 6 |  | Combustion Turbine | MIS_MIDA | Iowa | Kossuth | 3.2 | 1965 | 9999 |  |  |  | 3.2013 | Default Emission Factor
Algona | 1120_G_7 | 1120 | G | 7 |  | Combustion Turbine | MIS_MIDA | Iowa | Kossuth | 4.1 | 1970 | 9999 |  |  |  | 3.2013 | Default Emission Factor
Algona | 1120_G_8 | 1120 | G | 8 |  | Combustion Turbine | MIS_MIDA | Iowa | Kossuth | 4.4 | 1994 | 9999 |  |  |  | 7.2573 | Default Emission Factor
Algona | 1120_G_9 | 1120 | G | 9 |  | Combustion Turbine | MIS_MIDA | Iowa | Kossuth | 4.4 | 1994 | 9999 |  |  |  | 7.2573 | Default Emission Factor
Alta Municipal Utilities | 1121_G_2A | 1121 | G | 2A |  | Combustion Turbine | MIS_MIDA | Iowa | Buena Vista | 2 | 2018 | 9999 |  |  |  | 7.2573 | Default Emission Factor
Alta Municipal Utilities | 1121_G_3A | 1121 | G | 3A |  | Combustion Turbine | MIS_MIDA | Iowa | Buena Vista | 2 | 2018 | 9999 |  |  |  | 7.2573 | Default Emission Factor
Anita | 1123_G_2 | 1123 | G | 2 |  | Combustion Turbine | MIS_IL | Iowa | Cass | 0.1 | 1939 | 9999 |  |  |  | 7.2573 | Default Emission Factor
Anita | 1123_G_3 | 1123 | G | 3 |  | Combustion Turbine | MIS_IL | Iowa | Cass | 0.2 | 1951 | 9999 |  |  |  | 7.2573 | Default Emission Factor
Anita | 1123_G_4 | 1123 | G | 4 |  | Combustion Turbine | MIS_IL | Iowa | Cass | 0.2 | 2000 | 9999 |  |  |  | 7.2573 | Default Emission Factor
Anita | 1123_G_5 | 1123 | G | 5 |  | Combustion Turbine | MIS_IL | Iowa | Cass | 0.2 | 2000 | 9999 |  |  |  | 7.2573 | Default Emission Factor
Anita | 1123_G_6 | 1123 | G | 6 |  | Combustion Turbine | MIS_IL | Iowa | Cass | 2 | 2003 | 9999 |  |  |  | 7.2573 | Default Emission Factor
Atlantic | 1124_G_6 | 1124 | G | 6 |  | Combustion Turbine | MIS_MIDA | Iowa | Cass | 9.8 | 1999 | 9999 |  |  |  | 0.72922 | Default Emission Factor
Bancroft | 1125_G_5 | 1125 | G | 5 |  | Combustion Turbine | MIS_MIDA | Iowa | Kossuth | 0.5 | 1954 | 9999 |  |  |  | 7.2573 | Default Emission Factor
Bancroft | 1125_G_6 | 1125 | G | 6 |  | Combustion Turbine | MIS_MIDA | Iowa | Kossuth | 1.8 | 2001 | 9999 |  |  |  | 7.2573 | Default Emission Factor
Bancroft | 1125_G_7 | 1125 | G | 7 |  | Combustion Turbine | MIS_MIDA | Iowa | Kossuth | 1.8 | 2001 | 9999 |  |  |  | 7.2573 | Default Emission Factor
Bellevue | 1126_G_2 | 1126 | G | 2 |  | Combustion Turbine | MIS_IA | Iowa | Jackson | 1.6 | 1992 | 9999 |  |  |  | 7.2573 | Default Emission Factor
Bellevue | 1126_G_3 | 1126 | G | 3 |  | Combustion Turbine | MIS_IA | Iowa | Jackson | 1.7 | 2001 | 9999 |  |  |  | 7.2573 | Default Emission Factor
Bellevue | 1126_G_4 | 1126 | G | 4 |  | Combustion Turbine | MIS_IA | Iowa | Jackson | 0.6 | 1963 | 9999 |  |  |  | 7.2573 | Default Emission Factor
Bellevue | 1126_G_5 | 1126 | G | 5 |  | Combustion Turbine | MIS_IA | Iowa | Jackson | 0.7 | 1953 | 9999 |  |  |  | 7.2573 | Default Emission Factor
Bellevue | 1126_G_6 | 1126 | G | 6 |  | Combustion Turbine | MIS_IA | Iowa | Jackson | 2.4 | 1971 | 9999 |  |  |  | 7.2573 | Default Emission Factor
Bloomfield | 1127_G_1 | 1127 | G | 1 |  | Combustion Turbine | MIS_IA | Iowa | Davis | 2.3 | 1975 | 9999 |  |  |  | 3.2013 | Default Emission Factor
Bloomfield | 1127_G_2 | 1127 | G | 2 |  | Combustion Turbine | MIS_IA | Iowa | Davis | 0.2 | 1945 | 9999 |  |  |  | 7.2573 | Default Emission Factor
Bloomfield | 1127_G_3 | 1127 | G | 3 |  | Combustion Turbine | MIS_IA | Iowa | Davis | 2.2 | 1964 | 9999 |  |  |  | 3.2013 | Default Emission Factor
Bloomfield | 1127_G_4 | 1127 | G | 4 |  | Combustion Turbine | MIS_IA | Iowa | Davis | 0.2 | 1946 | 9999 |  |  |  | 7.2573 | Default Emission Factor
Bloomfield | 1127_G_5 | 1127 | G | 5 |  | Combustion Turbine | MIS_IA | Iowa | Davis | 0.8 | 1951 | 9999 |  |  |  | 3.2013 | Default Emission Factor
Bloomfield | 1127_G_6 | 1127 | G | 6 |  | Combustion Turbine | MIS_IA | Iowa | Davis | 1.2 | 1958 | 9999 |  |  |  | 3.2013 | Default Emission Factor
Brooklyn | 1128_G_7 | 1128 | G | 7 |  | Combustion Turbine | MIS_IA | Iowa | Poweshiek | 2 | 2012 | 9999 |  |  |  | 7.2573 | Default Emission Factor
Cascade | 1129_G_1 | 1129 | G | 1 |  | Combustion Turbine | MIS_IA | Iowa | Dubuque | 0.7 | 1957 | 9999 |  |  |  | 7.2573 | Default Emission Factor
Cascade | 1129_G_2 | 1129 | G | 2 |  | Combustion Turbine | MIS_IA | Iowa | Dubuque | 1.9 | 1971 | 9999 |  |  |  | 3.2013 | Default Emission Factor
Cascade | 1129_G_3A | 1129 | G | 3A |  | Combustion Turbine | MIS_IA | Iowa | Dubuque | 1.8 | 1998 | 9999 |  |  |  | 7.2573 | Default Emission Factor
Cascade | 1129_G_4 | 1129 | G | 4 |  | Combustion Turbine | MIS_IA | Iowa | Dubuque | 0.5 | 1951 | 9999 |  |  |  | 7.2573 | Default Emission Factor
Gas Turbine (IA) | 1130_G_1 | 1130 | G | 1 |  | Combustion Turbine | MIS_MIDA | Iowa | Black Hawk | 19 | 1968 | 9999 |  |  |  | 0.72922 | Default Emission Factor
Gas Turbine (IA) | 1130_G_2 | 1130 | G | 2 |  | Combustion Turbine | MIS_MIDA | Iowa | Black Hawk | 24.4 | 2000 | 9999 |  |  |  | 0.72922 | Default Emission Factor
Coggon | 1132_G_IC5 | 1132 | G | IC5 |  | Combustion Turbine | MIS_IL | Iowa | Linn | 1.8 | 2003 | 9999 |  |  |  | 7.2573 | Default Emission Factor
Corning | 1134_G_5 | 1134 | G | 5 |  | Combustion Turbine | MIS_IA | Iowa | Adams | 2.8 | 1975 | 9999 |  |  |  | 7.2573 | Default Emission Factor
Corning | 1134_G_6 | 1134 | G | 6 |  | Combustion Turbine | MIS_IA | Iowa | Adams | 2 | 2006 | 9999 |  |  |  | 7.2573 | Default Emission Factor
Corning | 1134_G_7 | 1134 | G | 7 |  | Combustion Turbine | MIS_IA | Iowa | Adams | 2 | 2006 | 9999 |  |  |  | 7.2573 | Default Emission Factor
Dayton (IA) | 1135_G_5 | 1135 | G | 5 |  | Combustion Turbine | MIS_IA | Iowa | Webster | 1.8 | 2000 | 9999 |  |  |  | 7.2573 | Default Emission Factor
Estherville | 1137_G_2 | 1137 | G | 2 |  | Combustion Turbine | MIS_IA | Iowa | Emmet | 1.1 | 1946 | 9999 |  |  |  | 7.2573 | Default Emission Factor
Estherville | 1137_G_3 | 1137 | G | 3 |  | Combustion Turbine | MIS_IA | Iowa | Emmet | 2.7 | 1960 | 9999 |  |  |  | 3.2013 | Default Emission Factor
Estherville | 1137_G_4 | 1137 | G | 4 |  | Combustion Turbine | MIS_IA | Iowa | Emmet | 3.6 | 1969 | 9999 |  |  |  | 3.2013 | Default Emission Factor
Estherville | 1137_G_5 | 1137 | G | 5 |  | Combustion Turbine | MIS_IA | Iowa | Emmet | 3.6 | 1969 | 9999 |  |  |  | 3.2013 | Default Emission Factor
Estherville | 1137_G_7 | 1137 | G | 7 |  | Combustion Turbine | MIS_IA | Iowa | Emmet | 2.7 | 1960 | 9999 |  |  |  | 3.2013 | Default Emission Factor
Forest City Light Plant | 1138_G_1 | 1138 | G | 1 |  | Combustion Turbine | MIS_MNWI | Iowa | Winnebago | 1.3 | 1958 | 9999 |  |  |  | 7.2573 | Default Emission Factor
Forest City Light Plant | 1138_G_2 | 1138 | G | 2 |  | Combustion Turbine | MIS_MNWI | Iowa | Winnebago | 2.2 | 1965 | 9999 |  |  |  | 7.2573 | Default Emission Factor
Forest City Light Plant | 1138_G_3 | 1138 | G | 3 |  | Combustion Turbine | MIS_MNWI | Iowa | Winnebago | 3.3 | 1968 | 9999 |  |  |  | 7.2573 | Default Emission Factor
Forest City Light Plant | 1138_G_4 | 1138 | G | 4 |  | Combustion Turbine | MIS_MNWI | Iowa | Winnebago | 6.1 | 1976 | 9999 |  |  |  | 7.2573 | Default Emission Factor
Forest City Light Plant | 1138_G_5 | 1138 | G | 5 |  | Combustion Turbine | MIS_MNWI | Iowa | Winnebago | 0.7 | 1950 | 9999 |  |  |  | 7.2573 | Default Emission Factor
Forest City Light Plant | 1138_G_6 | 1138 | G | 6 |  | Combustion Turbine | MIS_MNWI | Iowa | Winnebago | 7.6 | 2000 | 9999 |  |  |  | 7.2573 | Default Emission Factor
Douglas | 114_G_1 | 114 | G | 1 |  | Combustion Turbine | WECC_AZ | Arizona | Cochise | 15 | 1972 | 9999 |  |  |  | 0.75865 | Default Emission Factor
Gowrie | 1141_G_3 | 1141 | G | 3 |  | Combustion Turbine | MIS_IA | Iowa | Webster | 2.2 | 2013 | 9999 |  |  |  | 7.2573 | Default Emission Factor
Graettinger | 1142_G_4 | 1142 | G | 4 |  | Combustion Turbine | MIS_IA | Iowa | Palo Alto | 0.5 | 1957 | 9999 |  |  |  | 7.2573 | Default Emission Factor
Graettinger | 1142_G_5 | 1142 | G | 5 |  | Combustion Turbine | MIS_IA | Iowa | Palo Alto | 1.1 | 1990 | 9999 |  |  |  | 7.2573 | Default Emission Factor
Graettinger | 1142_G_6 | 1142 | G | 6 |  | Combustion Turbine | MIS_IA | Iowa | Palo Alto | 2 | 2002 | 9999 |  |  |  | 7.2573 | Default Emission Factor
Grand Junction | 1143_G_2 | 1143 | G | 2 |  | Combustion Turbine | MIS_IA | Iowa | Greene | 1.7 | 1994 | 9999 |  |  |  | 7.2573 | Default Emission Factor
Greenfield | 1144_G_1 | 1144 | G | 1 |  | Combustion Turbine | MIS_MIDA | Iowa | Adair | 2.2 | 2020 | 9999 |  |  |  | 18.9233 | Default Emission Factor
Greenfield | 1144_G_2 | 1144 | G | 2 |  | Combustion Turbine | MIS_MIDA | Iowa | Adair | 2.2 | 2020 | 9999 |  |  |  | 18.9233 | Default Emission Factor
Grundy Center City Light Plant | 1145_G_IC1 | 1145 | G | IC1 |  | Combustion Turbine | MIS_IA | Iowa | Grundy | 2.2 | 1963 | 9999 |  |  |  | 3.2013 | Default Emission Factor
Grundy Center City Light Plant | 1145_G_IC2 | 1145 | G | IC2 |  | Combustion Turbine | MIS_IA | Iowa | Grundy | 3.5 | 1972 | 9999 |  |  |  | 3.2013 | Default Emission Factor
Grundy Center City Light Plant | 1145_G_IC3 | 1145 | G | IC3 |  | Combustion Turbine | MIS_IA | Iowa | Grundy | 3 | 1990 | 9999 |  |  |  | 3.2013 | Default Emission Factor
Harlan | 1146_G_HMU1 | 1146 | G | HMU1 |  | Combustion Turbine | MIS_MIDA | Iowa | Shelby | 1.6 | 2001 | 9999 |  |  |  | 7.2573 | Default Emission Factor
Harlan | 1146_G_HMU2 | 1146 | G | HMU2 |  | Combustion Turbine | MIS_MIDA | Iowa | Shelby | 1.6 | 2001 | 9999 |  |  |  | 7.2573 | Default Emission Factor
Indianola | 1150_G_5 | 1150 | G | 5 |  | Combustion Turbine | MIS_MIDA | Iowa | Warren | 4 | 1966 | 9999 |  |  |  | 3.2013 | Default Emission Factor
Indianola | 1150_G_6 | 1150 | G | 6 |  | Combustion Turbine | MIS_MIDA | Iowa | Warren | 5 | 1970 | 9999 |  |  |  | 3.2013 | Default Emission Factor
Indianola | 1150_G_7 | 1150 | G | 7 |  | Combustion Turbine | MIS_MIDA | Iowa | Warren | 19.4 | 1977 | 9999 |  |  |  | 0.75865 | Default Emission Factor
Indianola | 1150_G_8 | 1150 | G | 8 |  | Combustion Turbine | MIS_MIDA | Iowa | Warren | 22.8 | 2000 | 9999 |  |  |  | 0.75865 | Default Emission Factor
Lake Park | 1153_G_3 | 1153 | G | 3 |  | Combustion Turbine | MIS_IA | Iowa | Dickinson | 2 | 2005 | 9999 |  |  |  | 7.2573 | Default Emission Factor
Lake Park | 1153_G_G2 | 1153 | G | G2 |  | Combustion Turbine | MIS_IA | Iowa | Dickinson | 2 | 2005 | 9999 |  |  |  | 7.2573 | Default Emission Factor
Lake Mills | 1154_G_4 | 1154 | G | 4 |  | Combustion Turbine | MIS_IA | Iowa | Winnebago | 1.3 | 1962 | 9999 |  |  |  | 3.2013 | Default Emission Factor
Lake Mills | 1154_G_6 | 1154 | G | 6 |  | Combustion Turbine | MIS_IA | Iowa | Winnebago | 5.7 | 1979 | 9999 |  |  |  | 7.2573 | Default Emission Factor
Lake Mills | 1154_G_7 | 1154 | G | 7 |  | Combustion Turbine | MIS_IA | Iowa | Winnebago | 7.6 | 1999 | 9999 |  |  |  | 7.2573 | Default Emission Factor
Lamoni Municipal Utilities | 1155_G_1 | 1155 | G | 1 |  | Combustion Turbine | MIS_IA | Iowa | Decatur | 2.7 | 1973 | 9999 |  |  |  | 3.2013 | Default Emission Factor
Lamoni Municipal Utilities | 1155_G_2 | 1155 | G | 2 |  | Combustion Turbine | MIS_IA | Iowa | Decatur | 0.2 | 1940 | 9999 |  |  |  | 7.2573 | Default Emission Factor
Lamoni Municipal Utilities | 1155_G_3 | 1155 | G | 3 |  | Combustion Turbine | MIS_IA | Iowa | Decatur | 0.3 | 1941 | 9999 |  |  |  | 7.2573 | Default Emission Factor
Lamoni Municipal Utilities | 1155_G_4 | 1155 | G | 4 |  | Combustion Turbine | MIS_IA | Iowa | Decatur | 0.6 | 1948 | 9999 |  |  |  | 7.2573 | Default Emission Factor
Lamoni Municipal Utilities | 1155_G_5 | 1155 | G | 5 |  | Combustion Turbine | MIS_IA | Iowa | Decatur | 1.1 | 1955 | 9999 |  |  |  | 3.2013 | Default Emission Factor
Lamoni Municipal Utilities | 1155_G_6 | 1155 | G | 6 |  | Combustion Turbine | MIS_IA | Iowa | Decatur | 0.5 | 1993 | 9999 |  |  |  | 7.2573 | Default Emission Factor
Lamoni Municipal Utilities | 1155_G_7 | 1155 | G | 7 |  | Combustion Turbine | MIS_IA | Iowa | Decatur | 2.3 | 2011 | 9999 |  |  |  | 7.2573 | Default Emission Factor
Lamoni Municipal Utilities | 1155_G_8 | 1155 | G | 8 |  | Combustion Turbine | MIS_IA | Iowa | Decatur | 2.3 | 2011 | 9999 |  |  |  | 7.2573 | Default Emission Factor
La Porte | 1156_G_3A | 1156 | G | 3A |  | Combustion Turbine | MIS_IL | Iowa | Black Hawk | 1.8 | 2000 | 9999 |  |  |  | 7.2573 | Default Emission Factor
La Porte | 1156_G_4A | 1156 | G | 4A |  | Combustion Turbine | MIS_IL | Iowa | Black Hawk | 1.8 | 2000 | 9999 |  |  |  | 7.2573 | Default Emission Factor
La Porte | 1156_G_6 | 1156 | G | 6 |  | Combustion Turbine | MIS_IL | Iowa | Black Hawk | 1.8 | 2013 | 9999 |  |  |  | 7.2573 | Default Emission Factor
Laurens | 1157_G_3 | 1157 | G | 3 |  | Combustion Turbine | MIS_MIDA | Iowa | Pocahontas | 0.7 | 1952 | 9999 |  |  |  | 7.2573 | Default Emission Factor
Laurens | 1157_G_4 | 1157 | G | 4 |  | Combustion Turbine | MIS_MIDA | Iowa | Pocahontas | 0.7 | 1951 | 9999 |  |  |  | 7.2573 | Default Emission Factor
Laurens | 1157_G_5 | 1157 | G | 5 |  | Combustion Turbine | MIS_MIDA | Iowa | Pocahontas | 2.3 | 2013 | 9999 |  |  |  | 7.2573 | Default Emission Factor
Laurens | 1157_G_6 | 1157 | G | 6 |  | Combustion Turbine | MIS_MIDA | Iowa | Pocahontas | 2.3 | 2013 | 9999 |  |  |  | 7.2573 | Default Emission Factor
Laurens | 1157_G_7 | 1157 | G | 7 |  | Combustion Turbine | MIS_MIDA | Iowa | Pocahontas | 2.3 | 2013 | 9999 |  |  |  | 7.2573 | Default Emission Factor
Lenox | 1158_G_1 | 1158 | G | 1 |  | Combustion Turbine | MIS_IA | Iowa | Taylor | 0.3 | 1948 | 9999 |  |  |  | 7.2573 | Default Emission Factor
Lenox | 1158_G_2 | 1158 | G | 2 |  | Combustion Turbine | MIS_IA | Iowa | Taylor | 1.1 | 1965 | 9999 |  |  |  | 7.2573 | Default Emission Factor
Lenox | 1158_G_3 | 1158 | G | 3 |  | Combustion Turbine | MIS_IA | Iowa | Taylor | 0.9 | 1966 | 9999 |  |  |  | 7.2573 | Default Emission Factor
Lenox | 1158_G_4 | 1158 | G | 4 |  | Combustion Turbine | MIS_IA | Iowa | Taylor | 1.7 | 2001 | 9999 |  |  |  | 7.2573 | Default Emission Factor
Lenox | 1158_G_5 | 1158 | G | 5 |  | Combustion Turbine | MIS_IA | Iowa | Taylor | 1.8 | 2016 | 9999 |  |  |  | 7.2573 | Default Emission Factor
Ocotillo | 116_G_GT1 | 116 | G | GT1 | 66 | Combustion Turbine | WECC_AZ | Arizona | Maricopa | 50 | 1972 | 9999 |  |  |  | 0.72922 | Default Emission Factor
Ocotillo | 116_G_GT2 | 116 | G | GT2 | 67 | Combustion Turbine | WECC_AZ | Arizona | Maricopa | 50 | 1973 | 9999 | 2017 | 9.0905 | 9913.5 | 1.834 | NEI 2019
Ocotillo | 116_G_GT3 | 116 | G | GT3 | 91277 | Combustion Turbine | WECC_AZ | Arizona | Maricopa | 104.7 | 2019 | 9999 |  |  |  | 0.29834 | Default Emission Factor
Ocotillo | 116_G_GT4 | 116 | G | GT4 | 91278 | Combustion Turbine | WECC_AZ | Arizona | Maricopa | 104.7 | 2019 | 9999 |  |  |  | 0.29834 | Default Emission Factor
Ocotillo | 116_G_GT5 | 116 | G | GT5 | 91279 | Combustion Turbine | WECC_AZ | Arizona | Maricopa | 104.7 | 2019 | 9999 |  |  |  | 0.29834 | Default Emission Factor
Ocotillo | 116_G_GT6 | 116 | G | GT6 | 91280 | Combustion Turbine | WECC_AZ | Arizona | Maricopa | 104.7 | 2019 | 9999 |  |  |  | 0.29834 | Default Emission Factor
Ocotillo | 116_G_GT7 | 116 | G | GT7 | 91281 | Combustion Turbine | WECC_AZ | Arizona | Maricopa | 104.7 | 2019 | 9999 |  |  |  | 0.29834 | Default Emission Factor
Manning | 1160_G_1 | 1160 | G | 1 |  | Combustion Turbine | MIS_MIDA | Iowa | Carroll | 0.2 | 1928 | 9999 |  |  |  | 7.2573 | Default Emission Factor
Manning | 1160_G_2 | 1160 | G | 2 |  | Combustion Turbine | MIS_MIDA | Iowa | Carroll | 0.2 | 1928 | 9999 |  |  |  | 7.2573 | Default Emission Factor
Manning | 1160_G_4 | 1160 | G | 4 |  | Combustion Turbine | MIS_MIDA | Iowa | Carroll | 0.6 | 1949 | 9999 |  |  |  | 7.2573 | Default Emission Factor
Manning | 1160_G_M1 | 1160 | G | M1 |  | Combustion Turbine | MIS_MIDA | Iowa | Carroll | 2.3 | 2012 | 9999 |  |  |  | 7.2573 | Default Emission Factor
Manning | 1160_G_M2 | 1160 | G | M2 |  | Combustion Turbine | MIS_MIDA | Iowa | Carroll | 2.3 | 2012 | 9999 |  |  |  | 7.2573 | Default Emission Factor
Manning | 1160_G_M3 | 1160 | G | M3 |  | Combustion Turbine | MIS_MIDA | Iowa | Carroll | 2.3 | 2012 | 9999 |  |  |  | 7.2573 | Default Emission Factor
Maquoketa 1 | 1162_G_1A | 1162 | G | 1A |  | Combustion Turbine | MIS_IA | Iowa | Jackson | 2.8 | 2004 | 9999 |  |  |  | 3.2013 | Default Emission Factor
Maquoketa 1 | 1162_G_2A | 1162 | G | 2A |  | Combustion Turbine | MIS_IA | Iowa | Jackson | 2.8 | 2004 | 9999 |  |  |  | 3.2013 | Default Emission Factor
Maquoketa 1 | 1162_G_3 | 1162 | G | 3 |  | Combustion Turbine | MIS_IA | Iowa | Jackson | 1.8 | 1969 | 9999 |  |  |  | 3.2013 | Default Emission Factor
Maquoketa 1 | 1162_G_4A | 1162 | G | 4A |  | Combustion Turbine | MIS_IA | Iowa | Jackson | 1.7 | 1999 | 9999 |  |  |  | 7.2573 | Default Emission Factor
Maquoketa 1 | 1162_G_5 | 1162 | G | 5 |  | Combustion Turbine | MIS_IA | Iowa | Jackson | 1.4 | 1956 | 9999 |  |  |  | 3.2013 | Default Emission Factor
Maquoketa 1 | 1162_G_6 | 1162 | G | 6 |  | Combustion Turbine | MIS_IA | Iowa | Jackson | 2.1 | 1962 | 9999 |  |  |  | 3.2013 | Default Emission Factor
Maquoketa 1 | 1162_G_7 | 1162 | G | 7 |  | Combustion Turbine | MIS_IA | Iowa | Jackson | 6 | 1982 | 9999 |  |  |  | 3.2013 | Default Emission Factor
Maquoketa 1 | 1162_G_8 | 1162 | G | 8 |  | Combustion Turbine | MIS_IA | Iowa | Jackson | 1.7 | 1996 | 9999 |  |  |  | 7.2573 | Default Emission Factor
Maquoketa 1 | 1162_G_9 | 1162 | G | 9 |  | Combustion Turbine | MIS_IA | Iowa | Jackson | 1.7 | 2000 | 9999 |  |  |  | 7.2573 | Default Emission Factor
McGregor | 1163_G_1 | 1163 | G | 1 |  | Combustion Turbine | MIS_IA | Iowa | Clayton | 1.2 | 1977 | 9999 |  |  |  | 7.2573 | Default Emission Factor
McGregor | 1163_G_2 | 1163 | G | 2 |  | Combustion Turbine | MIS_IA | Iowa | Clayton | 0.3 | 1941 | 9999 |  |  |  | 7.2573 | Default Emission Factor
Milford | 1164_G_1 | 1164 | G | 1 |  | Combustion Turbine | MIS_IA | Iowa | Dickinson | 0.6 | 1954 | 9999 |  |  |  | 7.2573 | Default Emission Factor
Milford | 1164_G_4 | 1164 | G | 4 |  | Combustion Turbine | MIS_IA | Iowa | Dickinson | 0.5 | 1949 | 9999 |  |  |  | 7.2573 | Default Emission Factor
Milford | 1164_G_5 | 1164 | G | 5 |  | Combustion Turbine | MIS_IA | Iowa | Dickinson | 1.8 | 1997 | 9999 |  |  |  | 7.2573 | Default Emission Factor
Milford | 1164_G_6 | 1164 | G | 6 |  | Combustion Turbine | MIS_IA | Iowa | Dickinson | 1.8 | 1997 | 9999 |  |  |  | 7.2573 | Default Emission Factor
Milford | 1164_G_7 | 1164 | G | 7 |  | Combustion Turbine | MIS_IA | Iowa | Dickinson | 1.8 | 1997 | 9999 |  |  |  | 7.2573 | Default Emission Factor
Montezuma | 1165_G_1 | 1165 | G | 1 |  | Combustion Turbine | MIS_MIDA | Iowa | Poweshiek | 0.2 | 1940 | 9999 |  |  |  | 7.2573 | Default Emission Factor
Montezuma | 1165_G_10 | 1165 | G | 10 |  | Combustion Turbine | MIS_MIDA | Iowa | Poweshiek | 0.2 | 2003 | 9999 |  |  |  | 7.2573 | Default Emission Factor
Montezuma | 1165_G_4 | 1165 | G | 4 |  | Combustion Turbine | MIS_MIDA | Iowa | Poweshiek | 0.5 | 1947 | 9999 |  |  |  | 7.2573 | Default Emission Factor
Montezuma | 1165_G_5 | 1165 | G | 5 |  | Combustion Turbine | MIS_MIDA | Iowa | Poweshiek | 1 | 1959 | 9999 |  |  |  | 7.2573 | Default Emission Factor
Montezuma | 1165_G_6 | 1165 | G | 6 |  | Combustion Turbine | MIS_MIDA | Iowa | Poweshiek | 1.6 | 1967 | 9999 |  |  |  | 3.2013 | Default Emission Factor
Montezuma | 1165_G_7 | 1165 | G | 7 |  | Combustion Turbine | MIS_MIDA | Iowa | Poweshiek | 2.3 | 1974 | 9999 |  |  |  | 3.2013 | Default Emission Factor
Montezuma | 1165_G_8 | 1165 | G | 8 |  | Combustion Turbine | MIS_MIDA | Iowa | Poweshiek | 1.8 | 1998 | 9999 |  |  |  | 7.2573 | Default Emission Factor
Montezuma | 1165_G_9 | 1165 | G | 9 |  | Combustion Turbine | MIS_MIDA | Iowa | Poweshiek | 1.8 | 2000 | 9999 |  |  |  | 7.2573 | Default Emission Factor
Mt Pleasant | 1166_G_1 | 1166 | G | 1 |  | Combustion Turbine | MIS_IA | Iowa | Henry | 2 | 2002 | 9999 |  |  |  | 7.2573 | Default Emission Factor
Mt Pleasant | 1166_G_10 | 1166 | G | 10 |  | Combustion Turbine | MIS_IA | Iowa | Henry | 2 | 2002 | 9999 |  |  |  | 7.2573 | Default Emission Factor
Mt Pleasant | 1166_G_11 | 1166 | G | 11 |  | Combustion Turbine | MIS_IA | Iowa | Henry | 2 | 2002 | 9999 |  |  |  | 7.2573 | Default Emission Factor
Mt Pleasant | 1166_G_12 | 1166 | G | 12 |  | Combustion Turbine | MIS_IA | Iowa | Henry | 2 | 2002 | 9999 |  |  |  | 7.2573 | Default Emission Factor
Mt Pleasant | 1166_G_2 | 1166 | G | 2 |  | Combustion Turbine | MIS_IA | Iowa | Henry | 2 | 2002 | 9999 |  |  |  | 7.2573 | Default Emission Factor
Mt Pleasant | 1166_G_3 | 1166 | G | 3 |  | Combustion Turbine | MIS_IA | Iowa | Henry | 2 | 2002 | 9999 |  |  |  | 7.2573 | Default Emission Factor
Mt Pleasant | 1166_G_4A | 1166 | G | 4A |  | Combustion Turbine | MIS_IA | Iowa | Henry | 2 | 2002 | 9999 |  |  |  | 7.2573 | Default Emission Factor
Mt Pleasant | 1166_G_5A | 1166 | G | 5A |  | Combustion Turbine | MIS_IA | Iowa | Henry | 2 | 2002 | 9999 |  |  |  | 7.2573 | Default Emission Factor
Mt Pleasant | 1166_G_6 | 1166 | G | 6 |  | Combustion Turbine | MIS_IA | Iowa | Henry | 2 | 2002 | 9999 |  |  |  | 7.2573 | Default Emission Factor
Mt Pleasant | 1166_G_7 | 1166 | G | 7 |  | Combustion Turbine | MIS_IA | Iowa | Henry | 2 | 2002 | 9999 |  |  |  | 7.2573 | Default Emission Factor
Mt Pleasant | 1166_G_8 | 1166 | G | 8 |  | Combustion Turbine | MIS_IA | Iowa | Henry | 2 | 2002 | 9999 |  |  |  | 7.2573 | Default Emission Factor
Mt Pleasant | 1166_G_9 | 1166 | G | 9 |  | Combustion Turbine | MIS_IA | Iowa | Henry | 2 | 2002 | 9999 |  |  |  | 7.2573 | Default Emission Factor
Ogden | 1169_G_4 | 1169 | G | 4 |  | Combustion Turbine | MIS_IA | Iowa | Boone | 0.5 | 1951 | 9999 |  |  |  | 3.2013 | Default Emission Factor
Ogden | 1169_G_5 | 1169 | G | 5 |  | Combustion Turbine | MIS_IA | Iowa | Boone | 1 | 1958 | 9999 |  |  |  | 3.2013 | Default Emission Factor
Ogden | 1169_G_6 | 1169 | G | 6 |  | Combustion Turbine | MIS_IA | Iowa | Boone | 2.5 | 1971 | 9999 |  |  |  | 3.2013 | Default Emission Factor
West Phoenix | 117_G_1B | 117 | G | 1B |  | Combined Cycle | WECC_AZ | Arizona | Maricopa | 85 | 1976 | 9999 | 2019 | 1.5575 | 225216 | 0.01383 | NEI 2019
West Phoenix | 117_G_2B | 117 | G | 2B |  | Combined Cycle | WECC_AZ | Arizona | Maricopa | 85 | 1976 | 9999 | 2019 | 0.9175 | 257452 | 0.00713 | NEI 2019
West Phoenix | 117_G_3B | 117 | G | 3B |  | Combined Cycle | WECC_AZ | Arizona | Maricopa | 85 | 1976 | 9999 | 2017 | 34.4055 | 180564 | 0.38109 | NEI 2019
West Phoenix | 117_G_C4-1 | 117 | G | C4-1 | 70 | Combined Cycle | WECC_AZ | Arizona | Maricopa | 68 | 2001 | 9999 |  |  |  | 0.00417 | NEI 2019
West Phoenix | 117_G_C4-2 | 117 | G | C4-2 | 70 | Combined Cycle | WECC_AZ | Arizona | Maricopa | 39 | 2001 | 9999 | 2019 | 0.58 | 278232 | 0.00417 | NEI 2019
West Phoenix | 117_G_C5-1 | 117 | G | C5-1 | 71 | Combined Cycle | WECC_AZ | Arizona | Maricopa | 155 | 2003 | 9999 | 2019 | 23.7665 | 530741 | 0.046 | NEI 2019
West Phoenix | 117_G_C5-2 | 117 | G | C5-2 | 88097 | Combined Cycle | WECC_AZ | Arizona | Maricopa | 153 | 2003 | 9999 | 2017 | 19.357 | 669012 | 0.046 | NEI 2019
West Phoenix | 117_G_C5-3 | 117 | G | C5-3 | 71 | Combined Cycle | WECC_AZ | Arizona | Maricopa | 150 | 2003 | 9999 | 2019 | 0.017 | 676143 | 0.046 | NEI 2019
West Phoenix | 117_G_GT1 | 117 | G | GT1 |  | Combustion Turbine | WECC_AZ | Arizona | Maricopa | 50 | 1972 | 9999 | 2017 | 2.7415 | 8490.5 | 0.64578 | NEI 2019
West Phoenix | 117_G_GT2 | 117 | G | GT2 |  | Combustion Turbine | WECC_AZ | Arizona | Maricopa | 50 | 1973 | 9999 | 2017 | 13.3455 | 8490.5 | 3.1436 | NEI 2019
Osage (IA) | 1172_G_5 | 1172 | G | 5 |  | Combustion Turbine | MIS_IA | Iowa | Mitchell | 3.1 | 1963 | 9999 |  |  |  | 3.2013 | Default Emission Factor
Osage (IA) | 1172_G_6 | 1172 | G | 6 |  | Combustion Turbine | MIS_IA | Iowa | Mitchell | 6 | 1973 | 9999 |  |  |  | 3.2013 | Default Emission Factor
Osage (IA) | 1172_G_7 | 1172 | G | 7 |  | Combustion Turbine | MIS_IA | Iowa | Mitchell | 3.6 | 1996 | 9999 |  |  |  | 7.2573 | Default Emission Factor
Osage (IA) | 1172_G_8 | 1172 | G | 8 |  | Combustion Turbine | MIS_IA | Iowa | Mitchell | 3.6 | 1998 | 9999 |  |  |  | 7.2573 | Default Emission Factor
Preston (IA) | 1176_G_4 | 1176 | G | 4 |  | Combustion Turbine | MIS_IA | Iowa | Jackson | 1.8 | 1980 | 9999 |  |  |  | 3.2013 | Default Emission Factor
Primghar | 1177_G_4 | 1177 | G | 4 |  | Combustion Turbine | MIS_MIDA | Iowa | O'Brien | 0.6 | 1972 | 9999 |  |  |  | 7.2573 | Default Emission Factor
Primghar | 1177_G_5 | 1177 | G | 5 |  | Combustion Turbine | MIS_MIDA | Iowa | O'Brien | 0.9 | 1992 | 9999 |  |  |  | 7.2573 | Default Emission Factor
Saguaro | 118_G_GE1 | 118 | G | GE1 | 8250 | Combustion Turbine | WECC_AZ | Arizona | Pinal | 76 | 2002 | 9999 |  |  |  | 0.72922 | Default Emission Factor
Saguaro | 118_G_GT1 | 118 | G | GT1 |  | Combustion Turbine | WECC_AZ | Arizona | Pinal | 50 | 1972 | 9999 |  |  |  | 0.72922 | Default Emission Factor
Saguaro | 118_G_GT2 | 118 | G | GT2 |  | Combustion Turbine | WECC_AZ | Arizona | Pinal | 50 | 1973 | 9999 |  |  |  | 0.72922 | Default Emission Factor
Rockford | 1180_G_1 | 1180 | G | 1 |  | Combustion Turbine | MIS_MIDA | Iowa | Floyd | 0.4 | 1951 | 9999 |  |  |  | 7.2573 | Default Emission Factor
Rockford | 1180_G_5 | 1180 | G | 5 |  | Combustion Turbine | MIS_MIDA | Iowa | Floyd | 0.9 | 1961 | 9999 |  |  |  | 7.2573 | Default Emission Factor
Rockford | 1180_G_6 | 1180 | G | 6 |  | Combustion Turbine | MIS_MIDA | Iowa | Floyd | 1.6 | 1999 | 9999 |  |  |  | 7.2573 | Default Emission Factor
Rock Rapids | 1181_G_1 | 1181 | G | 1 |  | Combustion Turbine | MIS_IA | Iowa | Lyon | 2.5 | 1968 | 9999 |  |  |  | 7.2573 | Default Emission Factor
Sibley One | 1184_G_2 | 1184 | G | 2 |  | Combustion Turbine | MIS_IL | Iowa | Osceola | 1.9 | 1971 | 9999 |  |  |  | 3.2013 | Default Emission Factor
Sibley One | 1184_G_3 | 1184 | G | 3 |  | Combustion Turbine | MIS_IL | Iowa | Osceola | 1.1 | 1987 | 9999 |  |  |  | 3.2013 | Default Emission Factor
Sibley One | 1184_G_5 | 1184 | G | 5 |  | Combustion Turbine | MIS_IL | Iowa | Osceola | 1.8 | 2000 | 9999 |  |  |  | 3.2013 | Default Emission Factor
Spencer Gas Turbine | 1186_G_GT1 | 1186 | G | GT1 |  | Combustion Turbine | SPP_WAUE | Iowa | Clay | 17 | 1970 | 9999 |  |  |  | 0.75865 | Default Emission Factor
State Center | 1187_G_1 | 1187 | G | 1 |  | Combustion Turbine | MIS_IL | Iowa | Marshall | 0.6 | 1995 | 9999 |  |  |  | 7.2573 | Default Emission Factor
State Center | 1187_G_2 | 1187 | G | 2 |  | Combustion Turbine | MIS_IL | Iowa | Marshall | 0.6 | 1995 | 9999 |  |  |  | 7.2573 | Default Emission Factor
State Center | 1187_G_3 | 1187 | G | 3 |  | Combustion Turbine | MIS_IL | Iowa | Marshall | 1.3 | 1995 | 9999 |  |  |  | 7.2573 | Default Emission Factor
State Center | 1187_G_4 | 1187 | G | 4 |  | Combustion Turbine | MIS_IL | Iowa | Marshall | 1.3 | 1995 | 9999 |  |  |  | 7.2573 | Default Emission Factor
State Center | 1187_G_6 | 1187 | G | 6 |  | Combustion Turbine | MIS_IL | Iowa | Marshall | 2.5 | 1972 | 9999 |  |  |  | 3.2013 | Default Emission Factor
Story City | 1188_G_1 | 1188 | G | 1 |  | Combustion Turbine | MIS_IL | Iowa | Story | 1.3 | 1964 | 9999 |  |  |  | 3.2013 | Default Emission Factor
Story City | 1188_G_2 | 1188 | G | 2 |  | Combustion Turbine | MIS_IL | Iowa | Story | 2 | 1972 | 9999 |  |  |  | 3.2013 | Default Emission Factor
Story City | 1188_G_4A | 1188 | G | 4A |  | Combustion Turbine | MIS_IL | Iowa | Story | 3.1 | 2003 | 9999 |  |  |  | 3.2013 | Default Emission Factor
Story City | 1188_G_5A | 1188 | G | 5A |  | Combustion Turbine | MIS_IL | Iowa | Story | 3.1 | 1993 | 9999 |  |  |  | 3.2013 | Default Emission Factor
Story City | 1188_G_6 | 1188 | G | 6 |  | Combustion Turbine | MIS_IL | Iowa | Story | 2 | 1978 | 9999 |  |  |  | 3.2013 | Default Emission Factor
Story City | 1188_G_7 | 1188 | G | 7 |  | Combustion Turbine | MIS_IL | Iowa | Story | 2 | 1978 | 9999 |  |  |  | 3.2013 | Default Emission Factor
Stuart (IA) | 1190_G_1 | 1190 | G | 1 |  | Combustion Turbine | MIS_IA | Iowa | Guthrie | 0.6 | 1956 | 9999 |  |  |  | 3.2013 | Default Emission Factor
Stuart (IA) | 1190_G_2 | 1190 | G | 2 |  | Combustion Turbine | MIS_IA | Iowa | Guthrie | 1.1 | 1968 | 9999 |  |  |  | 3.2013 | Default Emission Factor
Stuart (IA) | 1190_G_4 | 1190 | G | 4 |  | Combustion Turbine | MIS_IA | Iowa | Guthrie | 1 | 1964 | 9999 |  |  |  | 3.2013 | Default Emission Factor
Traer Main | 1192_G_3 | 1192 | G | 3 |  | Combustion Turbine | MIS_IL | Iowa | Tama | 1 | 1963 | 9999 |  |  |  | 3.2013 | Default Emission Factor
Traer Main | 1192_G_4 | 1192 | G | 4 |  | Combustion Turbine | MIS_IL | Iowa | Tama | 1 | 1963 | 9999 |  |  |  | 3.2013 | Default Emission Factor
Traer Main | 1192_G_6 | 1192 | G | 6 |  | Combustion Turbine | MIS_IL | Iowa | Tama | 1.2 | 1970 | 9999 |  |  |  | 3.2013 | Default Emission Factor
Villisca Municipal Power Plant | 1193_G_5 | 1193 | G | 5 |  | Combustion Turbine | MIS_IA | Iowa | Montgomery | 2 | 2003 | 9999 |  |  |  | 7.2573 | Default Emission Factor
Villisca Municipal Power Plant | 1193_G_6 | 1193 | G | 6 |  | Combustion Turbine | MIS_IA | Iowa | Montgomery | 2 | 2003 | 9999 |  |  |  | 7.2573 | Default Emission Factor
Vinton | 1194_G_1 | 1194 | G | 1 |  | Combustion Turbine | MIS_IL | Iowa | Benton | 1.2 | 1955 | 9999 |  |  |  | 3.2013 | Default Emission Factor
Vinton | 1194_G_10 | 1194 | G | 10 |  | Combustion Turbine | MIS_IL | Iowa | Benton | 0.6 | 2009 | 9999 |  |  |  | 7.2573 | Default Emission Factor
Vinton | 1194_G_6 | 1194 | G | 6 |  | Combustion Turbine | MIS_IL | Iowa | Benton | 2.5 | 1961 | 9999 |  |  |  | 3.2013 | Default Emission Factor
Vinton | 1194_G_7 | 1194 | G | 7 |  | Combustion Turbine | MIS_IL | Iowa | Benton | 3.7 | 1967 | 9999 |  |  |  | 3.2013 | Default Emission Factor
Vinton | 1194_G_8 | 1194 | G | 8 |  | Combustion Turbine | MIS_IL | Iowa | Benton | 5.6 | 1973 | 9999 |  |  |  | 3.2013 | Default Emission Factor
Vinton | 1194_G_9 | 1194 | G | 9 |  | Combustion Turbine | MIS_IL | Iowa | Benton | 3 | 1992 | 9999 |  |  |  | 3.2013 | Default Emission Factor
Webster City | 1198_G_6 | 1198 | G | 6 |  | Combustion Turbine | MIS_MIDA | Iowa | Hamilton | 20.7 | 1972 | 9999 |  |  |  | 0.75865 | Default Emission Factor
West Bend | 1199_G_1 | 1199 | G | 1 |  | Combustion Turbine | MIS_IA | Iowa | Palo Alto | 1 | 1959 | 9999 |  |  |  | 7.2573 | Default Emission Factor
West Bend | 1199_G_3 | 1199 | G | 3 |  | Combustion Turbine | MIS_IA | Iowa | Palo Alto | 0.9 | 1954 | 9999 |  |  |  | 7.2573 | Default Emission Factor
West Bend | 1199_G_4 | 1199 | G | 4 |  | Combustion Turbine | MIS_IA | Iowa | Palo Alto | 2 | 1973 | 9999 |  |  |  | 7.2573 | Default Emission Factor
West Bend | 1199_G_5 | 1199 | G | 5 |  | Combustion Turbine | MIS_IA | Iowa | Palo Alto | 2.5 | 2013 | 9999 |  |  |  | 7.2573 | Default Emission Factor
Yucca | 120_G_GT1 | 120 | G | GT1 |  | Combustion Turbine | WECC_AZ | Arizona | Yuma | 18 | 1971 | 9999 | 2019 | 3.4557 | 10562.7985 | 0.65432 | NEI 2019
Yucca | 120_G_GT2 | 120 | G | GT2 |  | Combustion Turbine | WECC_AZ | Arizona | Yuma | 18 | 1971 | 9999 | 2019 | 0.69511 | 10562.7985 | 0.13162 | NEI 2019
Yucca | 120_G_GT21 | 120 | G | GT21 |  | Combustion Turbine | WECC_AZ | Arizona | Yuma | 20 | 1978 | 9999 |  |  |  | 0.75865 | Default Emission Factor
Yucca | 120_G_GT3 | 120 | G | GT3 |  | Combustion Turbine | WECC_AZ | Arizona | Yuma | 52 | 1973 | 9999 | 2019 | 28.3752 | 30514.7512 | 1.8598 | NEI 2019
Yucca | 120_G_GT4 | 120 | G | GT4 |  | Combustion Turbine | WECC_AZ | Arizona | Yuma | 51 | 1974 | 9999 | 2019 | 0.05667 | 29927.9291 | 0.00379 | NEI 2019
Yucca | 120_G_GT5 | 120 | G | GT5 | 89724 | Combustion Turbine | WECC_AZ | Arizona | Yuma | 47 | 2008 | 9999 | 2019 | 1.3389 | 27580.6405 | 0.09709 | NEI 2019
Yucca | 120_G_GT6 | 120 | G | GT6 | 89725 | Combustion Turbine | WECC_AZ | Arizona | Yuma | 47 | 2008 | 9999 | 2019 | 1.4332 | 27580.6405 | 0.10393 | NEI 2019
West Liberty | 1200_G_2 | 1200 | G | 2 |  | Combustion Turbine | MIS_IL | Iowa | Muscatine | 2.1 | 1974 | 9999 |  |  |  | 7.2573 | Default Emission Factor
West Liberty | 1200_G_3 | 1200 | G | 3 |  | Combustion Turbine | MIS_IL | Iowa | Muscatine | 2.7 | 1982 | 9999 |  |  |  | 3.2013 | Default Emission Factor
West Liberty | 1200_G_5 | 1200 | G | 5 |  | Combustion Turbine | MIS_IL | Iowa | Muscatine | 5 | 2004 | 9999 |  |  |  | 0.75865 | Default Emission Factor
West Liberty | 1200_G_6 | 1200 | G | 6 |  | Combustion Turbine | MIS_IL | Iowa | Muscatine | 5 | 2004 | 9999 |  |  |  | 0.75865 | Default Emission Factor
Wilton | 1202_G_5 | 1202 | G | 5 |  | Combustion Turbine | MIS_MIDA | Iowa | Muscatine | 1.6 | 1992 | 9999 |  |  |  | 7.2573 | Default Emission Factor
Wilton | 1202_G_6 | 1202 | G | 6 |  | Combustion Turbine | MIS_MIDA | Iowa | Muscatine | 1.6 | 1992 | 9999 |  |  |  | 7.2573 | Default Emission Factor
Wilton | 1202_G_7 | 1202 | G | 7 |  | Combustion Turbine | MIS_MIDA | Iowa | Muscatine | 1.6 | 1992 | 9999 |  |  |  | 7.2573 | Default Emission Factor
Wilton | 1202_G_8 | 1202 | G | 8 |  | Combustion Turbine | MIS_MIDA | Iowa | Muscatine | 2.2 | 2002 | 9999 |  |  |  | 7.2573 | Default Emission Factor
Wilton | 1202_G_9 | 1202 | G | 9 |  | Combustion Turbine | MIS_MIDA | Iowa | Muscatine | 2.2 | 2002 | 9999 |  |  |  | 7.2573 | Default Emission Factor
Winterset | 1203_G_2 | 1203 | G | 2 |  | Combustion Turbine | MIS_IA | Iowa | Madison | 1.5 | 1956 | 9999 |  |  |  | 3.2013 | Default Emission Factor
Winterset | 1203_G_3 | 1203 | G | 3 |  | Combustion Turbine | MIS_IA | Iowa | Madison | 1.7 | 1966 | 9999 |  |  |  | 3.2013 | Default Emission Factor
Winterset | 1203_G_4 | 1203 | G | 4 |  | Combustion Turbine | MIS_IA | Iowa | Madison | 4.4 | 1972 | 9999 |  |  |  | 3.2013 | Default Emission Factor
Winterset | 1203_G_5 | 1203 | G | 5 |  | Combustion Turbine | MIS_IA | Iowa | Madison | 2 | 2002 | 9999 |  |  |  | 7.2573 | Default Emission Factor
Winterset | 1203_G_6 | 1203 | G | 6 |  | Combustion Turbine | MIS_IA | Iowa | Madison | 2 | 2002 | 9999 |  |  |  | 7.2573 | Default Emission Factor
Winterset | 1203_G_7 | 1203 | G | 7 |  | Combustion Turbine | MIS_IA | Iowa | Madison | 2 | 2002 | 9999 |  |  |  | 7.2573 | Default Emission Factor
Summit Lake | 1206_G_GT1 | 1206 | G | GT1 | 89919 | Combustion Turbine | MIS_IA | Iowa | Union | 27.5 | 1973 | 9999 |  |  |  | 0.72922 | Default Emission Factor
Summit Lake | 1206_G_GT2 | 1206 | G | GT2 | 90041 | Combustion Turbine | MIS_IA | Iowa | Union | 27.9 | 1975 | 9999 |  |  |  | 0.72922 | Default Emission Factor
Earl F Wisdom | 1217_G_2 | 1217 | G | 2 | 89384 | Combustion Turbine | MIS_MIDA | Iowa | Clay | 76 | 2004 | 9999 | 2019 | 1.3341 | 16900 | 0.15789 | NEI 2019
Bird City | 1224_G_1 | 1224 | G | 1 |  | Combustion Turbine | SPP_WEST | Kansas | Cheyenne | 2 | 1965 | 9999 |  |  |  | 7.2573 | Default Emission Factor
Colby | 1225_G_GT1 | 1225 | G | GT1 |  | Combustion Turbine | SPP_WEST | Kansas | Thomas | 13 | 1970 | 9999 | 2019 | 0.064284 | 79 | 1.6274 | NEI 2019
Cimarron River | 1230_G_2 | 1230 | G | 2 |  | Combustion Turbine | SPP_N | Kansas | Seward | 13.7 | 1968 | 9999 |  |  |  | 0.72922 | Default Emission Factor
Riverton | 1239_G_10 | 1239 | G | 10 |  | Combustion Turbine | SPP_N | Kansas | Cherokee | 13 | 1988 | 9999 |  |  |  | 0.72922 | Default Emission Factor
Riverton | 1239_G_11 | 1239 | G | 11 |  | Combustion Turbine | SPP_N | Kansas | Cherokee | 15 | 1988 | 9999 | 2019 | 2.1 | 926.25 | 4.5344 | NEI 2019
Riverton | 1239_G_12 | 1239 | G | 12 | 89715 | Combined Cycle | SPP_N | Kansas | Cherokee | 149 | 2007 | 9999 | 2019 | 22 | 1171900 | 0.03755 | NEI 2019
Riverton | 1239_G_12-2 | 1239 | G | 12-2 | 89715 | Combined Cycle | SPP_N | Kansas | Cherokee | 117 | 2016 | 9999 |  |  |  | 0.03755 | NEI 2019
Demoss Petrie | 124_G_GT2 | 124 | G | GT2 | 76 | Combustion Turbine | WECC_AZ | Arizona | Pima | 75 | 2001 | 9999 |  |  |  | 0.72922 | Default Emission Factor
Gordon Evans Energy Center | 1240_G_5 | 1240 | G | 5 |  | Combustion Turbine | SPP_N | Kansas | Sedgwick | 3 | 1969 | 9999 |  |  |  | 7.2573 | Default Emission Factor
Gordon Evans Energy Center | 1240_G_GT1 | 1240 | G | GT1 | 816 | Combustion Turbine | SPP_N | Kansas | Sedgwick | 73 | 2000 | 9999 | 2019 | 19.3796 | 75312.6604 | 0.51464 | NEI 2019
Gordon Evans Energy Center | 1240_G_GT2 | 1240 | G | GT2 | 817 | Combustion Turbine | SPP_N | Kansas | Sedgwick | 72 | 2000 | 9999 | 2019 | 14.8644 | 74280.9801 | 0.40022 | NEI 2019
Gordon Evans Energy Center | 1240_G_GT3 | 1240 | G | GT3 | 818 | Combustion Turbine | SPP_N | Kansas | Sedgwick | 149 | 2001 | 9999 | 2019 | 103.616 | 153720.3616 | 1.3481 | NEI 2019
Hutchinson Energy Center | 1248_G_H1DG | 1248 | G | H1DG |  | Combustion Turbine | SPP_N | Kansas | Reno | 3 | 1983 | 9999 |  |  |  | 7.2573 | Default Emission Factor
Anthony | 1258_G_IC1 | 1258 | G | IC1 |  | Combustion Turbine | SPP_N | Kansas | Harper | 4.1 | 1972 | 9999 | 2019 | 0.116 | 18.0991 | 12.8183 | NEI 2019
Anthony | 1258_G_IC2 | 1258 | G | IC2 |  | Combustion Turbine | SPP_N | Kansas | Harper | 3 | 1976 | 9999 | 2019 | 0.04698 | 13.2432 | 7.0949 | NEI 2019
Anthony | 1258_G_IC3 | 1258 | G | IC3 |  | Combustion Turbine | SPP_N | Kansas | Harper | 4 | 1981 | 9999 | 2019 | 0.15602 | 17.6577 | 17.6716 | NEI 2019
Ashland | 1259_G_4B | 1259 | G | 4B |  | Combustion Turbine | SPP_N | Kansas | Clark | 1.8 | 2014 | 9999 |  |  |  | 7.2573 | Default Emission Factor
H Wilson Sundt Generating Station | 126_G_GT1 | 126 | G | GT1 |  | Combustion Turbine | WECC_AZ | Arizona | Pima | 24 | 1972 | 9999 | 2019 | 42.1401 | 260753 | 0.32322 | NEI 2019
H Wilson Sundt Generating Station | 126_G_GT2 | 126 | G | GT2 |  | Combustion Turbine | WECC_AZ | Arizona | Pima | 24 | 1972 | 9999 | 2019 | 37.6797 | 297230 | 0.25354 | NEI 2019
H Wilson Sundt Generating Station | 126_G_RIC1 | 126 | G | RIC1 |  | Combustion Turbine | WECC_AZ | Arizona | Pima | 18.2 | 2020 | 9999 |  |  |  | 0.29705 | Default Emission Factor
H Wilson Sundt Generating Station | 126_G_RIC10 | 126 | G | RIC10 |  | Combustion Turbine | WECC_AZ | Arizona | Pima | 18.2 | 2020 | 9999 |  |  |  | 0.29705 | Default Emission Factor
H Wilson Sundt Generating Station | 126_G_RIC2 | 126 | G | RIC2 |  | Combustion Turbine | WECC_AZ | Arizona | Pima | 18.2 | 2020 | 9999 |  |  |  | 0.29705 | Default Emission Factor
H Wilson Sundt Generating Station | 126_G_RIC3 | 126 | G | RIC3 |  | Combustion Turbine | WECC_AZ | Arizona | Pima | 18.2 | 2020 | 9999 |  |  |  | 0.29705 | Default Emission Factor
H Wilson Sundt Generating Station | 126_G_RIC4 | 126 | G | RIC4 |  | Combustion Turbine | WECC_AZ | Arizona | Pima | 18.2 | 2020 | 9999 |  |  |  | 0.29705 | Default Emission Factor
H Wilson Sundt Generating Station | 126_G_RIC5 | 126 | G | RIC5 |  | Combustion Turbine | WECC_AZ | Arizona | Pima | 18.2 | 2020 | 9999 |  |  |  | 0.29705 | Default Emission Factor
H Wilson Sundt Generating Station | 126_G_RIC6 | 126 | G | RIC6 |  | Combustion Turbine | WECC_AZ | Arizona | Pima | 18.2 | 2020 | 9999 |  |  |  | 0.29705 | Default Emission Factor
H Wilson Sundt Generating Station | 126_G_RIC7 | 126 | G | RIC7 |  | Combustion Turbine | WECC_AZ | Arizona | Pima | 18.2 | 2020 | 9999 |  |  |  | 0.29705 | Default Emission Factor
H Wilson Sundt Generating Station | 126_G_RIC8 | 126 | G | RIC8 |  | Combustion Turbine | WECC_AZ | Arizona | Pima | 18.2 | 2020 | 9999 |  |  |  | 0.29705 | Default Emission Factor
H Wilson Sundt Generating Station | 126_G_RIC9 | 126 | G | RIC9 |  | Combustion Turbine | WECC_AZ | Arizona | Pima | 18.2 | 2020 | 9999 |  |  |  | 0.29705 | Default Emission Factor
Augusta Electric Plant No 1 | 1261_G_1 | 1261 | G | 1 |  | Combustion Turbine | SPP_N | Kansas | Butler | 1.1 | 1954 | 9999 |  |  |  | 3.2013 | Default Emission Factor
Augusta Electric Plant No 1 | 1261_G_2 | 1261 | G | 2 |  | Combustion Turbine | SPP_N | Kansas | Butler | 0.3 | 1929 | 9999 |  |  |  | 7.2573 | Default Emission Factor
Augusta Electric Plant No 1 | 1261_G_3 | 1261 | G | 3 |  | Combustion Turbine | SPP_N | Kansas | Butler | 1 | 1949 | 9999 |  |  |  | 3.2013 | Default Emission Factor
Augusta Electric Plant No 1 | 1261_G_4 | 1261 | G | 4 |  | Combustion Turbine | SPP_N | Kansas | Butler | 0.7 | 1939 | 9999 |  |  |  | 7.2573 | Default Emission Factor
Augusta Electric Plant No 1 | 1261_G_5 | 1261 | G | 5 |  | Combustion Turbine | SPP_N | Kansas | Butler | 2.2 | 1956 | 9999 |  |  |  | 3.2013 | Default Emission Factor
Augusta Electric Plant No 1 | 1261_G_6 | 1261 | G | 6 |  | Combustion Turbine | SPP_N | Kansas | Butler | 2.2 | 1956 | 9999 |  |  |  | 3.2013 | Default Emission Factor
Augusta Electric Plant No 1 | 1261_G_7 | 1261 | G | 7 |  | Combustion Turbine | SPP_N | Kansas | Butler | 2 | 1964 | 9999 |  |  |  | 3.2013 | Default Emission Factor
Augusta Electric Plant No 1 | 1261_G_8 | 1261 | G | 8 |  | Combustion Turbine | SPP_N | Kansas | Butler | 2 | 2016 | 9999 |  |  |  | 7.2573 | Default Emission Factor
Baldwin City Plant No 1 | 1262_G_4 | 1262 | G | 4 |  | Combustion Turbine | SPP_N | Kansas | Douglas | 1.5 | 1970 | 9999 |  |  |  | 7.2573 | Default Emission Factor
Baldwin City Plant No 1 | 1262_G_5 | 1262 | G | 5 |  | Combustion Turbine | SPP_N | Kansas | Douglas | 0.7 | 1964 | 9999 |  |  |  | 7.2573 | Default Emission Factor
Baldwin City Plant No 1 | 1262_G_6 | 1262 | G | 6 |  | Combustion Turbine | SPP_N | Kansas | Douglas | 0.7 | 1964 | 9999 |  |  |  | 3.2013 | Default Emission Factor
Belleville | 1263_G_4 | 1263 | G | 4 |  | Combustion Turbine | SPP_NEBR | Kansas | Republic | 1 | 1955 | 9999 |  |  |  | 3.2013 | Default Emission Factor
Belleville | 1263_G_5 | 1263 | G | 5 |  | Combustion Turbine | SPP_NEBR | Kansas | Republic | 1.7 | 1961 | 9999 |  |  |  | 3.2013 | Default Emission Factor
Belleville | 1263_G_6 | 1263 | G | 6 |  | Combustion Turbine | SPP_NEBR | Kansas | Republic | 3.7 | 1966 | 9999 |  |  |  | 3.2013 | Default Emission Factor
Belleville | 1263_G_7 | 1263 | G | 7 |  | Combustion Turbine | SPP_NEBR | Kansas | Republic | 5.1 | 1971 | 9999 |  |  |  | 3.2013 | Default Emission Factor
Belleville | 1263_G_8 | 1263 | G | 8 |  | Combustion Turbine | SPP_NEBR | Kansas | Republic | 2.8 | 2007 | 9999 |  |  |  | 7.2573 | Default Emission Factor
Beloit | 1264_G_1 | 1264 | G | 1 |  | Combustion Turbine | SPP_N | Kansas | Mitchell | 1.1 | 1951 | 9999 | 2019 | 0.032959 | 7.9226 | 8.3202 | NEI 2019
Beloit | 1264_G_2 | 1264 | G | 2 |  | Combustion Turbine | SPP_N | Kansas | Mitchell | 1.1 | 1951 | 9999 | 2019 | 0.014466 | 7.9226 | 3.6517 | NEI 2019
Beloit | 1264_G_3 | 1264 | G | 3 |  | Combustion Turbine | SPP_N | Kansas | Mitchell | 2 | 1961 | 9999 | 2019 | 0.030533 | 14.4048 | 4.2393 | NEI 2019
Beloit | 1264_G_4 | 1264 | G | 4 |  | Combustion Turbine | SPP_N | Kansas | Mitchell | 3 | 1964 | 9999 | 2019 | 0.062921 | 21.6071 | 5.8241 | NEI 2019
Beloit | 1264_G_5 | 1264 | G | 5 |  | Combustion Turbine | SPP_N | Kansas | Mitchell | 0.6 | 1950 | 9999 |  |  |  | 3.2013 | Default Emission Factor
Beloit | 1264_G_6 | 1264 | G | 6 |  | Combustion Turbine | SPP_N | Kansas | Mitchell | 3.5 | 1971 | 9999 | 2019 | 0.0322 | 25.2083 | 2.5547 | NEI 2019
Beloit | 1264_G_7 | 1264 | G | 7 |  | Combustion Turbine | SPP_N | Kansas | Mitchell | 5.5 | 1980 | 9999 | 2019 | 0.0595 | 39.6131 | 3.0041 | NEI 2019
Burlingame | 1265_G_1 | 1265 | G | 1 |  | Combustion Turbine | SPP_N | Kansas | Osage | 1 | 1973 | 9999 |  |  |  | 3.2013 | Default Emission Factor
Burlingame | 1265_G_3 | 1265 | G | 3 |  | Combustion Turbine | SPP_N | Kansas | Osage | 0.8 | 1963 | 9999 |  |  |  | 3.2013 | Default Emission Factor
Burlingame | 1265_G_4 | 1265 | G | 4 |  | Combustion Turbine | SPP_N | Kansas | Osage | 1 | 1969 | 9999 |  |  |  | 3.2013 | Default Emission Factor
Burlingame | 1265_G_5 | 1265 | G | 5 |  | Combustion Turbine | SPP_N | Kansas | Osage | 0.8 | 1980 | 9999 |  |  |  | 3.2013 | Default Emission Factor
Burlington (KS) | 1266_G_1A | 1266 | G | 1A |  | Combustion Turbine | SPP_N | Kansas | Coffey | 2 | 2003 | 9999 |  |  |  | 7.2573 | Default Emission Factor
Burlington (KS) | 1266_G_2 | 1266 | G | 2 |  | Combustion Turbine | SPP_N | Kansas | Coffey | 1.3 | 1962 | 9999 |  |  |  | 3.2013 | Default Emission Factor
Burlington (KS) | 1266_G_4A | 1266 | G | 4A |  | Combustion Turbine | SPP_N | Kansas | Coffey | 2.3 | 2005 | 9999 |  |  |  | 3.2013 | Default Emission Factor
Burlington (KS) | 1266_G_5 | 1266 | G | 5 |  | Combustion Turbine | SPP_N | Kansas | Coffey | 1 | 1955 | 9999 |  |  |  | 3.2013 | Default Emission Factor
Burlington (KS) | 1266_G_IC6 | 1266 | G | IC6 |  | Combustion Turbine | SPP_N | Kansas | Coffey | 4.8 | 1983 | 9999 |  |  |  | 3.2013 | Default Emission Factor
Chanute 2 | 1268_G_14 | 1268 | G | 14 | 2247 | Combustion Turbine | SPP_N | Kansas | Neosho | 42 | 2002 | 9999 | 2019 | 17.4321 | 174782 | 0.19947 | NEI 2019
Chanute 2 | 1268_G_7 | 1268 | G | 7 |  | Combustion Turbine | SPP_N | Kansas | Neosho | 2 | 1965 | 9999 | 2019 | 0.0053272 | 9 | 1.1838 | NEI 2019
Chanute 2 | 1268_G_8 | 1268 | G | 8 |  | Combustion Turbine | SPP_N | Kansas | Neosho | 2 | 1965 | 9999 | 2019 | 0.0027259 | 9 | 0.60574 | NEI 2019
Clay Center | 1270_G_5 | 1270 | G | 5 |  | O/G Steam | SPP_N | Kansas | Clay | 3 | 1948 | 9999 |  |  |  | 0.95219 | Default Emission Factor
Clay Center | 1270_G_6 | 1270 | G | 6 |  | O/G Steam | SPP_N | Kansas | Clay | 5 | 1961 | 9999 |  |  |  | 0.95219 | Default Emission Factor
Clay Center | 1270_G_IC1 | 1270 | G | IC1 |  | Combustion Turbine | SPP_N | Kansas | Clay | 0.9 | 1958 | 9999 |  |  |  | 3.2013 | Default Emission Factor
Clay Center | 1270_G_IC2 | 1270 | G | IC2 |  | Combustion Turbine | SPP_N | Kansas | Clay | 2 | 1966 | 9999 |  |  |  | 3.2013 | Default Emission Factor
Clay Center | 1270_G_IC3 | 1270 | G | IC3 |  | Combustion Turbine | SPP_N | Kansas | Clay | 5 | 1972 | 9999 |  |  |  | 3.2013 | Default Emission Factor
Clay Center | 1270_G_IC4 | 1270 | G | IC4 |  | Combustion Turbine | SPP_N | Kansas | Clay | 3.5 | 1996 | 9999 |  |  |  | 3.2013 | Default Emission Factor
Clay Center | 1270_G_IC5 | 1270 | G | IC5 |  | Combustion Turbine | SPP_N | Kansas | Clay | 3.5 | 1996 | 9999 |  |  |  | 3.2013 | Default Emission Factor
Clay Center | 1270_G_IC6 | 1270 | G | IC6 |  | Combustion Turbine | SPP_N | Kansas | Clay | 6.8 | 2005 | 9999 |  |  |  | 3.2013 | Default Emission Factor
Coffeyville | 1271_G_1 | 1271 | G | 1 |  | Combustion Turbine | SPP_N | Kansas | Montgomery | 2 | 2007 | 9999 |  |  |  | 7.2573 | Default Emission Factor
Coffeyville | 1271_G_2 | 1271 | G | 2 |  | Combustion Turbine | SPP_N | Kansas | Montgomery | 2 | 2007 | 9999 |  |  |  | 7.2573 | Default Emission Factor
Colby City of | 1272_G_4 | 1272 | G | 4 |  | Combustion Turbine | SPP_WEST | Kansas | Thomas | 1.2 | 1958 | 9999 |  |  |  | 3.2013 | Default Emission Factor
Colby City of | 1272_G_5 | 1272 | G | 5 |  | Combustion Turbine | SPP_WEST | Kansas | Thomas | 1 | 1958 | 9999 |  |  |  | 3.2013 | Default Emission Factor
Colby City of | 1272_G_6 | 1272 | G | 6 |  | Combustion Turbine | SPP_WEST | Kansas | Thomas | 3.5 | 1971 | 9999 |  |  |  | 3.2013 | Default Emission Factor
Colby City of | 1272_G_7 | 1272 | G | 7 |  | Combustion Turbine | SPP_WEST | Kansas | Thomas | 3.5 | 1971 | 9999 |  |  |  | 3.2013 | Default Emission Factor
Colby City of | 1272_G_8 | 1272 | G | 8 |  | Combustion Turbine | SPP_WEST | Kansas | Thomas | 2.5 | 1965 | 9999 |  |  |  | 3.2013 | Default Emission Factor
Colby City of | 1272_G_9 | 1272 | G | 9 |  | Combustion Turbine | SPP_WEST | Kansas | Thomas | 3 | 2019 | 9999 |  |  |  | 18.9233 | Default Emission Factor
Ellinwood | 1274_G_1 | 1274 | G | 1 |  | Combustion Turbine | SPP_N | Kansas | Barton | 1.8 | 1965 | 9999 |  |  |  | 3.2013 | Default Emission Factor
Ellinwood | 1274_G_2 | 1274 | G | 2 |  | Combustion Turbine | SPP_N | Kansas | Barton | 1.3 | 1957 | 9999 |  |  |  | 3.2013 | Default Emission Factor
Ellinwood | 1274_G_3 | 1274 | G | 3 |  | Combustion Turbine | SPP_N | Kansas | Barton | 0.3 | 1948 | 9999 |  |  |  | 3.2013 | Default Emission Factor
Ellinwood | 1274_G_4 | 1274 | G | 4 |  | Combustion Turbine | SPP_N | Kansas | Barton | 1 | 1953 | 9999 |  |  |  | 3.2013 | Default Emission Factor
Ellinwood | 1274_G_5 | 1274 | G | 5 |  | Combustion Turbine | SPP_N | Kansas | Barton | 2.5 | 1971 | 9999 |  |  |  | 3.2013 | Default Emission Factor
Erie | 1276_G_3 | 1276 | G | 3 |  | Combustion Turbine | SPP_N | Kansas | Neosho | 0.9 | 1958 | 9999 |  |  |  | 7.2573 | Default Emission Factor
Erie | 1276_G_6 | 1276 | G | 6 |  | Combustion Turbine | SPP_N | Kansas | Neosho | 1 | 2005 | 9999 |  |  |  | 7.2573 | Default Emission Factor
Erie | 1276_G_7 | 1276 | G | 7 |  | Combustion Turbine | SPP_N | Kansas | Neosho | 1 | 2005 | 9999 |  |  |  | 7.2573 | Default Emission Factor
Erie | 1276_G_8 | 1276 | G | 8 |  | Combustion Turbine | SPP_N | Kansas | Neosho | 1 | 2005 | 9999 |  |  |  | 7.2573 | Default Emission Factor
Garnett Municipal | 1278_G_1 | 1278 | G | 1 |  | Combustion Turbine | SPP_N | Kansas | Anderson | 1.3 | 1961 | 9999 |  |  |  | 3.2013 | Default Emission Factor
Garnett Municipal | 1278_G_2 | 1278 | G | 2 |  | Combustion Turbine | SPP_N | Kansas | Anderson | 0.3 | 1930 | 9999 |  |  |  | 7.2573 | Default Emission Factor
Garnett Municipal | 1278_G_3 | 1278 | G | 3 |  | Combustion Turbine | SPP_N | Kansas | Anderson | 1.3 | 1955 | 9999 |  |  |  | 3.2013 | Default Emission Factor
Garnett Municipal | 1278_G_4 | 1278 | G | 4 |  | Combustion Turbine | SPP_N | Kansas | Anderson | 0.8 | 1948 | 9999 |  |  |  | 3.2013 | Default Emission Factor
Garnett Municipal | 1278_G_7 | 1278 | G | 7 |  | Combustion Turbine | SPP_N | Kansas | Anderson | 2.2 | 2000 | 9999 |  |  |  | 7.2573 | Default Emission Factor
Garnett Municipal | 1278_G_IC5 | 1278 | G | IC5 |  | Combustion Turbine | SPP_N | Kansas | Anderson | 2.1 | 1981 | 9999 |  |  |  | 3.2013 | Default Emission Factor
Garnett Municipal | 1278_G_IC6 | 1278 | G | IC6 |  | Combustion Turbine | SPP_N | Kansas | Anderson | 2.2 | 1978 | 9999 |  |  |  | 7.2573 | Default Emission Factor
Girard | 1279_G_1 | 1279 | G | 1 |  | Combustion Turbine | SPP_N | Kansas | Crawford | 1.1 | 1955 | 9999 |  |  |  | 3.2013 | Default Emission Factor
Girard | 1279_G_4 | 1279 | G | 4 |  | Combustion Turbine | SPP_N | Kansas | Crawford | 1.8 | 1962 | 9999 |  |  |  | 3.2013 | Default Emission Factor
Girard | 1279_G_6 | 1279 | G | 6 |  | Combustion Turbine | SPP_N | Kansas | Crawford | 3.2 | 1997 | 9999 |  |  |  | 3.2013 | Default Emission Factor
Girard | 1279_G_7 | 1279 | G | 7 |  | Combustion Turbine | SPP_N | Kansas | Crawford | 3.4 | 1997 | 9999 |  |  |  | 3.2013 | Default Emission Factor
Goodland | 1280_G_10 | 1280 | G | 10 |  | Combustion Turbine | SPP_N | Kansas | Sherman | 1.8 | 1971 | 9999 |  |  |  | 3.2013 | Default Emission Factor
Goodland | 1280_G_11 | 1280 | G | 11 |  | Combustion Turbine | SPP_N | Kansas | Sherman | 3.5 | 1978 | 9999 |  |  |  | 3.2013 | Default Emission Factor
Goodland | 1280_G_12 | 1280 | G | 12 |  | Combustion Turbine | SPP_N | Kansas | Sherman | 0.8 | 1995 | 9999 |  |  |  | 3.2013 | Default Emission Factor
Goodland | 1280_G_13 | 1280 | G | 13 |  | Combustion Turbine | SPP_N | Kansas | Sherman | 1.1 | 1999 | 9999 |  |  |  | 3.2013 | Default Emission Factor
Goodland | 1280_G_3 | 1280 | G | 3 |  | Combustion Turbine | SPP_N | Kansas | Sherman | 0.7 | 1939 | 9999 |  |  |  | 7.2573 | Default Emission Factor
Goodland | 1280_G_6 | 1280 | G | 6 |  | Combustion Turbine | SPP_N | Kansas | Sherman | 1.8 | 1962 | 9999 |  |  |  | 3.2013 | Default Emission Factor
Goodland | 1280_G_7 | 1280 | G | 7 |  | Combustion Turbine | SPP_N | Kansas | Sherman | 1.8 | 1966 | 9999 |  |  |  | 3.2013 | Default Emission Factor
Goodland | 1280_G_8 | 1280 | G | 8 |  | Combustion Turbine | SPP_N | Kansas | Sherman | 4.6 | 1975 | 9999 |  |  |  | 3.2013 | Default Emission Factor
Herington | 1283_G_4B | 1283 | G | 4B |  | Combustion Turbine | SPP_N | Kansas | Dickinson | 1.5 | 2001 | 9999 |  |  |  | 7.2573 | Default Emission Factor
Hoisington | 1286_G_2A | 1286 | G | 2A |  | Combustion Turbine | SPP_N | Kansas | Barton | 1.1 | 1996 | 9999 |  |  |  | 7.2573 | Default Emission Factor
Hoisington | 1286_G_6 | 1286 | G | 6 |  | Combustion Turbine | SPP_N | Kansas | Barton | 2 | 1961 | 9999 |  |  |  | 3.2013 | Default Emission Factor
Hoisington | 1286_G_7 | 1286 | G | 7 |  | Combustion Turbine | SPP_N | Kansas | Barton | 4 | 1966 | 9999 |  |  |  | 3.2013 | Default Emission Factor
Hoisington | 1286_G_8 | 1286 | G | 8 |  | Combustion Turbine | SPP_N | Kansas | Barton | 7 | 1981 | 9999 |  |  |  | 3.2013 | Default Emission Factor
Holton | 1287_G_10 | 1287 | G | 10 |  | Combustion Turbine | SPP_N | Kansas | Jackson | 1.8 | 1970 | 9999 |  |  |  | 7.2573 | Default Emission Factor
Holton | 1287_G_11 | 1287 | G | 11 |  | Combustion Turbine | SPP_N | Kansas | Jackson | 2.2 | 1994 | 9999 |  |  |  | 7.2573 | Default Emission Factor
Holton | 1287_G_12 | 1287 | G | 12 |  | Combustion Turbine | SPP_N | Kansas | Jackson | 3 | 2001 | 9999 |  |  |  | 3.2013 | Default Emission Factor
Holton | 1287_G_13 | 1287 | G | 13 |  | Combustion Turbine | SPP_N | Kansas | Jackson | 3 | 2001 | 9999 |  |  |  | 3.2013 | Default Emission Factor
Holton | 1287_G_6 | 1287 | G | 6 |  | Combustion Turbine | SPP_N | Kansas | Jackson | 1.4 | 1958 | 9999 |  |  |  | 7.2573 | Default Emission Factor
Holton | 1287_G_7 | 1287 | G | 7 |  | Combustion Turbine | SPP_N | Kansas | Jackson | 2.4 | 1963 | 9999 |  |  |  | 7.2573 | Default Emission Factor
Holton | 1287_G_8 | 1287 | G | 8 |  | Combustion Turbine | SPP_N | Kansas | Jackson | 3.8 | 1969 | 9999 |  |  |  | 7.2573 | Default Emission Factor
Holton | 1287_G_9 | 1287 | G | 9 |  | Combustion Turbine | SPP_N | Kansas | Jackson | 1.8 | 1970 | 9999 |  |  |  | 7.2573 | Default Emission Factor
Iola | 1291_G_1 | 1291 | G | 1 |  | Combustion Turbine | SPP_N | Kansas | Allen | 5 | 1998 | 9999 |  |  |  | 3.2013 | Default Emission Factor
Iola | 1291_G_10 | 1291 | G | 10 |  | Combustion Turbine | SPP_N | Kansas | Allen | 2.9 | 1981 | 9999 |  |  |  | 7.2573 | Default Emission Factor
Iola | 1291_G_2 | 1291 | G | 2 |  | Combustion Turbine | SPP_N | Kansas | Allen | 5 | 2000 | 9999 |  |  |  | 3.2013 | Default Emission Factor
Iola | 1291_G_6 | 1291 | G | 6 |  | Combustion Turbine | SPP_N | Kansas | Allen | 2.9 | 1969 | 9999 |  |  |  | 7.2573 | Default Emission Factor
Iola | 1291_G_7 | 1291 | G | 7 |  | Combustion Turbine | SPP_N | Kansas | Allen | 2.9 | 1971 | 9999 |  |  |  | 7.2573 | Default Emission Factor
Iola | 1291_G_8 | 1291 | G | 8 |  | Combustion Turbine | SPP_N | Kansas | Allen | 2.9 | 1976 | 9999 |  |  |  | 7.2573 | Default Emission Factor
Iola | 1291_G_9 | 1291 | G | 9 |  | Combustion Turbine | SPP_N | Kansas | Allen | 2.9 | 1977 | 9999 |  |  |  | 7.2573 | Default Emission Factor
Jetmore | 1292_G_8 | 1292 | G | 8 |  | Combustion Turbine | SPP_N | Kansas | Hodgeman | 2.5 | 2015 | 9999 |  |  |  | 7.2573 | Default Emission Factor
Quindaro | 1295_G_GT2 | 1295 | G | GT2 | 90731 | Combustion Turbine | SPP_N | Kansas | Wyandotte | 56 | 1974 | 9999 | 2019 | 0.15317 | 3147.5294 | 0.09733 | NEI 2019
Quindaro | 1295_G_GT3 | 1295 | G | GT3 | 90732 | Combustion Turbine | SPP_N | Kansas | Wyandotte | 46 | 1977 | 9999 | 2019 | 0.13906 | 2585.4706 | 0.10757 | NEI 2019
Kingman Municipal Power and Light Plant | 1296_G_2 | 1296 | G | 2 |  | Combustion Turbine | SPP_N | Kansas | Kingman | 1.9 | 1962 | 9999 | 2019 | 0.01624 | 497.2722 | 0.06532 | NEI 2019
Kingman Municipal Power and Light Plant | 1296_G_4 | 1296 | G | 4 |  | Combustion Turbine | SPP_N | Kansas | Kingman | 1.9 | 1977 | 9999 | 2019 | 0.01062 | 497.2722 | 0.04271 | NEI 2019
Kingman Municipal Power and Light Plant | 1296_G_6 | 1296 | G | 6 |  | Combustion Turbine | SPP_N | Kansas | Kingman | 3.4 | 1969 | 9999 | 2019 | 2.3411 | 889.8556 | 5.2617 | NEI 2019
Kingman Municipal Power and Light Plant | 1296_G_7 | 1296 | G | 7 |  | Combustion Turbine | SPP_N | Kansas | Kingman | 2.1 | 1979 | 9999 | 2019 | 0.1929 | 549.6167 | 0.70194 | NEI 2019
Kingman Municipal Power and Light Plant | 1296_G_8 | 1296 | G | 8 |  | Combustion Turbine | SPP_N | Kansas | Kingman | 2.4 | 1984 | 9999 | 2019 | 1.123 | 628.1333 | 3.5757 | NEI 2019
Kingman Municipal Power and Light Plant | 1296_G_9 | 1296 | G | 9 |  | Combustion Turbine | SPP_N | Kansas | Kingman | 6.3 | 1993 | 9999 |  |  |  | 3.2013 | Default Emission Factor
La Crosse | 1297_G_6 | 1297 | G | 6 |  | Combustion Turbine | SPP_WEST | Kansas | Rush | 1.5 | 1975 | 9999 |  |  |  | 3.2013 | Default Emission Factor
Larned | 1299_G_CAT | 1299 | G | CAT |  | Combustion Turbine | SPP_N | Kansas | Pawnee | 2 | 2004 | 9999 |  |  |  | 7.2573 | Default Emission Factor
Larned | 1299_G_CAT1 | 1299 | G | CAT1 |  | Combustion Turbine | SPP_N | Kansas | Pawnee | 2 | 2004 | 9999 |  |  |  | 7.2573 | Default Emission Factor
Larned | 1299_G_CAT2 | 1299 | G | CAT2 |  | Combustion Turbine | SPP_N | Kansas | Pawnee | 2 | 2004 | 9999 |  |  |  | 7.2573 | Default Emission Factor
Larned | 1299_G_CAT3 | 1299 | G | CAT3 |  | Combustion Turbine | SPP_N | Kansas | Pawnee | 2 | 2004 | 9999 |  |  |  | 7.2573 | Default Emission Factor
Larned | 1299_G_CAT4 | 1299 | G | CAT4 |  | Combustion Turbine | SPP_N | Kansas | Pawnee | 2 | 2004 | 9999 |  |  |  | 7.2573 | Default Emission Factor
Larned | 1299_G_IC5 | 1299 | G | IC5 |  | Combustion Turbine | SPP_N | Kansas | Pawnee | 6 | 1976 | 9999 |  |  |  | 3.2013 | Default Emission Factor
Lincoln | 1300_G_1 | 1300 | G | 1 |  | Combustion Turbine | SPP_N | Kansas | Lincoln | 1.1 | 1964 | 9999 |  |  |  | 3.2013 | Default Emission Factor
Lincoln | 1300_G_2 | 1300 | G | 2 |  | Combustion Turbine | SPP_N | Kansas | Lincoln | 1.1 | 1964 | 9999 |  |  |  | 3.2013 | Default Emission Factor
Lincoln | 1300_G_4 | 1300 | G | 4 |  | Combustion Turbine | SPP_N | Kansas | Lincoln | 0.6 | 1958 | 9999 |  |  |  | 7.2573 | Default Emission Factor
Lincoln | 1300_G_7 | 1300 | G | 7 |  | Combustion Turbine | SPP_N | Kansas | Lincoln | 3 | 1974 | 9999 |  |  |  | 3.2013 | Default Emission Factor
Lincoln | 1300_G_8 | 1300 | G | 8 |  | Combustion Turbine | SPP_N | Kansas | Lincoln | 1.8 | 2017 | 9999 |  |  |  | 7.2573 | Default Emission Factor
McPherson 2 | 1305_G_GT2 | 1305 | G | GT2 | 90705 | Combustion Turbine | SPP_N | Kansas | McPherson | 52 | 1976 | 2024 | 2019 | 0.10426 | 7294.5384 | 0.02859 | NEI 2019
McPherson 2 | 1305_G_GT3 | 1305 | G | GT3 | 90706 | Combustion Turbine | SPP_N | Kansas | McPherson | 51.9 | 1979 | 9999 | 2019 | 6.1167 | 7280.5104 | 1.6803 | NEI 2019
Meade | 1306_G_2 | 1306 | G | 2 |  | Combustion Turbine | SPP_N | Kansas | Meade | 0.8 | 1951 | 9999 |  |  |  | 3.2013 | Default Emission Factor
Meade | 1306_G_3 | 1306 | G | 3 |  | Combustion Turbine | SPP_N | Kansas | Meade | 1.1 | 1957 | 9999 |  |  |  | 3.2013 | Default Emission Factor
Meade | 1306_G_4 | 1306 | G | 4 |  | Combustion Turbine | SPP_N | Kansas | Meade | 1.3 | 1961 | 9999 |  |  |  | 3.2013 | Default Emission Factor
Meade | 1306_G_5 | 1306 | G | 5 |  | Combustion Turbine | SPP_N | Kansas | Meade | 1.7 | 1965 | 9999 |  |  |  | 3.2013 | Default Emission Factor
Meade | 1306_G_6 | 1306 | G | 6 |  | Combustion Turbine | SPP_N | Kansas | Meade | 1.9 | 1972 | 9999 |  |  |  | 3.2013 | Default Emission Factor
Minneapolis City of | 1307_G_3 | 1307 | G | 3 |  | Combustion Turbine | SPP_N | Kansas | Ottawa | 1.2 | 1961 | 9999 |  |  |  | 3.2013 | Default Emission Factor
Minneapolis City of | 1307_G_4 | 1307 | G | 4 |  | Combustion Turbine | SPP_N | Kansas | Ottawa | 0.5 | 1955 | 9999 |  |  |  | 3.2013 | Default Emission Factor
Minneapolis City of | 1307_G_5 | 1307 | G | 5 |  | Combustion Turbine | SPP_N | Kansas | Ottawa | 1.8 | 1966 | 9999 |  |  |  | 3.2013 | Default Emission Factor
Minneapolis City of | 1307_G_6 | 1307 | G | 6 |  | Combustion Turbine | SPP_N | Kansas | Ottawa | 2.7 | 1972 | 9999 |  |  |  | 3.2013 | Default Emission Factor
Minneapolis City of | 1307_G_7 | 1307 | G | 7 |  | Combustion Turbine | SPP_N | Kansas | Ottawa | 1.8 | 1989 | 9999 |  |  |  | 7.2573 | Default Emission Factor
Oberlin (KS) | 1312_G_1 | 1312 | G | 1 |  | Combustion Turbine | SPP_N | Kansas | Decatur | 0.9 | 1956 | 9999 |  |  |  | 3.2013 | Default Emission Factor
Osage City | 1313_G_1 | 1313 | G | 1 |  | Combustion Turbine | SPP_N | Kansas | Osage | 0.9 | 1955 | 9999 |  |  |  | 3.2013 | Default Emission Factor
Osage City | 1313_G_2 | 1313 | G | 2 |  | Combustion Turbine | SPP_N | Kansas | Osage | 1.1 | 1960 | 9999 |  |  |  | 3.2013 | Default Emission Factor
Osage City | 1313_G_4 | 1313 | G | 4 |  | Combustion Turbine | SPP_N | Kansas | Osage | 1.9 | 1967 | 9999 |  |  |  | 3.2013 | Default Emission Factor
Osage City | 1313_G_5 | 1313 | G | 5 |  | Combustion Turbine | SPP_N | Kansas | Osage | 1.9 | 1970 | 9999 |  |  |  | 3.2013 | Default Emission Factor
Osage City | 1313_G_7 | 1313 | G | 7 |  | Combustion Turbine | SPP_N | Kansas | Osage | 1.5 | 1984 | 9999 |  |  |  | 3.2013 | Default Emission Factor
Osage City | 1313_G_IC3 | 1313 | G | IC3 |  | Combustion Turbine | SPP_N | Kansas | Osage | 1.9 | 2011 | 9999 |  |  |  | 3.2013 | Default Emission Factor
Osage City | 1313_G_IC6 | 1313 | G | IC6 |  | Combustion Turbine | SPP_N | Kansas | Osage | 0.9 | 1983 | 9999 |  |  |  | 3.2013 | Default Emission Factor
Osawatomie City of | 1314_G_2 | 1314 | G | 2 |  | Combustion Turbine | SPP_N | Kansas | Miami | 1.8 | 1957 | 9999 |  |  |  | 3.2013 | Default Emission Factor
Osawatomie City of | 1314_G_4 | 1314 | G | 4 |  | Combustion Turbine | SPP_N | Kansas | Miami | 1 | 1950 | 9999 |  |  |  | 3.2013 | Default Emission Factor
Osawatomie City of | 1314_G_5 | 1314 | G | 5 |  | Combustion Turbine | SPP_N | Kansas | Miami | 2.8 | 1966 | 9999 |  |  |  | 3.2013 | Default Emission Factor
Osborne | 1315_G_1 | 1315 | G | 1 |  | Combustion Turbine | SPP_N | Kansas | Osborne | 1.4 | 1967 | 9999 |  |  |  | 3.2013 | Default Emission Factor
Osborne | 1315_G_2 | 1315 | G | 2 |  | Combustion Turbine | SPP_N | Kansas | Osborne | 1.2 | 1963 | 9999 |  |  |  | 3.2013 | Default Emission Factor
Osborne | 1315_G_3 | 1315 | G | 3 |  | Combustion Turbine | SPP_N | Kansas | Osborne | 0.6 | 1957 | 9999 |  |  |  | 3.2013 | Default Emission Factor
Osborne | 1315_G_6 | 1315 | G | 6 |  | Combustion Turbine | SPP_N | Kansas | Osborne | 0.4 | 1992 | 9999 |  |  |  | 3.2013 | Default Emission Factor
Osborne | 1315_G_7 | 1315 | G | 7 |  | Combustion Turbine | SPP_N | Kansas | Osborne | 0.4 | 1992 | 9999 |  |  |  | 3.2013 | Default Emission Factor
Osborne | 1315_G_8 | 1315 | G | 8 |  | Combustion Turbine | SPP_N | Kansas | Osborne | 0.6 | 1994 | 9999 |  |  |  | 3.2013 | Default Emission Factor
Ottawa | 1316_G_IC3 | 1316 | G | IC3 |  | Combustion Turbine | SPP_N | Kansas | Franklin | 3.2 | 1962 | 9999 | 2019 | 1.7062 | 144.5333 | 23.6097 | NEI 2019
Ottawa | 1316_G_IC4 | 1316 | G | IC4 |  | Combustion Turbine | SPP_N | Kansas | Franklin | 3 | 1958 | 9999 | 2019 | 1.3406 | 135.5 | 19.7871 | NEI 2019
Ottawa | 1316_G_IC6 | 1316 | G | IC6 |  | Combustion Turbine | SPP_N | Kansas | Franklin | 5.9 | 1981 | 9999 | 2019 | 4.8263 | 266.4833 | 36.2225 | NEI 2019
Ottawa | 1316_G_IC7 | 1316 | G | IC7 |  | Combustion Turbine | SPP_N | Kansas | Franklin | 5.9 | 1981 | 9999 | 2019 | 4.2233 | 266.4833 | 31.6965 | NEI 2019
Pratt | 1317_G_IC1 | 1317 | G | IC1 |  | Combustion Turbine | SPP_N | Kansas | Pratt | 1.5 | 1958 | 9999 |  |  |  | 7.2573 | Default Emission Factor
Russell Downtown | 1319_G_11 | 1319 | G | 11 |  | Combustion Turbine | SPP_N | Kansas | Russell | 3.2 | 1994 | 9999 | 2019 | 0.24486 | 25.7778 | 18.9978 | NEI 2019
Russell Downtown | 1319_G_12 | 1319 | G | 12 |  | Combustion Turbine | SPP_N | Kansas | Russell | 3.2 | 1994 | 9999 |  |  |  | 3.2013 | Default Emission Factor
Russell Downtown | 1319_G_7 | 1319 | G | 7 |  | Combustion Turbine | SPP_N | Kansas | Russell | 3 | 1971 | 9999 | 2019 | 0.011055 | 24.1667 | 0.9149 | NEI 2019
Russell Downtown | 1319_G_8 | 1319 | G | 8 |  | Combustion Turbine | SPP_N | Kansas | Russell | 2.5 | 1978 | 9999 |  |  |  | 7.2573 | Default Emission Factor
Russell Downtown | 1319_G_9 | 1319 | G | 9 |  | Combustion Turbine | SPP_N | Kansas | Russell | 2.5 | 1981 | 9999 |  |  |  | 7.2573 | Default Emission Factor
Sabetha Power Plant | 1320_G_11 | 1320 | G | 11 |  | Combustion Turbine | SPP_N | Kansas | Nemaha | 2.7 | 1992 | 9999 |  |  |  | 3.2013 | Default Emission Factor
Sabetha Power Plant | 1320_G_12 | 1320 | G | 12 |  | Combustion Turbine | SPP_N | Kansas | Nemaha | 4.1 | 2001 | 9999 |  |  |  | 3.2013 | Default Emission Factor
Sabetha Power Plant | 1320_G_2 | 1320 | G | 2 |  | Combustion Turbine | SPP_N | Kansas | Nemaha | 1.2 | 1957 | 9999 |  |  |  | 3.2013 | Default Emission Factor
Sabetha Power Plant | 1320_G_3 | 1320 | G | 3 |  | Combustion Turbine | SPP_N | Kansas | Nemaha | 0.6 | 1947 | 9999 |  |  |  | 3.2013 | Default Emission Factor
Sabetha Power Plant | 1320_G_4 | 1320 | G | 4 |  | Combustion Turbine | SPP_N | Kansas | Nemaha | 0.7 | 1950 | 9999 |  |  |  | 3.2013 | Default Emission Factor
Sabetha Power Plant | 1320_G_5 | 1320 | G | 5 |  | Combustion Turbine | SPP_N | Kansas | Nemaha | 1.2 | 1961 | 9999 |  |  |  | 3.2013 | Default Emission Factor
Sabetha Power Plant | 1320_G_6 | 1320 | G | 6 |  | Combustion Turbine | SPP_N | Kansas | Nemaha | 1.2 | 1967 | 9999 |  |  |  | 3.2013 | Default Emission Factor
Sabetha Power Plant | 1320_G_7 | 1320 | G | 7 |  | Combustion Turbine | SPP_N | Kansas | Nemaha | 1.8 | 1970 | 9999 |  |  |  | 3.2013 | Default Emission Factor
Sabetha Power Plant | 1320_G_8 | 1320 | G | 8 |  | Combustion Turbine | SPP_N | Kansas | Nemaha | 2.1 | 1978 | 9999 |  |  |  | 3.2013 | Default Emission Factor
Sabetha Power Plant | 1320_G_IC10 | 1320 | G | IC10 |  | Combustion Turbine | SPP_N | Kansas | Nemaha | 2.1 | 1990 | 9999 |  |  |  | 3.2013 | Default Emission Factor
Sabetha Power Plant | 1320_G_IC9 | 1320 | G | IC9 |  | Combustion Turbine | SPP_N | Kansas | Nemaha | 1 | 1985 | 9999 |  |  |  | 3.2013 | Default Emission Factor
St Francis | 1321_G_2 | 1321 | G | 2 |  | Combustion Turbine | SPP_N | Kansas | Cheyenne | 1.5 | 1964 | 9999 |  |  |  | 3.2013 | Default Emission Factor
St Francis | 1321_G_4 | 1321 | G | 4 |  | Combustion Turbine | SPP_N | Kansas | Cheyenne | 2.7 | 1972 | 9999 |  |  |  | 3.2013 | Default Emission Factor
St Francis | 1321_G_5 | 1321 | G | 5 |  | Combustion Turbine | SPP_N | Kansas | Cheyenne | 0.9 | 1953 | 9999 |  |  |  | 3.2013 | Default Emission Factor
St John | 1322_G_2 | 1322 | G | 2 |  | Combustion Turbine | SPP_WEST | Kansas | Stafford | 1.3 | 2002 | 9999 |  |  |  | 7.2573 | Default Emission Factor
St John | 1322_G_4 | 1322 | G | 4 |  | Combustion Turbine | SPP_WEST | Kansas | Stafford | 1.7 | 1965 | 9999 |  |  |  | 7.2573 | Default Emission Factor
St John | 1322_G_5 | 1322 | G | 5 |  | Combustion Turbine | SPP_WEST | Kansas | Stafford | 2 | 1982 | 9999 |  |  |  | 7.2573 | Default Emission Factor
Sharon Spring | 1324_G_1 | 1324 | G | 1 |  | Combustion Turbine | SPP_N | Kansas | Wallace | 0.9 | 1970 | 9999 |  |  |  | 3.2013 | Default Emission Factor
Sharon Spring | 1324_G_2 | 1324 | G | 2 |  | Combustion Turbine | SPP_N | Kansas | Wallace | 1 | 1964 | 9999 |  |  |  | 3.2013 | Default Emission Factor
Sharon Spring | 1324_G_3 | 1324 | G | 3 |  | Combustion Turbine | SPP_N | Kansas | Wallace | 0.4 | 1958 | 9999 |  |  |  | 3.2013 | Default Emission Factor
Sharon Spring | 1324_G_4 | 1324 | G | 4 |  | Combustion Turbine | SPP_N | Kansas | Wallace | 0.6 | 1951 | 9999 |  |  |  | 3.2013 | Default Emission Factor
Stafford | 1325_G_4 | 1325 | G | 4 |  | Combustion Turbine | SPP_WEST | Kansas | Stafford | 1.4 | 1973 | 9999 |  |  |  | 3.2013 | Default Emission Factor
Stafford | 1325_G_5 | 1325 | G | 5 |  | Combustion Turbine | SPP_WEST | Kansas | Stafford | 1.1 | 1983 | 9999 |  |  |  | 3.2013 | Default Emission Factor
Sterling | 1326_G_1 | 1326 | G | 1 |  | Combustion Turbine | SPP_N | Kansas | Rice | 1.3 | 1962 | 9999 |  |  |  | 3.2013 | Default Emission Factor
Sterling | 1326_G_2 | 1326 | G | 2 |  | Combustion Turbine | SPP_N | Kansas | Rice | 0.4 | 1950 | 9999 |  |  |  | 3.2013 | Default Emission Factor
Sterling | 1326_G_3 | 1326 | G | 3 |  | Combustion Turbine | SPP_N | Kansas | Rice | 2.2 | 1972 | 9999 |  |  |  | 3.2013 | Default Emission Factor
Sterling | 1326_G_4 | 1326 | G | 4 |  | Combustion Turbine | SPP_N | Kansas | Rice | 0.8 | 1955 | 9999 |  |  |  | 3.2013 | Default Emission Factor
Sterling | 1326_G_5 | 1326 | G | 5 |  | Combustion Turbine | SPP_N | Kansas | Rice | 1.2 | 2002 | 9999 |  |  |  | 3.2013 | Default Emission Factor
Sterling | 1326_G_6 | 1326 | G | 6 |  | Combustion Turbine | SPP_N | Kansas | Rice | 1.2 | 2002 | 9999 |  |  |  | 3.2013 | Default Emission Factor
Sterling | 1326_G_7 | 1326 | G | 7 |  | Combustion Turbine | SPP_N | Kansas | Rice | 1.2 | 2002 | 9999 |  |  |  | 3.2013 | Default Emission Factor
Stockton | 1327_G_1 | 1327 | G | 1 |  | Combustion Turbine | SPP_N | Kansas | Rooks | 0.9 | 1967 | 9999 |  |  |  | 3.2013 | Default Emission Factor
Stockton | 1327_G_2 | 1327 | G | 2 |  | Combustion Turbine | SPP_N | Kansas | Rooks | 0.9 | 1962 | 9999 |  |  |  | 3.2013 | Default Emission Factor
Stockton | 1327_G_3 | 1327 | G | 3 |  | Combustion Turbine | SPP_N | Kansas | Rooks | 1.7 | 1971 | 9999 |  |  |  | 3.2013 | Default Emission Factor
Stockton | 1327_G_5 | 1327 | G | 5 |  | Combustion Turbine | SPP_N | Kansas | Rooks | 1 | 1955 | 9999 |  |  |  | 3.2013 | Default Emission Factor
Wamego | 1328_G_1 | 1328 | G | 1 |  | Combustion Turbine | SPP_N | Kansas | Pottawatomie | 1.3 | 1963 | 9999 |  |  |  | 3.2013 | Default Emission Factor
Wamego | 1328_G_10 | 1328 | G | 10 |  | Combustion Turbine | SPP_N | Kansas | Pottawatomie | 2.9 | 2016 | 9999 |  |  |  | 3.2013 | Default Emission Factor
Wamego | 1328_G_3 | 1328 | G | 3 |  | Combustion Turbine | SPP_N | Kansas | Pottawatomie | 1.3 | 1972 | 9999 |  |  |  | 3.2013 | Default Emission Factor
Wamego | 1328_G_4 | 1328 | G | 4 |  | Combustion Turbine | SPP_N | Kansas | Pottawatomie | 1.1 | 1956 | 9999 |  |  |  | 3.2013 | Default Emission Factor
Wamego | 1328_G_5 | 1328 | G | 5 |  | Combustion Turbine | SPP_N | Kansas | Pottawatomie | 1.8 | 1967 | 9999 |  |  |  | 3.2013 | Default Emission Factor
Wamego | 1328_G_6 | 1328 | G | 6 |  | Combustion Turbine | SPP_N | Kansas | Pottawatomie | 2.2 | 1979 | 9999 |  |  |  | 3.2013 | Default Emission Factor
Wamego | 1328_G_7 | 1328 | G | 7 |  | Combustion Turbine | SPP_N | Kansas | Pottawatomie | 1.3 | 1996 | 9999 |  |  |  | 3.2013 | Default Emission Factor
Wamego | 1328_G_8 | 1328 | G | 8 |  | Combustion Turbine | SPP_N | Kansas | Pottawatomie | 1.3 | 1996 | 9999 |  |  |  | 3.2013 | Default Emission Factor
Wamego | 1328_G_9 | 1328 | G | 9 |  | Combustion Turbine | SPP_N | Kansas | Pottawatomie | 1.3 | 1996 | 9999 |  |  |  | 3.2013 | Default Emission Factor
Washington | 1329_G_1 | 1329 | G | 1 |  | Combustion Turbine | SPP_N | Kansas | Washington | 1 | 1963 | 9999 |  |  |  | 7.2573 | Default Emission Factor
Washington | 1329_G_2 | 1329 | G | 2 |  | Combustion Turbine | SPP_N | Kansas | Washington | 0.8 | 1958 | 9999 |  |  |  | 7.2573 | Default Emission Factor
Washington | 1329_G_3 | 1329 | G | 3 |  | Combustion Turbine | SPP_N | Kansas | Washington | 0.7 | 1978 | 9999 |  |  |  | 7.2573 | Default Emission Factor
Washington | 1329_G_5 | 1329 | G | 5 |  | Combustion Turbine | SPP_N | Kansas | Washington | 0.4 | 1953 | 9999 |  |  |  | 7.2573 | Default Emission Factor
Washington | 1329_G_6 | 1329 | G | 6 |  | Combustion Turbine | SPP_N | Kansas | Washington | 1.3 | 1967 | 9999 |  |  |  | 7.2573 | Default Emission Factor
Washington | 1329_G_7 | 1329 | G | 7 |  | Combustion Turbine | SPP_N | Kansas | Washington | 0.9 | 1976 | 9999 |  |  |  | 7.2573 | Default Emission Factor
Washington | 1329_G_IC4 | 1329 | G | IC4 |  | Combustion Turbine | SPP_N | Kansas | Washington | 2.3 | 1986 | 9999 |  |  |  | 7.2573 | Default Emission Factor
Wellington 1 | 1330_G_7 | 1330 | G | 7 |  | Combustion Turbine | SPP_N | Kansas | Sumner | 2 | 2004 | 9999 |  |  |  | 7.2573 | Default Emission Factor
Wellington 1 | 1330_G_8 | 1330 | G | 8 |  | Combustion Turbine | SPP_N | Kansas | Sumner | 2 | 2004 | 9999 |  |  |  | 7.2573 | Default Emission Factor
West 14th Street | 1332_G_GT1 | 1332 | G | GT1 |  | Combustion Turbine | SPP_N | Kansas | Cowley | 11.1 | 1962 | 9999 |  |  |  | 0.72922 | Default Emission Factor
Garden City | 1336_G_S3 | 1336 | G | S3 |  | Combustion Turbine | SPP_N | Kansas | Finney | 12.8 | 1968 | 9999 |  |  |  | 0.72922 | Default Emission Factor
Garden City | 1336_G_S4 | 1336 | G | S4 | 90745 | Combustion Turbine | SPP_N | Kansas | Finney | 49.4 | 1976 | 2024 | 2019 | 8.4916 | 10722.8373 | 1.5838 | NEI 2019
Garden City | 1336_G_S5 | 1336 | G | S5 | 90746 | Combustion Turbine | SPP_N | Kansas | Finney | 48.4 | 1979 | 9999 | 2019 | 2.9213 | 10505.7758 | 0.55613 | NEI 2019
E W Brown | 1355_G_10 | 1355 | G | 10 | 875 | Combustion Turbine | S_C_KY | Kentucky | Mercer | 121 | 1995 | 9999 | 2019 | 8.5883 | 60995.2188 | 0.28161 | NEI 2019
E W Brown | 1355_G_11 | 1355 | G | 11 | 876 | Combustion Turbine | S_C_KY | Kentucky | Mercer | 121 | 1996 | 9999 | 2019 | 4.64 | 60995.2188 | 0.15214 | NEI 2019
E W Brown | 1355_G_5 | 1355 | G | 5 | 879 | Combustion Turbine | S_C_KY | Kentucky | Mercer | 130 | 2001 | 9999 | 2019 | 23.7695 | 65532.0533 | 0.72543 | NEI 2019
E W Brown | 1355_G_6 | 1355 | G | 6 | 880 | Combustion Turbine | S_C_KY | Kentucky | Mercer | 146 | 1999 | 9999 | 2019 | 41.2723 | 73597.5367 | 1.1216 | NEI 2019
E W Brown | 1355_G_7 | 1355 | G | 7 | 881 | Combustion Turbine | S_C_KY | Kentucky | Mercer | 146 | 1999 | 9999 | 2019 | 16.9272 | 73597.5367 | 0.45999 | NEI 2019
E W Brown | 1355_G_8 | 1355 | G | 8 | 882 | Combustion Turbine | S_C_KY | Kentucky | Mercer | 121 | 1995 | 9999 | 2019 | 3.1767 | 60995.2188 | 0.10416 | NEI 2019
E W Brown | 1355_G_9 | 1355 | G | 9 | 883 | Combustion Turbine | S_C_KY | Kentucky | Mercer | 121 | 1994 | 9999 | 2019 | 12.5069 | 60995.2188 | 0.41009 | NEI 2019
Haefling | 1358_G_1 | 1358 | G | 1 |  | Combustion Turbine | S_C_KY | Kentucky | Fayette | 12 | 1970 | 9999 |  |  |  | 0.72922 | Default Emission Factor
Haefling | 1358_G_2 | 1358 | G | 2 |  | Combustion Turbine | S_C_KY | Kentucky | Fayette | 12 | 1970 | 9999 |  |  |  | 0.72922 | Default Emission Factor
Cane Run | 1363_G_7A | 1363 | G | 7A | 90928 | Combined Cycle | S_C_KY | Kentucky | Jefferson | 213 | 2015 | 9999 | 2019 | 17.152 | 5163403 | 0.00664 | NEI 2019
Cane Run | 1363_G_7B | 1363 | G | 7B | 90929 | Combined Cycle | S_C_KY | Kentucky | Jefferson | 213 | 2015 | 9999 |  |  |  | 0.00664 | NEI 2019
Cane Run | 1363_G_7S | 1363 | G | 7S | 90928 | Combined Cycle | S_C_KY | Kentucky | Jefferson | 237 | 2015 | 9999 |  |  |  | 0.00664 | NEI 2019
Paddys Run | 1366_G_12 | 1366 | G | 12 | 10010 | Combustion Turbine | S_C_KY | Kentucky | Jefferson | 23 | 1968 | 9999 | 2019 | 0.29152 | 7580.9011 | 0.07691 | NEI 2019
Paddys Run | 1366_G_13 | 1366 | G | 13 | 909 | Combustion Turbine | S_C_KY | Kentucky | Jefferson | 147 | 2001 | 9999 | 2019 | 28.8893 | 48451.8462 | 1.1925 | NEI 2019
Paris (KY) | 1376_G_1 | 1376 | G | 1 |  | Combustion Turbine | S_C_KY | Kentucky | Bourbon | 1.4 | 1952 | 9999 |  |  |  | 7.2573 | Default Emission Factor
Paris (KY) | 1376_G_2 | 1376 | G | 2 |  | Combustion Turbine | S_C_KY | Kentucky | Bourbon | 1.4 | 1954 | 9999 |  |  |  | 7.2573 | Default Emission Factor
Paris (KY) | 1376_G_3 | 1376 | G | 3 |  | Combustion Turbine | S_C_KY | Kentucky | Bourbon | 0.8 | 1934 | 9999 |  |  |  | 7.2573 | Default Emission Factor
Paris (KY) | 1376_G_4 | 1376 | G | 4 |  | Combustion Turbine | S_C_KY | Kentucky | Bourbon | 1.1 | 1947 | 9999 |  |  |  | 7.2573 | Default Emission Factor
Paris (KY) | 1376_G_5 | 1376 | G | 5 |  | Combustion Turbine | S_C_KY | Kentucky | Bourbon | 1.2 | 1949 | 9999 |  |  |  | 7.2573 | Default Emission Factor
Paris (KY) | 1376_G_6 | 1376 | G | 6 |  | Combustion Turbine | S_C_KY | Kentucky | Bourbon | 3 | 1974 | 9999 |  |  |  | 7.2573 | Default Emission Factor
Paris (KY) | 1376_G_7 | 1376 | G | 7 |  | Combustion Turbine | S_C_KY | Kentucky | Bourbon | 3 | 1974 | 9999 |  |  |  | 7.2573 | Default Emission Factor
Paradise | 1378_G_CTG1 | 1378 | G | CTG1 | 91045 | Combined Cycle | S_C_TVA | Kentucky | Muhlenberg | 211 | 2017 | 9999 | 2019 | 17.5393 | 1333250 | 0.01746 | NEI 2019
Paradise | 1378_G_CTG2 | 1378 | G | CTG2 | 91046 | Combined Cycle | S_C_TVA | Kentucky | Muhlenberg | 211 | 2017 | 9999 | 2019 | 19.6561 | 1373913 | 0.01746 | NEI 2019
Paradise | 1378_G_CTG3 | 1378 | G | CTG3 | 91047 | Combined Cycle | S_C_TVA | Kentucky | Muhlenberg | 211 | 2017 | 9999 | 2019 | 19.1047 | 1398708 | 0.01746 | NEI 2019
Paradise | 1378_G_STG1 | 1378 | G | STG1 | 91048 | Combined Cycle | S_C_TVA | Kentucky | Muhlenberg | 467 | 2017 | 9999 |  |  |  | 0.01746 | NEI 2019
Robert A Reid | 1383_G_GEN2 | 1383 | G | GEN2 | 88132 | Combustion Turbine | MIS_INKY | Kentucky | Webster | 58 | 1976 | 9999 | 2019 | 3.6595 | 4087 | 1.7908 | NEI 2019
Louisiana 1 | 1391_G_4A | 1391 | G | 4A | 939 | Fossil Waste | MIS_LA | Louisiana | East Baton Rouge | 100 | 1987 | 9999 |  |  |  | 2.1082 | Default Emission Factor
Louisiana 1 | 1391_G_5A | 1391 | G | 5A | 940 | Fossil Waste | MIS_LA | Louisiana | East Baton Rouge | 154.4 | 1999 | 9999 |  |  |  | 2.1082 | Default Emission Factor
Coughlin Power Station | 1396_G_6 | 1396 | G | 6 | 957 | Combined Cycle | MIS_LA | Louisiana | Evangeline | 98.5 | 1961 | 9999 |  |  |  | 0.04247 | NEI 2019
Coughlin Power Station | 1396_G_7 | 1396 | G | 7 | 959 | Combined Cycle | MIS_LA | Louisiana | Evangeline | 180.5 | 1966 | 9999 |  |  |  | 0.16636 | NEI 2019
Coughlin Power Station | 1396_G_U6CT | 1396 | G | U6CT | 957 | Combined Cycle | MIS_LA | Louisiana | Evangeline | 147.3 | 2000 | 9999 | 2019 | 28.56 | 892452 | 0.04247 | NEI 2019
Coughlin Power Station | 1396_G_U72 | 1396 | G | U72 | 960 | Combined Cycle | MIS_LA | Louisiana | Evangeline | 153 | 2000 | 9999 | 2019 | 93.8 | 800751 | 0.16636 | NEI 2019
Coughlin Power Station | 1396_G_U7CT | 1396 | G | U7CT | 959 | Combined Cycle | MIS_LA | Louisiana | Evangeline | 150.2 | 2000 | 9999 | 2019 | 104.01 | 778044 | 0.16636 | NEI 2019
Teche | 1400_G_4 | 1400 | G | 4 | 90666 | Combustion Turbine | MIS_LA | Louisiana | St Mary | 34.3 | 2011 | 9999 | 2019 | 0.05 | 1138 | 0.08787 | NEI 2019
Nine Mile Point | 1403_G_6A | 1403 | G | 6A | 90866 | Combined Cycle | MIS_AMSO | Louisiana | Jefferson | 167.9 | 2014 | 9999 | 2019 | 7.8 | 3992204 | 0.00391 | NEI 2019
Nine Mile Point | 1403_G_6B | 1403 | G | 6B | 90867 | Combined Cycle | MIS_AMSO | Louisiana | Jefferson | 167.9 | 2014 | 9999 |  |  |  | 0.00391 | NEI 2019
Nine Mile Point | 1403_G_6C | 1403 | G | 6C | 90866 | Combined Cycle | MIS_AMSO | Louisiana | Jefferson | 224.3 | 2014 | 9999 |  |  |  | 0.00391 | NEI 2019
Agua Fria | 141_G_AF4 | 141 | G | AF4 |  | Combustion Turbine | WECC_AZ | Arizona | Maricopa | 73 | 1975 | 9999 | 2019 | 0.6285 | 2958.3333 | 0.4249 | NEI 2019
Agua Fria | 141_G_AF5 | 141 | G | AF5 |  | Combustion Turbine | WECC_AZ | Arizona | Maricopa | 73 | 1974 | 9999 | 2017 | 0.635 | 744.3333 | 1.7062 | NEI 2019
Agua Fria | 141_G_AF6 | 141 | G | AF6 |  | Combustion Turbine | WECC_AZ | Arizona | Maricopa | 73 | 1974 | 9999 | 2017 | 1.22 | 744.3333 | 3.2781 | NEI 2019
New Roads | 1453_G_1 | 1453 | G | 1 |  | Combustion Turbine | MIS_LA | Louisiana | Pointe Coupee | 1.8 | 1965 | 9999 |  |  |  | 3.2013 | Default Emission Factor
New Roads | 1453_G_2 | 1453 | G | 2 |  | Combustion Turbine | MIS_LA | Louisiana | Pointe Coupee | 0.6 | 1953 | 9999 |  |  |  | 3.2013 | Default Emission Factor
New Roads | 1453_G_3 | 1453 | G | 3 |  | Combustion Turbine | MIS_LA | Louisiana | Pointe Coupee | 0.7 | 1957 | 9999 |  |  |  | 3.2013 | Default Emission Factor
New Roads | 1453_G_4 | 1453 | G | 4 |  | Combustion Turbine | MIS_LA | Louisiana | Pointe Coupee | 1.2 | 1957 | 9999 |  |  |  | 3.2013 | Default Emission Factor
New Roads | 1453_G_5 | 1453 | G | 5 |  | Combustion Turbine | MIS_LA | Louisiana | Pointe Coupee | 1.2 | 1951 | 9999 |  |  |  | 3.2013 | Default Emission Factor
New Roads | 1453_G_6 | 1453 | G | 6 |  | Combustion Turbine | MIS_LA | Louisiana | Pointe Coupee | 1.5 | 1971 | 9999 |  |  |  | 3.2013 | Default Emission Factor
Rayne | 1456_G_9 | 1456 | G | 9 |  | Combustion Turbine | MIS_WOTA | Louisiana | Acadia | 3.6 | 1969 | 9999 |  |  |  | 7.2573 | Default Emission Factor
Big Cajun 1 | 1464_G_3 | 1464 | G | 3 | 8306 | Combustion Turbine | MIS_LA | Louisiana | Pointe Coupee | 105 | 2001 | 9999 | 2019 | 11.2135 | 24626.5 | 0.91069 | NEI 2019
Big Cajun 1 | 1464_G_4 | 1464 | G | 4 | 8308 | Combustion Turbine | MIS_LA | Louisiana | Pointe Coupee | 105 | 2001 | 9999 | 2019 | 11.7865 | 24626.5 | 0.95722 | NEI 2019
Kyrene | 147_G_KY4 | 147 | G | KY4 |  | Combustion Turbine | WECC_AZ | Arizona | Maricopa | 59 | 1971 | 9999 |  |  |  | 0.72922 | Default Emission Factor
Kyrene | 147_G_KY5 | 147 | G | KY5 |  | Combustion Turbine | WECC_AZ | Arizona | Maricopa | 53 | 1973 | 9999 |  |  |  | 0.72922 | Default Emission Factor
Kyrene | 147_G_KY6 | 147 | G | KY6 |  | Combustion Turbine | WECC_AZ | Arizona | Maricopa | 53 | 1973 | 9999 |  |  |  | 0.72922 | Default Emission Factor
Kyrene | 147_G_KY7 | 147 | G | KY7 | 91 | Combined Cycle | WECC_AZ | Arizona | Maricopa | 148 | 2002 | 9999 | 2017 | 2.8335 | 1008305 | 0.00562 | NEI 2019
Kyrene | 147_G_KY7A | 147 | G | KY7A | 91 | Combined Cycle | WECC_AZ | Arizona | Maricopa | 106 | 2002 | 9999 |  |  |  | 0.00562 | NEI 2019
Cape Gas Turbine | 1484_G_GT4 | 1484 | G | GT4 |  | Combustion Turbine | NENG_ME | Maine | Cumberland | 16 | 1970 | 9999 | 2019 | 0.45 | 728 | 1.2363 | NEI 2019
Cape Gas Turbine | 1484_G_GT5 | 1484 | G | GT5 |  | Combustion Turbine | NENG_ME | Maine | Cumberland | 16 | 1970 | 9999 | 2019 | 0.47 | 728 | 1.2912 | NEI 2019
McClure | 151_G_1 | 151 | G | 1 |  | Combustion Turbine | WEC_BANC | California | Stanislaus | 53.5 | 1980 | 9999 | 2019 | 0.55895 | 1329.5 | 0.84085 | NEI 2019
McClure | 151_G_2 | 151 | G | 2 |  | Combustion Turbine | WEC_BANC | California | Stanislaus | 53.5 | 1981 | 9999 | 2017 | 0.66949 | 2138.5 | 0.62613 | NEI 2019
Herbert A Wagner | 1554_G_GT1 | 1554 | G | GT1 |  | Combustion Turbine | PJM_SMAC | Maryland | Anne Arundel | 12.9 | 1967 | 9999 | 2019 | 0.004 | 108 | 0.07407 | NEI 2019
Perryman | 1556_G_GT1 | 1556 | G | GT1 | 1023 | Combustion Turbine | PJM_SMAC | Maryland | Harford | 52 | 1972 | 9999 | 2019 | 0.0423 | 26154.789 | 0.00324 | NEI 2019
Perryman | 1556_G_GT3 | 1556 | G | GT3 | 1025 | Combustion Turbine | PJM_SMAC | Maryland | Harford | 51 | 1972 | 9999 | 2019 | 0.0396 | 25651.8123 | 0.00309 | NEI 2019
Perryman | 1556_G_GT4 | 1556 | G | GT4 | 1026 | Combustion Turbine | PJM_SMAC | Maryland | Harford | 52 | 1972 | 9999 | 2019 | 0.039 | 26154.789 | 0.00298 | NEI 2019
Perryman | 1556_G_GT5 | 1556 | G | GT5 | 1019 | Combustion Turbine | PJM_SMAC | Maryland | Harford | 139 | 1995 | 9999 | 2019 | 1.4392 | 69913.7629 | 0.04117 | NEI 2019
Perryman | 1556_G_GT6 | 1556 | G | GT6 | 90366 | Combustion Turbine | PJM_SMAC | Maryland | Harford | 109.8 | 2015 | 9999 | 2019 | 4.2465 | 55226.8429 | 0.15378 | NEI 2019
Philadelphia | 1557_G_GT1 | 1557 | G | GT1 |  | Combustion Turbine | PJM_SMAC | Maryland | Baltimore City | 15.3 | 1970 | 9999 | 2019 | 0.0152 | 453.2217 | 0.06708 | NEI 2019
Philadelphia | 1557_G_GT2 | 1557 | G | GT2 |  | Combustion Turbine | PJM_SMAC | Maryland | Baltimore City | 16 | 1970 | 9999 | 2019 | 0.01275 | 473.9573 | 0.0538 | NEI 2019
Philadelphia | 1557_G_GT3 | 1557 | G | GT3 |  | Combustion Turbine | PJM_SMAC | Maryland | Baltimore City | 14.8 | 1970 | 9999 | 2019 | 0.0133 | 438.4105 | 0.06067 | NEI 2019
Philadelphia | 1557_G_GT4 | 1557 | G | GT4 |  | Combustion Turbine | PJM_SMAC | Maryland | Baltimore City | 14.8 | 1970 | 9999 | 2019 | 0.0104 | 438.4105 | 0.04744 | NEI 2019
Crisfield | 1563_G_CRIS | 1563 | G | CRIS |  | Combustion Turbine | PJM_EMAC | Maryland | Somerset | 2.6 | 1968 | 9999 | 2019 | 0.715 | 164.25 | 8.7062 | NEI 2019
Crisfield | 1563_G_CRS2 | 1563 | G | CRS2 |  | Combustion Turbine | PJM_EMAC | Maryland | Somerset | 2.6 | 1968 | 9999 | 2019 | 0.726 | 164.25 | 8.8402 | NEI 2019
Crisfield | 1563_G_CRS3 | 1563 | G | CRS3 |  | Combustion Turbine | PJM_EMAC | Maryland | Somerset | 2.6 | 1968 | 9999 | 2019 | 0.748 | 164.25 | 9.1081 | NEI 2019
Crisfield | 1563_G_CRS4 | 1563 | G | CRS4 |  | Combustion Turbine | PJM_EMAC | Maryland | Somerset | 2.6 | 1968 | 9999 | 2019 | 0.73 | 164.25 | 8.8889 | NEI 2019
Vienna Operations | 1564_G_10 | 1564 | G | 10 |  | Combustion Turbine | PJM_EMAC | Maryland | Dorchester | 14.3 | 1968 | 9999 |  |  |  | 0.75865 | Default Emission Factor
Chalk Point LLC | 1571_G_GT1 | 1571 | G | GT1 |  | Combustion Turbine | PJM_SMAC | Maryland | Prince Georges | 16 | 1967 | 9999 | 2019 | 0.00504 | 85.5029 | 0.11789 | NEI 2019
Chalk Point LLC | 1571_G_GT2 | 1571 | G | GT2 | 1055 | Combustion Turbine | PJM_SMAC | Maryland | Prince Georges | 22 | 1974 | 9999 | 2019 | 0.000765 | 117.5665 | 0.01301 | NEI 2019
Chalk Point LLC | 1571_G_GT3 | 1571 | G | GT3 | 1046 | Combustion Turbine | PJM_SMAC | Maryland | Prince Georges | 73 | 1991 | 9999 | 2019 | 0.1995 | 390.1069 | 1.0228 | NEI 2019
Chalk Point LLC | 1571_G_GT4 | 1571 | G | GT4 | 1047 | Combustion Turbine | PJM_SMAC | Maryland | Prince Georges | 73 | 1991 | 9999 | 2019 | 0.16 | 390.1069 | 0.82029 | NEI 2019
Chalk Point LLC | 1571_G_GT5 | 1571 | G | GT5 | 1048 | Combustion Turbine | PJM_SMAC | Maryland | Prince Georges | 81 | 1991 | 9999 | 2019 | 0.6195 | 432.8584 | 2.8624 | NEI 2019
Chalk Point LLC | 1571_G_GT6 | 1571 | G | GT6 | 1049 | Combustion Turbine | PJM_SMAC | Maryland | Prince Georges | 81 | 1991 | 9999 | 2019 | 1.224 | 432.8584 | 5.6554 | NEI 2019
Dickerson | 1572_G_GT1 | 1572 | G | GT1 |  | Combustion Turbine | PJM_SMAC | Maryland | Montgomery | 18 | 1967 | 9999 | 2019 | 0.0094 | 6131.1924 | 0.00307 | NEI 2019
Dickerson | 1572_G_GT2 | 1572 | G | GT2 | 1061 | Combustion Turbine | PJM_SMAC | Maryland | Montgomery | 147 | 1992 | 9999 | 2019 | 29.0999 | 50071.4048 | 1.1623 | NEI 2019
Dickerson | 1572_G_GT3 | 1572 | G | GT3 | 1062 | Combustion Turbine | PJM_SMAC | Maryland | Montgomery | 147 | 1992 | 9999 | 2019 | 24.04 | 50071.4048 | 0.96023 | NEI 2019
Morgantown Generating Plant | 1573_G_3 | 1573 | G | 3 | 1069 | Combustion Turbine | PJM_SMAC | Maryland | Charles | 48 | 1973 | 9999 | 2019 | 0.01495 | 117.3578 | 0.25478 | NEI 2019
Morgantown Generating Plant | 1573_G_4 | 1573 | G | 4 | 1070 | Combustion Turbine | PJM_SMAC | Maryland | Charles | 48 | 1973 | 9999 | 2019 | 0.0172 | 117.3578 | 0.29312 | NEI 2019
Morgantown Generating Plant | 1573_G_5 | 1573 | G | 5 | 1071 | Combustion Turbine | PJM_SMAC | Maryland | Charles | 48 | 1973 | 9999 | 2019 | 0.01175 | 117.3578 | 0.20024 | NEI 2019
Morgantown Generating Plant | 1573_G_6 | 1573 | G | 6 | 1072 | Combustion Turbine | PJM_SMAC | Maryland | Charles | 48 | 1973 | 9999 | 2019 | 0.0044 | 117.3578 | 0.07498 | NEI 2019
Easton | 1580_G_10 | 1580 | G | 10 |  | Combustion Turbine | PJM_EMAC | Maryland | Talbot | 3.5 | 1966 | 9999 |  |  |  | 7.2573 | Default Emission Factor
Easton | 1580_G_101 | 1580 | G | 101 |  | Combustion Turbine | PJM_EMAC | Maryland | Talbot | 1.5 | 1995 | 9999 |  |  |  | 7.2573 | Default Emission Factor
Easton | 1580_G_102 | 1580 | G | 102 |  | Combustion Turbine | PJM_EMAC | Maryland | Talbot | 1.5 | 1995 | 9999 |  |  |  | 7.2573 | Default Emission Factor
Easton | 1580_G_11 | 1580 | G | 11 |  | Combustion Turbine | PJM_EMAC | Maryland | Talbot | 3.6 | 1968 | 9999 |  |  |  | 7.2573 | Default Emission Factor
Easton | 1580_G_12 | 1580 | G | 12 |  | Combustion Turbine | PJM_EMAC | Maryland | Talbot | 4.1 | 1970 | 9999 |  |  |  | 7.2573 | Default Emission Factor
Easton | 1580_G_13 | 1580 | G | 13 |  | Combustion Turbine | PJM_EMAC | Maryland | Talbot | 5.6 | 1973 | 9999 |  |  |  | 7.2573 | Default Emission Factor
Easton | 1580_G_14 | 1580 | G | 14 |  | Combustion Turbine | PJM_EMAC | Maryland | Talbot | 5.6 | 1973 | 9999 |  |  |  | 7.2573 | Default Emission Factor
Easton | 1580_G_7 | 1580 | G | 7 |  | Combustion Turbine | PJM_EMAC | Maryland | Talbot | 2 | 1954 | 9999 |  |  |  | 7.2573 | Default Emission Factor
Easton | 1580_G_8 | 1580 | G | 8 |  | Combustion Turbine | PJM_EMAC | Maryland | Talbot | 2 | 1957 | 9999 |  |  |  | 7.2573 | Default Emission Factor
Easton | 1580_G_9 | 1580 | G | 9 |  | Combustion Turbine | PJM_EMAC | Maryland | Talbot | 2.5 | 1961 | 9999 |  |  |  | 7.2573 | Default Emission Factor
Exelon Framingham LLC | 1586_G_GT1 | 1586 | G | GT1 | 1077 | Combustion Turbine | NENGREST | Massachusetts | Norfolk | 10.1 | 1970 | 9999 | 2019 | 0.1054 | 129.3057 | 1.6302 | NEI 2019
Exelon Framingham LLC | 1586_G_GT2 | 1586 | G | GT2 | 1078 | Combustion Turbine | NENGREST | Massachusetts | Norfolk | 10.3 | 1969 | 9999 | 2019 | 0.1705 | 131.8662 | 2.5859 | NEI 2019
Exelon Framingham LLC | 1586_G_GT3 | 1586 | G | GT3 | 1079 | Combustion Turbine | NENGREST | Massachusetts | Norfolk | 11 | 1969 | 9999 | 2019 | 0.0833 | 140.828 | 1.183 | NEI 2019
Mystic Generating Station | 1588_G_GT81 | 1588 | G | GT81 | 10011 | Combined Cycle | NENGREST | Massachusetts | Middlesex | 228.8 | 2003 | 2024 | 2019 | 13.2 | 811464 | 0.04871 | NEI 2019
Mystic Generating Station | 1588_G_GT82 | 1588 | G | GT82 | 10012 | Combined Cycle | NENGREST | Massachusetts | Middlesex | 230 | 2003 | 2024 | 2019 | 16.1 | 391492 | 0.04871 | NEI 2019
Mystic Generating Station | 1588_G_GT93 | 1588 | G | GT93 | 10013 | Combined Cycle | NENGREST | Massachusetts | Middlesex | 232.4 | 2003 | 2024 | 2019 | 19 | 639558 | 0.07356 | NEI 2019
Mystic Generating Station | 1588_G_GT94 | 1588 | G | GT94 | 10014 | Combined Cycle | NENGREST | Massachusetts | Middlesex | 233.5 | 2003 | 2024 | 2019 | 16.3 | 320151 | 0.07356 | NEI 2019
Mystic Generating Station | 1588_G_ST85 | 1588 | G | ST85 | 10011 | Combined Cycle | NENGREST | Massachusetts | Middlesex | 244.6 | 2003 | 2024 |  |  |  | 0.04871 | NEI 2019
Mystic Generating Station | 1588_G_ST96 | 1588 | G | ST96 | 10013 | Combined Cycle | NENGREST | Massachusetts | Middlesex | 248.1 | 2003 | 2024 |  |  |  | 0.07356 | NEI 2019
Exelon Medway LLC | 1592_G_GT1 | 1592 | G | GT1 | 1088 | Combustion Turbine | NENGREST | Massachusetts | Norfolk | 42 | 1970 | 9999 | 2019 | 0.345 | 429.4992 | 1.6065 | NEI 2019
Exelon Medway LLC | 1592_G_GT2 | 1592 | G | GT2 | 1090 | Combustion Turbine | NENGREST | Massachusetts | Norfolk | 39.8 | 1971 | 9999 | 2019 | 0.183 | 407.0016 | 0.89926 | NEI 2019
Exelon Medway LLC | 1592_G_GT3 | 1592 | G | GT3 | 1092 | Combustion Turbine | NENGREST | Massachusetts | Norfolk | 42 | 1970 | 9999 | 2019 | 0.406 | 429.4992 | 1.8906 | NEI 2019
Kendall Square Station | 1595_G_3 | 1595 | G | 3 | 1098 | Combined Cycle | NENGREST | Massachusetts | Middlesex | 20.4 | 1958 | 9999 | 2019 | 0.4164 | 165865 | 0.00344 | NEI 2019
Kendall Square Station | 1595_G_GEN4 | 1595 | G | GEN4 | 1099 | Combined Cycle | NENGREST | Massachusetts | Middlesex | 171 | 2002 | 9999 | 2019 | 2.0708 | 1280762 | 0.00344 | NEI 2019
Kendall Square Station | 1595_G_JET1 | 1595 | G | JET1 | 1100 | Combustion Turbine | NENGREST | Massachusetts | Middlesex | 18 | 1970 | 9999 | 2019 | 0.6917 | 147 | 9.4109 | NEI 2019
Oak Bluffs Diesel Generating Facility | 1597_G_UN1 | 1597 | G | UN1 |  | Combustion Turbine | NENGREST | Massachusetts | Dukes | 2.8 | 1969 | 9999 | 2019 | 0.9569 | 262 | 7.3046 | NEI 2019
Oak Bluffs Diesel Generating Facility | 1597_G_UN2 | 1597 | G | UN2 |  | Combustion Turbine | NENGREST | Massachusetts | Dukes | 2.8 | 1969 | 9999 | 2019 | 0.2648 | 262 | 2.0214 | NEI 2019
Oak Bluffs Diesel Generating Facility | 1597_G_UN3 | 1597 | G | UN3 |  | Combustion Turbine | NENGREST | Massachusetts | Dukes | 2.8 | 1972 | 9999 | 2019 | 0.0492 | 262 | 0.37557 | NEI 2019
Canal | 1599_G_3 | 1599 | G | 3 | 88425 | Combustion Turbine | NENGREST | Massachusetts | Barnstable | 330 | 2019 | 9999 |  |  |  | 0.29834 | Default Emission Factor
Apache Station | 160_G_GT1 | 160 | G | GT1 |  | Combustion Turbine | WECC_AZ | Arizona | Cochise | 10 | 1963 | 9999 |  |  |  | 0.98542 | NEI 2019
Apache Station | 160_G_GT2 | 160 | G | GT2 |  | Combustion Turbine | WECC_AZ | Arizona | Cochise | 18.5 | 1972 | 9999 |  |  |  | 0.98542 | NEI 2019
Apache Station | 160_G_GT3 | 160 | G | GT3 |  | Combustion Turbine | WECC_AZ | Arizona | Cochise | 60 | 1975 | 9999 |  |  |  | 0.98542 | NEI 2019
Apache Station | 160_G_GT4 | 160 | G | GT4 | 88320 | Combustion Turbine | WECC_AZ | Arizona | Cochise | 38 | 2002 | 9999 | 2019 | 31.0437 | 63006 | 0.98542 | NEI 2019
Nantucket | 1615_G_18 | 1615 | G | 18 |  | Combustion Turbine | NENGREST | Massachusetts | Nantucket | 13.5 | 2019 | 9999 |  |  |  | 1.2464 | Default Emission Factor
Nantucket | 1615_G_19 | 1615 | G | 19 |  | Combustion Turbine | NENGREST | Massachusetts | Nantucket | 1 | 2019 | 9999 |  |  |  | 18.9233 | Default Emission Factor
Doreen | 1631_G_DORE | 1631 | G | DORE | 1130 | Combustion Turbine | NENGREST | Massachusetts | Berkshire | 15.8 | 1969 | 9999 |  |  |  | 0.75865 | Default Emission Factor
Essential Power Massachusetts LLC | 1642_G_GT-1 | 1642 | G | GT-1 | 8310 | Combustion Turbine | NENGREST | Massachusetts | Hampden | 38.1 | 2002 | 2025 | 2019 | 0.0306 | 1141.3701 | 0.05362 | NEI 2019
Essential Power Massachusetts LLC | 1642_G_GT-2 | 1642 | G | GT-2 | 8312 | Combustion Turbine | NENGREST | Massachusetts | Hampden | 38.8 | 2002 | 2025 | 2019 | 0.0343 | 1162.3401 | 0.05902 | NEI 2019
Essential Power Massachusetts LLC | 1642_G_WS10 | 1642 | G | WS10 | 1136 | Combustion Turbine | NENGREST | Massachusetts | Hampden | 16.6 | 1968 | 9999 | 2019 | 0.0038 | 497.2898 | 0.01528 | NEI 2019
Woodland Road | 1643_G_WOOD | 1643 | G | WOOD | 1139 | Combustion Turbine | NENGREST | Massachusetts | Berkshire | 15.8 | 1969 | 9999 |  |  |  | 0.75865 | Default Emission Factor
GREC | 165_G_3CT | 165 | G | 3CT | 91186 | Combined Cycle | SPP_WEST | Oklahoma | Mayes | 307 | 2017 | 9999 | 2019 | 245.92 | 1410774 | 0.22919 | NEI 2019
GREC | 165_G_3ST | 165 | G | 3ST | 91186 | Combined Cycle | SPP_WEST | Oklahoma | Mayes | 160.5 | 2017 | 9999 |  |  |  | 0.22919 | NEI 2019
Potter Station 2 | 1660_G_CC2 | 1660 | G | CC2 | 1140 | Combined Cycle | NENGREST | Massachusetts | Norfolk | 62.6 | 1977 | 2025 |  |  |  | 1.0817 | NEI 2019
Potter Station 2 | 1660_G_CC3 | 1660 | G | CC3 | 1140 | Combined Cycle | NENGREST | Massachusetts | Norfolk | 15.5 | 1977 | 2025 | 2019 | 2.1358 | 3949 | 1.0817 | NEI 2019
Potter Station 2 | 1660_G_WAT1 | 1660 | G | WAT1 | 90442 | Combustion Turbine | NENGREST | Massachusetts | Norfolk | 52.6 | 2009 | 9999 | 2019 | 0.264 | 5489.5 | 0.09618 | NEI 2019
Potter Station 2 | 1660_G_WAT2 | 1660 | G | WAT2 | 90443 | Combustion Turbine | NENGREST | Massachusetts | Norfolk | 52.6 | 2009 | 9999 | 2019 | 0.3418 | 5489.5 | 0.12453 | NEI 2019
High Street Station | 1670_G_1 | 1670 | G | 1 |  | Combustion Turbine | NENGREST | Massachusetts | Essex | 1.2 | 1986 | 9999 |  |  |  | 3.2013 | Default Emission Factor
High Street Station | 1670_G_10 | 1670 | G | 10 |  | Combustion Turbine | NENGREST | Massachusetts | Essex | 1.2 | 1984 | 9999 |  |  |  | 3.2013 | Default Emission Factor
High Street Station | 1670_G_11 | 1670 | G | 11 |  | Combustion Turbine | NENGREST | Massachusetts | Essex | 1.2 | 1982 | 9999 |  |  |  | 3.2013 | Default Emission Factor
High Street Station | 1670_G_12 | 1670 | G | 12 |  | Combustion Turbine | NENGREST | Massachusetts | Essex | 1.2 | 1983 | 9999 |  |  |  | 3.2013 | Default Emission Factor
High Street Station | 1670_G_2 | 1670 | G | 2 |  | Combustion Turbine | NENGREST | Massachusetts | Essex | 1.3 | 1954 | 9999 |  |  |  | 3.2013 | Default Emission Factor
High Street Station | 1670_G_6 | 1670 | G | 6 |  | Combustion Turbine | NENGREST | Massachusetts | Essex | 1.2 | 1951 | 9999 |  |  |  | 3.2013 | Default Emission Factor
High Street Station | 1670_G_7 | 1670 | G | 7 |  | Combustion Turbine | NENGREST | Massachusetts | Essex | 1.3 | 1956 | 9999 |  |  |  | 7.2573 | Default Emission Factor
High Street Station | 1670_G_8 | 1670 | G | 8 |  | Combustion Turbine | NENGREST | Massachusetts | Essex | 1.1 | 1960 | 9999 |  |  |  | 7.2573 | Default Emission Factor
High Street Station | 1670_G_9 | 1670 | G | 9 |  | Combustion Turbine | NENGREST | Massachusetts | Essex | 1.3 | 1961 | 9999 |  |  |  | 3.2013 | Default Emission Factor
Waters River | 1678_G_1 | 1678 | G | 1 | 89524 | Combustion Turbine | NENGREST | Massachusetts | Essex | 16.1 | 1971 | 9999 | 2019 | 1.242 | 750.7575 | 3.3087 | NEI 2019
Waters River | 1678_G_2 | 1678 | G | 2 | 1141 | Combustion Turbine | NENGREST | Massachusetts | Essex | 30.5 | 1990 | 9999 | 2019 | 0.149 | 1422.2425 | 0.20953 | NEI 2019
Cleary Flood Hybrid | 1682_G_9A | 1682 | G | 9A | 1143 | Combined Cycle | NENGREST | Massachusetts | Bristol | 18 | 1976 | 9999 | 2019 | 1.52 | 8317 | 0.23026 | NEI 2019
Cleary Flood Hybrid | 1682_G_CA9 | 1682 | G | CA9 | 1143 | Combined Cycle | NENGREST | Massachusetts | Bristol | 87 | 1975 | 9999 | 2019 | 2.32 | 25036 | 0.23026 | NEI 2019
Osceola (AR) | 172_G_9 | 172 | G | 9 |  | Combustion Turbine | MIS_AR | Arkansas | Mississippi | 1.6 | 1992 | 9999 |  |  |  | 7.2573 | Default Emission Factor
Colfax | 1725_G_1 | 1725 | G | 1 |  | Combustion Turbine | MIS_LMI | Michigan | Livingston | 2 | 1969 | 9999 |  |  |  | 7.2573 | Default Emission Factor
Colfax | 1725_G_2 | 1725 | G | 2 |  | Combustion Turbine | MIS_LMI | Michigan | Livingston | 3 | 1969 | 9999 |  |  |  | 7.2573 | Default Emission Factor
Colfax | 1725_G_3 | 1725 | G | 3 |  | Combustion Turbine | MIS_LMI | Michigan | Livingston | 3 | 1969 | 9999 |  |  |  | 7.2573 | Default Emission Factor
Colfax | 1725_G_4 | 1725 | G | 4 |  | Combustion Turbine | MIS_LMI | Michigan | Livingston | 3 | 1969 | 9999 |  |  |  | 7.2573 | Default Emission Factor
Colfax | 1725_G_5 | 1725 | G | 5 |  | Combustion Turbine | MIS_LMI | Michigan | Livingston | 3 | 1969 | 9999 |  |  |  | 7.2573 | Default Emission Factor
Delray | 1728_G_11-1 | 1728 | G | 11-1 | 1175 | Combustion Turbine | MIS_LMI | Michigan | Wayne | 64 | 2000 | 9999 | 2019 | 0.7165 | 5403.2126 | 0.26521 | NEI 2019
Delray | 1728_G_12-1 | 1728 | G | 12-1 | 1176 | Combustion Turbine | MIS_LMI | Michigan | Wayne | 63 | 2000 | 9999 | 2019 | 0.6425 | 5318.7874 | 0.2416 | NEI 2019
Fermi | 1729_G_3 | 1729 | G | 3 |  | Combustion Turbine | MIS_LMI | Michigan | Monroe | 13 | 1966 | 9999 | 2018 | 0.03965 | 2282.3973 | 0.03474 | Michigan Point Source Emission
Fermi | 1729_G_4 | 1729 | G | 4 |  | Combustion Turbine | MIS_LMI | Michigan | Monroe | 12 | 1966 | 9999 | 2018 | 0.0366 | 2106.8282 | 0.03474 | Michigan Point Source Emission
Fermi | 1729_G_GT1 | 1729 | G | GT1 |  | Combustion Turbine | MIS_LMI | Michigan | Monroe | 13 | 1966 | 9999 | 2018 | 0.03965 | 2282.3973 | 0.03474 | Michigan Point Source Emission
Fermi | 1729_G_GT2 | 1729 | G | GT2 |  | Combustion Turbine | MIS_LMI | Michigan | Monroe | 13 | 1966 | 9999 | 2018 | 0.03965 | 2282.3973 | 0.03474 | Michigan Point Source Emission
Hancock | 1730_G_1 | 1730 | G | 1 |  | Combustion Turbine | MIS_LMI | Michigan | Oakland | 11 | 1967 | 9999 |  |  |  | 0.72922 | Default Emission Factor
Hancock | 1730_G_3 | 1730 | G | 3 |  | Combustion Turbine | MIS_LMI | Michigan | Oakland | 17 | 1967 | 9999 | 2019 | 1.373 | 973.7527 | 2.82 | NEI 2019
Hancock | 1730_G_5 | 1730 | G | 5 | 88435 | Combustion Turbine | MIS_LMI | Michigan | Oakland | 32 | 1970 | 9999 | 2019 | 1.41 | 3723.172 | 0.75742 | NEI 2019
Hancock | 1730_G_6 | 1730 | G | 6 | 88436 | Combustion Turbine | MIS_LMI | Michigan | Oakland | 33 | 1966 | 9999 |  |  |  | 0.75742 | NEI 2019
Monroe (MI) | 1733_G_IC1 | 1733 | G | IC1 |  | Combustion Turbine | MIS_LMI | Michigan | Monroe | 2 | 1969 | 9999 |  |  |  | 7.2573 | Default Emission Factor
Monroe (MI) | 1733_G_IC2 | 1733 | G | IC2 |  | Combustion Turbine | MIS_LMI | Michigan | Monroe | 3 | 1969 | 9999 |  |  |  | 7.2573 | Default Emission Factor
Monroe (MI) | 1733_G_IC3 | 1733 | G | IC3 |  | Combustion Turbine | MIS_LMI | Michigan | Monroe | 3 | 1969 | 9999 |  |  |  | 7.2573 | Default Emission Factor
Monroe (MI) | 1733_G_IC4 | 1733 | G | IC4 |  | Combustion Turbine | MIS_LMI | Michigan | Monroe | 3 | 1969 | 9999 |  |  |  | 7.2573 | Default Emission Factor
Monroe (MI) | 1733_G_IC5 | 1733 | G | IC5 |  | Combustion Turbine | MIS_LMI | Michigan | Monroe | 3 | 1969 | 9999 |  |  |  | 7.2573 | Default Emission Factor
Northeast (MI) | 1734_G_1 | 1734 | G | 1 |  | Combustion Turbine | MIS_LMI | Michigan | Macomb | 15 | 1967 | 9999 |  |  |  | 0.72922 | Default Emission Factor
Northeast (MI) | 1734_G_2 | 1734 | G | 2 |  | Combustion Turbine | MIS_LMI | Michigan | Macomb | 15 | 1966 | 9999 |  |  |  | 0.72922 | Default Emission Factor
Northeast (MI) | 1734_G_3 | 1734 | G | 3 |  | Combustion Turbine | MIS_LMI | Michigan | Macomb | 14 | 1966 | 9999 |  |  |  | 0.72922 | Default Emission Factor
Northeast (MI) | 1734_G_4 | 1734 | G | 4 |  | Combustion Turbine | MIS_LMI | Michigan | Macomb | 15 | 1966 | 9999 |  |  |  | 0.72922 | Default Emission Factor
Northeast (MI) | 1734_G_5 | 1734 | G | 5 |  | Combustion Turbine | MIS_LMI | Michigan | Macomb | 18 | 1971 | 9999 | 2019 | 0.1563 | 169.1379 | 1.8482 | NEI 2019
Northeast (MI) | 1734_G_6 | 1734 | G | 6 |  | Combustion Turbine | MIS_LMI | Michigan | Macomb | 19 | 1971 | 9999 |  |  |  | 0.75865 | Default Emission Factor
Northeast (MI) | 1734_G_7 | 1734 | G | 7 |  | Combustion Turbine | MIS_LMI | Michigan | Macomb | 20 | 1971 | 9999 |  |  |  | 0.75865 | Default Emission Factor
Oliver | 1735_G_1 | 1735 | G | 1 |  | Combustion Turbine | MIS_LMI | Michigan | Huron | 2 | 1970 | 9999 |  |  |  | 7.2573 | Default Emission Factor
Oliver | 1735_G_2 | 1735 | G | 2 |  | Combustion Turbine | MIS_LMI | Michigan | Huron | 3 | 1970 | 9999 |  |  |  | 7.2573 | Default Emission Factor
Oliver | 1735_G_3 | 1735 | G | 3 |  | Combustion Turbine | MIS_LMI | Michigan | Huron | 3 | 1970 | 9999 |  |  |  | 7.2573 | Default Emission Factor
Oliver | 1735_G_4 | 1735 | G | 4 |  | Combustion Turbine | MIS_LMI | Michigan | Huron | 3 | 1970 | 9999 |  |  |  | 7.2573 | Default Emission Factor
Oliver | 1735_G_5 | 1735 | G | 5 |  | Combustion Turbine | MIS_LMI | Michigan | Huron | 3 | 1970 | 9999 |  |  |  | 7.2573 | Default Emission Factor
Placid 12 | 1737_G_1 | 1737 | G | 1 |  | Combustion Turbine | MIS_LMI | Michigan | Oakland | 2 | 1970 | 9999 |  |  |  | 7.2573 | Default Emission Factor
Placid 12 | 1737_G_2 | 1737 | G | 2 |  | Combustion Turbine | MIS_LMI | Michigan | Oakland | 3 | 1970 | 9999 |  |  |  | 7.2573 | Default Emission Factor
Placid 12 | 1737_G_3 | 1737 | G | 3 |  | Combustion Turbine | MIS_LMI | Michigan | Oakland | 3 | 1970 | 9999 |  |  |  | 7.2573 | Default Emission Factor
Placid 12 | 1737_G_4 | 1737 | G | 4 |  | Combustion Turbine | MIS_LMI | Michigan | Oakland | 3 | 1970 | 9999 |  |  |  | 7.2573 | Default Emission Factor
Placid 12 | 1737_G_5 | 1737 | G | 5 |  | Combustion Turbine | MIS_LMI | Michigan | Oakland | 3 | 1970 | 9999 |  |  |  | 7.2573 | Default Emission Factor
Putnam (MI) | 1739_G_1 | 1739 | G | 1 |  | Combustion Turbine | MIS_LMI | Michigan | Oakland | 2 | 1971 | 9999 |  |  |  | 7.2573 | Default Emission Factor
Putnam (MI) | 1739_G_2 | 1739 | G | 2 |  | Combustion Turbine | MIS_LMI | Michigan | Oakland | 3 | 1971 | 9999 |  |  |  | 7.2573 | Default Emission Factor
Putnam (MI) | 1739_G_3 | 1739 | G | 3 |  | Combustion Turbine | MIS_LMI | Michigan | Oakland | 3 | 1971 | 9999 |  |  |  | 7.2573 | Default Emission Factor
Putnam (MI) | 1739_G_4 | 1739 | G | 4 |  | Combustion Turbine | MIS_LMI | Michigan | Oakland | 3 | 1971 | 9999 |  |  |  | 7.2573 | Default Emission Factor
Putnam (MI) | 1739_G_5 | 1739 | G | 5 |  | Combustion Turbine | MIS_LMI | Michigan | Oakland | 3 | 1971 | 9999 |  |  |  | 7.2573 | Default Emission Factor
Slocum | 1741_G_1 | 1741 | G | 1 |  | Combustion Turbine | MIS_LMI | Michigan | Wayne | 2 | 1968 | 9999 |  |  |  | 7.2573 | Default Emission Factor
Slocum | 1741_G_2 | 1741 | G | 2 |  | Combustion Turbine | MIS_LMI | Michigan | Wayne | 3 | 1968 | 9999 |  |  |  | 7.2573 | Default Emission Factor
Slocum | 1741_G_3 | 1741 | G | 3 |  | Combustion Turbine | MIS_LMI | Michigan | Wayne | 3 | 1968 | 9999 |  |  |  | 7.2573 | Default Emission Factor
Slocum | 1741_G_4 | 1741 | G | 4 |  | Combustion Turbine | MIS_LMI | Michigan | Wayne | 3 | 1968 | 9999 |  |  |  | 7.2573 | Default Emission Factor
Slocum | 1741_G_5 | 1741 | G | 5 |  | Combustion Turbine | MIS_LMI | Michigan | Wayne | 3 | 1968 | 9999 |  |  |  | 7.2573 | Default Emission Factor
St Clair | 1743_G_11 | 1743 | G | 11 |  | Combustion Turbine | MIS_LMI | Michigan | St Clair | 19 | 1968 | 9999 | 2019 | 0.5335 | 765 | 1.3948 | NEI 2019
St Clair | 1743_G_12A | 1743 | G | 12A |  | Combustion Turbine | MIS_LMI | Michigan | St Clair | 2 | 1970 | 9999 |  |  |  | 7.2573 | Default Emission Factor
St Clair | 1743_G_12B | 1743 | G | 12B |  | Combustion Turbine | MIS_LMI | Michigan | St Clair | 3 | 1970 | 9999 |  |  |  | 7.2573 | Default Emission Factor
Superior | 1744_G_1 | 1744 | G | 1 |  | Combustion Turbine | MIS_LMI | Michigan | Washtenaw | 13 | 1966 | 9999 |  |  |  | 0.75865 | Default Emission Factor
Superior | 1744_G_2 | 1744 | G | 2 |  | Combustion Turbine | MIS_LMI | Michigan | Washtenaw | 13 | 1966 | 9999 |  |  |  | 0.75865 | Default Emission Factor
Superior | 1744_G_3 | 1744 | G | 3 |  | Combustion Turbine | MIS_LMI | Michigan | Washtenaw | 12 | 1966 | 9999 |  |  |  | 0.75865 | Default Emission Factor
Superior | 1744_G_4 | 1744 | G | 4 |  | Combustion Turbine | MIS_LMI | Michigan | Washtenaw | 14 | 1966 | 9999 |  |  |  | 0.75865 | Default Emission Factor
Wilmot | 1746_G_1 | 1746 | G | 1 |  | Combustion Turbine | MIS_LMI | Michigan | Tuscola | 2 | 1968 | 9999 |  |  |  | 7.2573 | Default Emission Factor
Wilmot | 1746_G_2 | 1746 | G | 2 |  | Combustion Turbine | MIS_LMI | Michigan | Tuscola | 3 | 1968 | 9999 |  |  |  | 7.2573 | Default Emission Factor
Wilmot | 1746_G_3 | 1746 | G | 3 |  | Combustion Turbine | MIS_LMI | Michigan | Tuscola | 3 | 1968 | 9999 |  |  |  | 7.2573 | Default Emission Factor
Wilmot | 1746_G_4 | 1746 | G | 4 |  | Combustion Turbine | MIS_LMI | Michigan | Tuscola | 3 | 1968 | 9999 |  |  |  | 7.2573 | Default Emission Factor
Wilmot | 1746_G_5 | 1746 | G | 5 |  | Combustion Turbine | MIS_LMI | Michigan | Tuscola | 3 | 1968 | 9999 |  |  |  | 7.2573 | Default Emission Factor
Manistique | 1750_G_1 | 1750 | G | 1 |  | Combustion Turbine | MIS_WUMS | Michigan | Schoolcraft | 2 | 1960 | 9999 | 2018 | 1.0054 | 116.25 | 17.2968 | Michigan Point Source Emission
Manistique | 1750_G_2 | 1750 | G | 2 |  | Combustion Turbine | MIS_WUMS | Michigan | Schoolcraft | 2.8 | 1972 | 9999 | 2018 | 1.4075 | 162.75 | 17.2968 | Michigan Point Source Emission
Hart | 1827_G_4 | 1827 | G | 4 |  | Combustion Turbine | MIS_LMI | Michigan | Oceana | 1.4 | 1964 | 9999 |  |  |  | 3.2013 | Default Emission Factor
Hart | 1827_G_IC1 | 1827 | G | IC1 |  | Combustion Turbine | MIS_LMI | Michigan | Oceana | 1.7 | 1985 | 9999 |  |  |  | 3.2013 | Default Emission Factor
Hart | 1827_G_IC3 | 1827 | G | IC3 |  | Combustion Turbine | MIS_LMI | Michigan | Oceana | 2 | 1985 | 9999 |  |  |  | 3.2013 | Default Emission Factor
Hillsdale | 1829_G_5 | 1829 | G | 5 |  | Combustion Turbine | MIS_LMI | Michigan | Hillsdale | 5.6 | 1973 | 9999 | 2019 | 0.14224 | 149.6552 | 1.9008 | NEI 2019
Hillsdale | 1829_G_6 | 1829 | G | 6 |  | Combustion Turbine | MIS_LMI | Michigan | Hillsdale | 6 | 1976 | 9999 |  |  |  | 3.2013 | Default Emission Factor
Plant Four | 1840_G_CT1 | 1840 | G | CT1 |  | Combustion Turbine | MIS_WUMS | Michigan | Marquette | 20 | 1979 | 9999 |  |  |  | 0.75865 | Default Emission Factor
Marshall (MI) | 1844_G_IC3 | 1844 | G | IC3 |  | Combustion Turbine | MIS_LMI | Michigan | Calhoun | 1.9 | 1973 | 9999 |  |  |  | 3.2013 | Default Emission Factor
Marshall (MI) | 1844_G_IC5 | 1844 | G | IC5 |  | Combustion Turbine | MIS_LMI | Michigan | Calhoun | 1.4 | 1948 | 9999 |  |  |  | 3.2013 | Default Emission Factor
Marshall (MI) | 1844_G_IC6 | 1844 | G | IC6 |  | Combustion Turbine | MIS_LMI | Michigan | Calhoun | 5.6 | 1978 | 9999 |  |  |  | 3.2013 | Default Emission Factor
Newberry | 1846_G_1 | 1846 | G | 1 |  | Combustion Turbine | MIS_WUMS | Michigan | Luce | 2.5 | 1974 | 9999 |  |  |  | 7.2573 | Default Emission Factor
Newberry | 1846_G_2 | 1846 | G | 2 |  | Combustion Turbine | MIS_WUMS | Michigan | Luce | 0.5 | 1948 | 9999 |  |  |  | 7.2573 | Default Emission Factor
Newberry | 1846_G_4 | 1846 | G | 4 |  | Combustion Turbine | MIS_WUMS | Michigan | Luce | 1.5 | 1988 | 9999 |  |  |  | 7.2573 | Default Emission Factor
Frank Jenkins | 1851_G_4 | 1851 | G | 4 |  | Combustion Turbine | MIS_LMI | Michigan | Ionia | 0.8 | 1950 | 9999 |  |  |  | 7.2573 | Default Emission Factor
Frank Jenkins | 1851_G_5 | 1851 | G | 5 |  | Combustion Turbine | MIS_LMI | Michigan | Ionia | 1.7 | 1995 | 9999 |  |  |  | 3.2013 | Default Emission Factor
Frank Jenkins | 1851_G_6 | 1851 | G | 6 |  | Combustion Turbine | MIS_LMI | Michigan | Ionia | 1 | 2002 | 9999 |  |  |  | 3.2013 | Default Emission Factor
St Louis | 1852_G_1 | 1852 | G | 1 |  | Combustion Turbine | MIS_LMI | Michigan | Gratiot | 1.3 | 1958 | 9999 | 2018 | 0.018058 | 1.2 | 30.0967 | Michigan Point Source Emission
St Louis | 1852_G_2 | 1852 | G | 2 |  | Combustion Turbine | MIS_LMI | Michigan | Gratiot | 0.6 | 1945 | 9999 | 2018 | 0.0083345 | 0.55385 | 30.0967 | Michigan Point Source Emission
St Louis | 1852_G_3 | 1852 | G | 3 |  | Combustion Turbine | MIS_LMI | Michigan | Gratiot | 0.9 | 1951 | 9999 | 2018 | 0.012502 | 0.83077 | 30.0967 | Michigan Point Source Emission
St Louis | 1852_G_7 | 1852 | G | 7 |  | Combustion Turbine | MIS_LMI | Michigan | Gratiot | 1.1 | 1996 | 9999 | 2018 | 0.01528 | 1.0154 | 30.0967 | Michigan Point Source Emission
St Louis | 1852_G_8 | 1852 | G | 8 |  | Combustion Turbine | MIS_LMI | Michigan | Gratiot | 1.5 | 2003 | 9999 | 2018 | 0.020836 | 1.3846 | 30.0967 | Michigan Point Source Emission
St Louis | 1852_G_9 | 1852 | G | 9 |  | Combustion Turbine | MIS_LMI | Michigan | Gratiot | 1.1 | 2003 | 9999 | 2018 | 0.01528 | 1.0154 | 30.0967 | Michigan Point Source Emission
Main Street (MI) | 1853_G_1 | 1853 | G | 1 |  | Combustion Turbine | MIS_LMI | Michigan | Huron | 0.9 | 1961 | 9999 |  |  |  | 3.2013 | Default Emission Factor
Main Street (MI) | 1853_G_2 | 1853 | G | 2 |  | Combustion Turbine | MIS_LMI | Michigan | Huron | 0.8 | 1947 | 9999 |  |  |  | 7.2573 | Default Emission Factor
Main Street (MI) | 1853_G_3 | 1853 | G | 3 |  | Combustion Turbine | MIS_LMI | Michigan | Huron | 1.1 | 1966 | 9999 |  |  |  | 3.2013 | Default Emission Factor
Main Street (MI) | 1853_G_4 | 1853 | G | 4 |  | Combustion Turbine | MIS_LMI | Michigan | Huron | 1.2 | 1966 | 9999 |  |  |  | 3.2013 | Default Emission Factor
Main Street (MI) | 1853_G_5 | 1853 | G | 5 |  | Combustion Turbine | MIS_LMI | Michigan | Huron | 1 | 1979 | 9999 |  |  |  | 3.2013 | Default Emission Factor
Main Street (MI) | 1853_G_6 | 1853 | G | 6 |  | Combustion Turbine | MIS_LMI | Michigan | Huron | 0.6 | 1967 | 9999 |  |  |  | 3.2013 | Default Emission Factor
Sturgis City Diesel Plant | 1855_G_6 | 1855 | G | 6 |  | Combustion Turbine | PJM_West | Michigan | St Joseph | 6 | 1981 | 9999 |  |  |  | 3.2013 | Default Emission Factor
Wyandotte | 1866_G_DG1 | 1866 | G | DG1 |  | Combustion Turbine | MIS_LMI | Michigan | Wayne | 1.8 | 2007 | 9999 |  |  |  | 7.2573 | Default Emission Factor
Wyandotte | 1866_G_DG2 | 1866 | G | DG2 |  | Combustion Turbine | MIS_LMI | Michigan | Wayne | 1.8 | 2007 | 9999 |  |  |  | 7.2573 | Default Emission Factor
Wyandotte | 1866_G_DG3 | 1866 | G | DG3 |  | Combustion Turbine | MIS_LMI | Michigan | Wayne | 1.8 | 2007 | 9999 |  |  |  | 7.2573 | Default Emission Factor
Zeeland | 1867_G_1 | 1867 | G | 1 |  | Combustion Turbine | MIS_LMI | Michigan | Ottawa | 1.5 | 1966 | 9999 |  |  |  | 3.2013 | Default Emission Factor
Zeeland | 1867_G_10 | 1867 | G | 10 |  | Combustion Turbine | MIS_LMI | Michigan | Ottawa | 6 | 1974 | 9999 | 2019 | 1.0535 | 68.3898 | 30.8087 | NEI 2019
Zeeland | 1867_G_11 | 1867 | G | 11 |  | Combustion Turbine | MIS_LMI | Michigan | Ottawa | 6.4 | 1980 | 9999 |  |  |  | 3.2013 | Default Emission Factor
Zeeland | 1867_G_2 | 1867 | G | 2 |  | Combustion Turbine | MIS_LMI | Michigan | Ottawa | 1.2 | 1967 | 9999 |  |  |  | 3.2013 | Default Emission Factor
Zeeland | 1867_G_7 | 1867 | G | 7 |  | Combustion Turbine | MIS_LMI | Michigan | Ottawa | 2 | 1957 | 9999 |  |  |  | 3.2013 | Default Emission Factor
Zeeland | 1867_G_8 | 1867 | G | 8 |  | Combustion Turbine | MIS_LMI | Michigan | Ottawa | 1.5 | 1963 | 9999 |  |  |  | 3.2013 | Default Emission Factor
Zeeland | 1867_G_9 | 1867 | G | 9 |  | Combustion Turbine | MIS_LMI | Michigan | Ottawa | 5 | 1971 | 9999 |  |  |  | 3.2013 | Default Emission Factor
Dafter | 1868_G_1 | 1868 | G | 1 |  | Combustion Turbine | MIS_WUMS | Michigan | Chippewa | 0.9 | 1955 | 9999 |  |  |  | 7.2573 | Default Emission Factor
Dafter | 1868_G_3 | 1868 | G | 3 |  | Combustion Turbine | MIS_WUMS | Michigan | Chippewa | 0.9 | 1955 | 9999 |  |  |  | 7.2573 | Default Emission Factor
Dafter | 1868_G_4 | 1868 | G | 4 |  | Combustion Turbine | MIS_WUMS | Michigan | Chippewa | 2.5 | 1960 | 9999 |  |  |  | 7.2573 | Default Emission Factor
Dafter | 1868_G_5 | 1868 | G | 5 |  | Combustion Turbine | MIS_WUMS | Michigan | Chippewa | 2.5 | 1960 | 9999 |  |  |  | 7.2573 | Default Emission Factor
Tower | 1873_G_GT4 | 1873 | G | GT4 |  | Combustion Turbine | MIS_LMI | Michigan | Cheboygan | 19.3 | 1971 | 9999 |  |  |  | 0.75865 | Default Emission Factor
Caro | 1874_G_1 | 1874 | G | 1 |  | Combustion Turbine | MIS_LMI | Michigan | Tuscola | 1 | 1949 | 9999 |  |  |  | 7.2573 | Default Emission Factor
Caro | 1874_G_2 | 1874 | G | 2 |  | Combustion Turbine | MIS_LMI | Michigan | Tuscola | 1 | 1949 | 9999 |  |  |  | 7.2573 | Default Emission Factor
Caro | 1874_G_3 | 1874 | G | 3 |  | Combustion Turbine | MIS_LMI | Michigan | Tuscola | 1 | 1952 | 9999 |  |  |  | 7.2573 | Default Emission Factor
Caro | 1874_G_4 | 1874 | G | 4 |  | Combustion Turbine | MIS_LMI | Michigan | Tuscola | 1.5 | 1984 | 9999 |  |  |  | 7.2573 | Default Emission Factor
Caro | 1874_G_5 | 1874 | G | 5 |  | Combustion Turbine | MIS_LMI | Michigan | Tuscola | 2 | 1999 | 9999 |  |  |  | 7.2573 | Default Emission Factor
Caro | 1874_G_6 | 1874 | G | 6 |  | Combustion Turbine | MIS_LMI | Michigan | Tuscola | 2 | 2000 | 9999 |  |  |  | 7.2573 | Default Emission Factor
Ubly | 1875_G_1 | 1875 | G | 1 |  | Combustion Turbine | MIS_LMI | Michigan | Huron | 0.6 | 1938 | 9999 |  |  |  | 7.2573 | Default Emission Factor
Ubly | 1875_G_2 | 1875 | G | 2 |  | Combustion Turbine | MIS_LMI | Michigan | Huron | 0.6 | 1938 | 9999 |  |  |  | 7.2573 | Default Emission Factor
Ubly | 1875_G_3 | 1875 | G | 3 |  | Combustion Turbine | MIS_LMI | Michigan | Huron | 0.7 | 1938 | 9999 |  |  |  | 7.2573 | Default Emission Factor
Ubly | 1875_G_4 | 1875 | G | 4 |  | Combustion Turbine | MIS_LMI | Michigan | Huron | 0.9 | 1947 | 9999 |  |  |  | 7.2573 | Default Emission Factor
Ubly | 1875_G_5 | 1875 | G | 5 |  | Combustion Turbine | MIS_LMI | Michigan | Huron | 1.5 | 1987 | 9999 |  |  |  | 7.2573 | Default Emission Factor
Ubly | 1875_G_6 | 1875 | G | 6 |  | Combustion Turbine | MIS_LMI | Michigan | Huron | 1.5 | 1993 | 9999 |  |  |  | 3.2013 | Default Emission Factor
Ubly | 1875_G_7 | 1875 | G | 7 |  | Combustion Turbine | MIS_LMI | Michigan | Huron | 2.5 | 2000 | 9999 |  |  |  | 7.2573 | Default Emission Factor
Ubly | 1875_G_8 | 1875 | G | 8 |  | Combustion Turbine | MIS_LMI | Michigan | Huron | 2.5 | 2001 | 9999 |  |  |  | 3.2013 | Default Emission Factor
Ubly | 1875_G_9 | 1875 | G | 9 |  | Combustion Turbine | MIS_LMI | Michigan | Huron | 1.5 | 2002 | 9999 |  |  |  | 3.2013 | Default Emission Factor
George Johnson | 1877_G_10 | 1877 | G | 10 |  | Combustion Turbine | MIS_LMI | Michigan | Osceola | 24.3 | 2000 | 9999 | 2019 | 5.725 | 13040.1684 | 0.87806 | NEI 2019
George Johnson | 1877_G_11 | 1877 | G | 11 |  | Combustion Turbine | MIS_LMI | Michigan | Osceola | 1 | 1993 | 9999 |  |  |  | 7.2573 | Default Emission Factor
George Johnson | 1877_G_9 | 1877 | G | 9 |  | Combustion Turbine | MIS_LMI | Michigan | Osceola | 24.4 | 2000 | 9999 |  |  |  | 0.72922 | Default Emission Factor
Claude Vandyke | 1880_G_8 | 1880 | G | 8 |  | Combustion Turbine | MIS_LMI | Michigan | Allegan | 20.2 | 2001 | 9999 | 2019 | 1.285 | 2439 | 1.0537 | NEI 2019
Vestaburg | 1881_G_8 | 1881 | G | 8 |  | Combustion Turbine | MIS_LMI | Michigan | Montcalm | 18.5 | 1972 | 9999 | 2019 | 0.807 | 1177 | 1.3713 | NEI 2019
Clay Boswell | 1893_G_D4 | 1893 | G | D4 |  | Combustion Turbine | MIS_MNWI | Minnesota | Itasca | 0.8 | 1980 | 9999 |  |  |  | 7.2573 | Default Emission Factor
Black Dog | 1904_G_2 | 1904 | G | 2 |  | Combined Cycle | MIS_MNWI | Minnesota | Dakota | 117 | 1954 | 9999 |  |  |  | 0.3351 | NEI 2019
Black Dog | 1904_G_5 | 1904 | G | 5 | 1241 | Combined Cycle | MIS_MNWI | Minnesota | Dakota | 165 | 2002 | 9999 | 2019 | 249.2 | 1487337 | 0.3351 | NEI 2019
Black Dog | 1904_G_6-1 | 1904 | G | 6-1 | 91235 | Combustion Turbine | MIS_MNWI | Minnesota | Dakota | 212 | 2018 | 9999 | 2019 | 124.3 | 292891 | 0.84878 | NEI 2019
High Bridge | 1912_G_7 | 1912 | G | 7 | 89581 | Combined Cycle | MIS_MNWI | Minnesota | Ramsey | 152 | 2008 | 9999 | 2019 | 70.02 | 2449021 | 0.07862 | NEI 2019
High Bridge | 1912_G_8 | 1912 | G | 8 | 89582 | Combined Cycle | MIS_MNWI | Minnesota | Ramsey | 152 | 2008 | 9999 | 2019 | 67.44 | 1048005 | 0.07862 | NEI 2019
High Bridge | 1912_G_9 | 1912 | G | 9 | 89581 | Combined Cycle | MIS_MNWI | Minnesota | Ramsey | 226 | 2008 | 9999 |  |  |  | 0.07862 | NEI 2019
Inver Hills | 1913_G_1 | 1913 | G | 1 | 90102 | Combustion Turbine | MIS_MNWI | Minnesota | Dakota | 47 | 1972 | 2025 | 2019 | 0.14722 | 815.0945 | 0.36123 | NEI 2019
Inver Hills | 1913_G_2 | 1913 | G | 2 | 90103 | Combustion Turbine | MIS_MNWI | Minnesota | Dakota | 47 | 1972 | 2025 | 2017 | 0.0704 | 747.1289 | 0.18846 | NEI 2019
Inver Hills | 1913_G_3 | 1913 | G | 3 | 90104 | Combustion Turbine | MIS_MNWI | Minnesota | Dakota | 47 | 1972 | 2025 | 2017 | 0.40813 | 747.1289 | 1.0925 | NEI 2019
Inver Hills | 1913_G_4 | 1913 | G | 4 | 90105 | Combustion Turbine | MIS_MNWI | Minnesota | Dakota | 47 | 1972 | 2025 | 2019 | 0.25388 | 815.0945 | 0.62295 | NEI 2019
Inver Hills | 1913_G_5 | 1913 | G | 5 | 90106 | Combustion Turbine | MIS_MNWI | Minnesota | Dakota | 47 | 1972 | 2025 | 2017 | 0.44262 | 747.1289 | 1.1849 | NEI 2019
Inver Hills | 1913_G_6 | 1913 | G | 6 | 90107 | Combustion Turbine | MIS_MNWI | Minnesota | Dakota | 47 | 1972 | 2025 | 2017 | 0.3687 | 747.1289 | 0.98698 | NEI 2019
Inver Hills | 1913_G_7 | 1913 | G | 7 |  | Combustion Turbine | MIS_MNWI | Minnesota | Dakota | 1.8 | 1997 | 2025 |  |  |  | 0.75865 | Default Emission Factor
Inver Hills | 1913_G_8 | 1913 | G | 8 |  | Combustion Turbine | MIS_MNWI | Minnesota | Dakota | 1.8 | 1997 | 2025 |  |  |  | 0.75865 | Default Emission Factor
Riverside (MN) | 1927_G_10 | 1927 | G | 10 | 89647 | Combined Cycle | MIS_MNWI | Minnesota | Hennepin | 147 | 2009 | 9999 | 2017 | 52.4 | 515158 | 0.13864 | NEI 2019
Riverside (MN) | 1927_G_9 | 1927 | G | 9 | 89646 | Combined Cycle | MIS_MNWI | Minnesota | Hennepin | 147 | 2009 | 9999 | 2017 | 58.51 | 1084865 | 0.13864 | NEI 2019
Riverside (MN) | 1927_G_ST7 | 1927 | G | ST7 | 89646 | Combined Cycle | MIS_MNWI | Minnesota | Hennepin | 160 | 1987 | 9999 |  |  |  | 0.13864 | NEI 2019
St James | 1929_G_1 | 1929 | G | 1 |  | Combustion Turbine | MIS_MNWI | Minnesota | Watonwan | 2 | 2002 | 9999 | 2017 | 0.009988 | 8.8333 | 2.2614 | NEI 2019
St James | 1929_G_2 | 1929 | G | 2 |  | Combustion Turbine | MIS_MNWI | Minnesota | Watonwan | 2 | 2002 | 9999 | 2017 | 0.009657 | 8.8333 | 2.1865 | NEI 2019
St James | 1929_G_3 | 1929 | G | 3 |  | Combustion Turbine | MIS_MNWI | Minnesota | Watonwan | 2 | 2002 | 9999 | 2017 | 0.009953 | 8.8333 | 2.2535 | NEI 2019
St James | 1929_G_4 | 1929 | G | 4 |  | Combustion Turbine | MIS_MNWI | Minnesota | Watonwan | 2 | 2002 | 9999 | 2017 | 0.01042 | 8.8333 | 2.3592 | NEI 2019
St James | 1929_G_5 | 1929 | G | 5 |  | Combustion Turbine | MIS_MNWI | Minnesota | Watonwan | 2 | 2002 | 9999 | 2017 | 0.01034 | 8.8333 | 2.3411 | NEI 2019
St James | 1929_G_6 | 1929 | G | 6 |  | Combustion Turbine | MIS_MNWI | Minnesota | Watonwan | 2 | 2002 | 9999 | 2017 | 0.01047 | 8.8333 | 2.3706 | NEI 2019
Municipal Light | 193_G_1 | 193 | G | 1 |  | Combustion Turbine | SPP_WEST | Arkansas | Clay | 2 | 1963 | 9999 |  |  |  | 7.2573 | Default Emission Factor
Municipal Light | 193_G_2 | 193 | G | 2 |  | Combustion Turbine | SPP_WEST | Arkansas | Clay | 0.6 | 1952 | 9999 |  |  |  | 7.2573 | Default Emission Factor
Municipal Light | 193_G_4 | 193 | G | 4 |  | Combustion Turbine | SPP_WEST | Arkansas | Clay | 2.2 | 1976 | 9999 |  |  |  | 7.2573 | Default Emission Factor
Municipal Light | 193_G_6 | 193 | G | 6 |  | Combustion Turbine | SPP_WEST | Arkansas | Clay | 1.3 | 1959 | 9999 |  |  |  | 7.2573 | Default Emission Factor
Municipal Light | 193_G_7 | 193 | G | 7 |  | Combustion Turbine | SPP_WEST | Arkansas | Clay | 1.1 | 1955 | 9999 |  |  |  | 7.2573 | Default Emission Factor
Adrian | 1956_G_5 | 1956 | G | 5 |  | Combustion Turbine | MIS_LMI | Minnesota | Nobles | 2 | 2005 | 9999 |  |  |  | 7.2573 | Default Emission Factor
Alexandria | 1958_G_IC1 | 1958 | G | IC1 |  | Combustion Turbine | MIS_MNWI | Minnesota | Douglas | 1 | 1948 | 9999 |  |  |  | 7.2573 | Default Emission Factor
Alexandria | 1958_G_IC2 | 1958 | G | IC2 |  | Combustion Turbine | MIS_MNWI | Minnesota | Douglas | 3.6 | 1967 | 9999 |  |  |  | 7.2573 | Default Emission Factor
Alexandria | 1958_G_IC3 | 1958 | G | IC3 |  | Combustion Turbine | MIS_MNWI | Minnesota | Douglas | 3.6 | 1967 | 9999 |  |  |  | 7.2573 | Default Emission Factor
Benson City of | 1964_G_10 | 1964 | G | 10 |  | Combustion Turbine | MIS_MNWI | Minnesota | Swift | 1.8 | 2002 | 9999 | 2017 | 0.01143 | 8.8 | 2.5977 | NEI 2019
Benson City of | 1964_G_11 | 1964 | G | 11 |  | Combustion Turbine | MIS_MNWI | Minnesota | Swift | 1.8 | 2002 | 9999 | 2017 | 0.01137 | 8.8 | 2.5841 | NEI 2019
Benson City of | 1964_G_7 | 1964 | G | 7 |  | Combustion Turbine | MIS_MNWI | Minnesota | Swift | 1.8 | 2002 | 9999 | 2017 | 0.01301 | 8.8 | 2.9568 | NEI 2019
Benson City of | 1964_G_8 | 1964 | G | 8 |  | Combustion Turbine | MIS_MNWI | Minnesota | Swift | 1.8 | 2002 | 9999 | 2017 | 0.01006 | 8.8 | 2.2864 | NEI 2019
Benson City of | 1964_G_9 | 1964 | G | 9 |  | Combustion Turbine | MIS_MNWI | Minnesota | Swift | 1.8 | 2002 | 9999 | 2017 | 0.01131 | 8.8 | 2.5705 | NEI 2019
Blooming Prairie | 1966_G_4 | 1966 | G | 4 |  | Combustion Turbine | MIS_MNWI | Minnesota | Steele | 1.3 | 1974 | 9999 |  |  |  | 7.2573 | Default Emission Factor
Blooming Prairie | 1966_G_5 | 1966 | G | 5 |  | Combustion Turbine | MIS_MNWI | Minnesota | Steele | 2 | 2003 | 9999 |  |  |  | 7.2573 | Default Emission Factor
Blooming Prairie | 1966_G_6 | 1966 | G | 6 |  | Combustion Turbine | MIS_MNWI | Minnesota | Steele | 1.9 | 2009 | 9999 |  |  |  | 7.2573 | Default Emission Factor
Blooming Prairie | 1966_G_7 | 1966 | G | 7 |  | Combustion Turbine | MIS_MNWI | Minnesota | Steele | 1.3 | 2012 | 9999 |  |  |  | 7.2573 | Default Emission Factor
Blue Earth | 1967_G_IC1 | 1967 | G | IC1 |  | Combustion Turbine | MIS_MNWI | Minnesota | Faribault | 1.5 | 1960 | 9999 |  |  |  | 7.2573 | Default Emission Factor
Blue Earth | 1967_G_IC3 | 1967 | G | IC3 |  | Combustion Turbine | MIS_MNWI | Minnesota | Faribault | 1.6 | 1993 | 9999 |  |  |  | 7.2573 | Default Emission Factor
Blue Earth | 1967_G_IC4 | 1967 | G | IC4 |  | Combustion Turbine | MIS_MNWI | Minnesota | Faribault | 1.6 | 1993 | 9999 |  |  |  | 7.2573 | Default Emission Factor
Blue Earth | 1967_G_IC5 | 1967 | G | IC5 |  | Combustion Turbine | MIS_MNWI | Minnesota | Faribault | 1.6 | 1993 | 9999 |  |  |  | 7.2573 | Default Emission Factor
Blue Earth | 1967_G_IC6 | 1967 | G | IC6 |  | Combustion Turbine | MIS_MNWI | Minnesota | Faribault | 1.8 | 1996 | 9999 |  |  |  | 7.2573 | Default Emission Factor
Blue Earth | 1967_G_IC7 | 1967 | G | IC7 |  | Combustion Turbine | MIS_MNWI | Minnesota | Faribault | 1.1 | 2015 | 9999 |  |  |  | 7.2573 | Default Emission Factor
Blue Earth | 1967_G_IC8 | 1967 | G | IC8 |  | Combustion Turbine | MIS_MNWI | Minnesota | Faribault | 1.8 | 2015 | 9999 |  |  |  | 7.2573 | Default Emission Factor
Delano | 1969_G_2 | 1969 | G | 2 |  | Combustion Turbine | MIS_MNWI | Minnesota | Wright | 1.1 | 1972 | 9999 |  |  |  | 3.2013 | Default Emission Factor
Delano | 1969_G_3 | 1969 | G | 3 |  | Combustion Turbine | MIS_MNWI | Minnesota | Wright | 1.3 | 1973 | 9999 |  |  |  | 3.2013 | Default Emission Factor
Delano | 1969_G_5 | 1969 | G | 5 |  | Combustion Turbine | MIS_MNWI | Minnesota | Wright | 0.8 | 1946 | 9999 |  |  |  | 7.2573 | Default Emission Factor
Delano | 1969_G_6 | 1969 | G | 6 |  | Combustion Turbine | MIS_MNWI | Minnesota | Wright | 1.2 | 1989 | 9999 |  |  |  | 7.2573 | Default Emission Factor
Delano | 1969_G_7 | 1969 | G | 7 |  | Combustion Turbine | MIS_MNWI | Minnesota | Wright | 3 | 1994 | 9999 |  |  |  | 7.2573 | Default Emission Factor
Delano | 1969_G_8 | 1969 | G | 8 |  | Combustion Turbine | MIS_MNWI | Minnesota | Wright | 3.1 | 1999 | 9999 |  |  |  | 7.2573 | Default Emission Factor
Detroit Lakes | 1970_G_1 | 1970 | G | 1 |  | Combustion Turbine | MIS_MNWI | Minnesota | Becker | 9.6 | 1968 | 9999 |  |  |  | 0.75865 | Default Emission Factor
Elk River City of | 1971_G_1 | 1971 | G | 1 |  | Combustion Turbine | MIS_MNWI | Minnesota | Sherburne | 0.5 | 1948 | 9999 |  |  |  | 7.2573 | Default Emission Factor
Elk River City of | 1971_G_2 | 1971 | G | 2 |  | Combustion Turbine | MIS_MNWI | Minnesota | Sherburne | 0.5 | 1948 | 9999 |  |  |  | 7.2573 | Default Emission Factor
Elk River City of | 1971_G_3 | 1971 | G | 3 |  | Combustion Turbine | MIS_MNWI | Minnesota | Sherburne | 3 | 1962 | 9999 |  |  |  | 3.2013 | Default Emission Factor
Elk River City of | 1971_G_4 | 1971 | G | 4 |  | Combustion Turbine | MIS_MNWI | Minnesota | Sherburne | 5 | 1972 | 9999 |  |  |  | 3.2013 | Default Emission Factor
Elk River City of | 1971_G_5 | 1971 | G | 5 |  | Landfill Gas | MIS_MNWI | Minnesota | Sherburne | 0.8 | 2002 | 9999 |  |  |  | 8.0181 | Default Emission Factor
Elk River City of | 1971_G_6 | 1971 | G | 6 |  | Landfill Gas | MIS_MNWI | Minnesota | Sherburne | 0.8 | 2002 | 9999 |  |  |  | 8.0181 | Default Emission Factor
Elk River City of | 1971_G_7 | 1971 | G | 7 |  | Landfill Gas | MIS_MNWI | Minnesota | Sherburne | 0.8 | 2002 | 9999 |  |  |  | 8.0181 | Default Emission Factor
Elk River City of | 1971_G_8 | 1971 | G | 8 |  | Landfill Gas | MIS_MNWI | Minnesota | Sherburne | 0.8 | 2006 | 9999 |  |  |  | 8.0181 | Default Emission Factor
Fairfax | 1972_G_2A | 1972 | G | 2A |  | Combustion Turbine | MIS_MNWI | Minnesota | Renville | 1.9 | 2001 | 9999 |  |  |  | 7.2573 | Default Emission Factor
Fairmont (MN) | 1973_G_10 | 1973 | G | 10 |  | Combustion Turbine | MIS_MNWI | Minnesota | Martin | 6.5 | 2014 | 9999 |  |  |  | 3.2013 | Default Emission Factor
Fairmont (MN) | 1973_G_11 | 1973 | G | 11 |  | Combustion Turbine | MIS_MNWI | Minnesota | Martin | 6.5 | 2014 | 9999 |  |  |  | 3.2013 | Default Emission Factor
Fairmont (MN) | 1973_G_12 | 1973 | G | 12 |  | Combustion Turbine | MIS_MNWI | Minnesota | Martin | 6.5 | 2014 | 9999 |  |  |  | 3.2013 | Default Emission Factor
Fairmont (MN) | 1973_G_6 | 1973 | G | 6 |  | Combustion Turbine | MIS_MNWI | Minnesota | Martin | 6 | 1975 | 9999 |  |  |  | 3.2013 | Default Emission Factor
Fairmont (MN) | 1973_G_7 | 1973 | G | 7 |  | Combustion Turbine | MIS_MNWI | Minnesota | Martin | 6 | 1975 | 9999 |  |  |  | 3.2013 | Default Emission Factor
Fairmont (MN) | 1973_G_9 | 1973 | G | 9 |  | Combustion Turbine | MIS_MNWI | Minnesota | Martin | 6.5 | 2014 | 9999 |  |  |  | 3.2013 | Default Emission Factor
Glencoe | 1975_G_10 | 1975 | G | 10 |  | Combustion Turbine | MIS_MNWI | Minnesota | McLeod | 5.6 | 1985 | 9999 |  |  |  | 7.2573 | Default Emission Factor
Glencoe | 1975_G_11 | 1975 | G | 11 |  | Combustion Turbine | MIS_MNWI | Minnesota | McLeod | 4.8 | 1998 | 9999 |  |  |  | 7.2573 | Default Emission Factor
Glencoe | 1975_G_12 | 1975 | G | 12 |  | Combustion Turbine | MIS_MNWI | Minnesota | McLeod | 4.8 | 1998 | 9999 |  |  |  | 7.2573 | Default Emission Factor
Glencoe | 1975_G_14 | 1975 | G | 14 |  | Combustion Turbine | MIS_MNWI | Minnesota | McLeod | 4.8 | 2006 | 9999 |  |  |  | 7.2573 | Default Emission Factor
Glencoe | 1975_G_5 | 1975 | G | 5 |  | Combustion Turbine | MIS_MNWI | Minnesota | McLeod | 1 | 1957 | 9999 |  |  |  | 3.2013 | Default Emission Factor
Glencoe | 1975_G_7 | 1975 | G | 7 |  | Combustion Turbine | MIS_MNWI | Minnesota | McLeod | 3.2 | 1966 | 9999 |  |  |  | 3.2013 | Default Emission Factor
Glencoe | 1975_G_8 | 1975 | G | 8 |  | Combustion Turbine | MIS_MNWI | Minnesota | McLeod | 4.4 | 1969 | 9999 |  |  |  | 3.2013 | Default Emission Factor
Glencoe | 1975_G_9 | 1975 | G | 9 |  | Combustion Turbine | MIS_MNWI | Minnesota | McLeod | 5.7 | 1973 | 9999 |  |  |  | 3.2013 | Default Emission Factor
Grand Marais | 1976_G_7 | 1976 | G | 7 |  | Combustion Turbine | MIS_MNWI | Minnesota | Cook | 2.5 | 2004 | 9999 |  |  |  | 7.2573 | Default Emission Factor
Grand Marais | 1976_G_8 | 1976 | G | 8 |  | Combustion Turbine | MIS_MNWI | Minnesota | Cook | 1.8 | 2004 | 9999 |  |  |  | 7.2573 | Default Emission Factor
Grand Marais | 1976_G_9 | 1976 | G | 9 |  | Combustion Turbine | MIS_MNWI | Minnesota | Cook | 1.8 | 2004 | 9999 |  |  |  | 7.2573 | Default Emission Factor
Hutchinson Plant #1 | 1980_G_10 | 1980 | G | 10 |  | Combustion Turbine | MIS_MNWI | Minnesota | McLeod | 9.3 | 2013 | 9999 |  |  |  | 3.2013 | Default Emission Factor
Hutchinson Plant #1 | 1980_G_11 | 1980 | G | 11 |  | Combustion Turbine | MIS_MNWI | Minnesota | McLeod | 9.8 | 2019 | 9999 |  |  |  | 0.29705 | Default Emission Factor
Hutchinson Plant #1 | 1980_G_12 | 1980 | G | 12 |  | Combustion Turbine | MIS_MNWI | Minnesota | McLeod | 9.8 | 2019 | 9999 |  |  |  | 0.29705 | Default Emission Factor
Hutchinson Plant #1 | 1980_G_3 | 1980 | G | 3 |  | Combustion Turbine | MIS_MNWI | Minnesota | McLeod | 3.9 | 1968 | 9999 |  |  |  | 3.2013 | Default Emission Factor
Janesville | 1982_G_1 | 1982 | G | 1 |  | Combustion Turbine | MIS_MNWI | Minnesota | Waseca | 0.9 | 1965 | 9999 |  |  |  | 3.2013 | Default Emission Factor
Janesville | 1982_G_2 | 1982 | G | 2 |  | Combustion Turbine | MIS_MNWI | Minnesota | Waseca | 1.1 | 1972 | 9999 |  |  |  | 3.2013 | Default Emission Factor
Janesville | 1982_G_3 | 1982 | G | 3 |  | Combustion Turbine | MIS_MNWI | Minnesota | Waseca | 0.5 | 1955 | 9999 |  |  |  | 3.2013 | Default Emission Factor
Janesville | 1982_G_4 | 1982 | G | 4 |  | Combustion Turbine | MIS_MNWI | Minnesota | Waseca | 1.8 | 1998 | 9999 |  |  |  | 7.2573 | Default Emission Factor
Kenyon Municipal | 1983_G_5 | 1983 | G | 5 |  | Combustion Turbine | MIS_MNWI | Minnesota | Goodhue | 1.8 | 1997 | 9999 |  |  |  | 7.2573 | Default Emission Factor
Kenyon Municipal | 1983_G_6 | 1983 | G | 6 |  | Combustion Turbine | MIS_MNWI | Minnesota | Goodhue | 1.8 | 1997 | 9999 |  |  |  | 7.2573 | Default Emission Factor
Kenyon Municipal | 1983_G_7 | 1983 | G | 7 |  | Combustion Turbine | MIS_MNWI | Minnesota | Goodhue | 1.8 | 1997 | 9999 |  |  |  | 7.2573 | Default Emission Factor
Lake Crystal | 1985_G_1 | 1985 | G | 1 |  | Combustion Turbine | MIS_MNWI | Minnesota | Blue Earth | 0.6 | 1952 | 9999 |  |  |  | 7.2573 | Default Emission Factor
Lake Crystal | 1985_G_3 | 1985 | G | 3 |  | Combustion Turbine | MIS_MNWI | Minnesota | Blue Earth | 2 | 1971 | 9999 |  |  |  | 3.2013 | Default Emission Factor
Lake Crystal | 1985_G_4 | 1985 | G | 4 |  | Combustion Turbine | MIS_MNWI | Minnesota | Blue Earth | 1.2 | 1955 | 9999 |  |  |  | 7.2573 | Default Emission Factor
Lake Crystal | 1985_G_5 | 1985 | G | 5 |  | Combustion Turbine | MIS_MNWI | Minnesota | Blue Earth | 2 | 1999 | 9999 |  |  |  | 7.2573 | Default Emission Factor
Lanesboro | 1987_G_4 | 1987 | G | 4 |  | Combustion Turbine | MIS_MNWI | Minnesota | Fillmore | 2.1 | 2004 | 9999 |  |  |  | 7.2573 | Default Emission Factor
Litchfield | 1989_G_5 | 1989 | G | 5 |  | Combustion Turbine | MIS_MNWI | Minnesota | Meeker | 2.1 | 1963 | 9999 |  |  |  | 3.2013 | Default Emission Factor
Litchfield | 1989_G_6 | 1989 | G | 6 |  | Combustion Turbine | MIS_MNWI | Minnesota | Meeker | 2.1 | 1963 | 9999 |  |  |  | 3.2013 | Default Emission Factor
Litchfield | 1989_G_QS 1 | 1989 | G | QS 1 |  | Combustion Turbine | MIS_MNWI | Minnesota | Meeker | 2.3 | 2010 | 9999 |  |  |  | 7.2573 | Default Emission Factor
Litchfield | 1989_G_QS 2 | 1989 | G | QS 2 |  | Combustion Turbine | MIS_MNWI | Minnesota | Meeker | 2.3 | 2010 | 9999 |  |  |  | 7.2573 | Default Emission Factor
Litchfield | 1989_G_QS 3 | 1989 | G | QS 3 |  | Combustion Turbine | MIS_MNWI | Minnesota | Meeker | 2.3 | 2010 | 9999 |  |  |  | 7.2573 | Default Emission Factor
Litchfield | 1989_G_QS 4 | 1989 | G | QS 4 |  | Combustion Turbine | MIS_MNWI | Minnesota | Meeker | 2.3 | 2010 | 9999 |  |  |  | 7.2573 | Default Emission Factor
Litchfield | 1989_G_QS 5 | 1989 | G | QS 5 |  | Combustion Turbine | MIS_MNWI | Minnesota | Meeker | 2.3 | 2010 | 9999 |  |  |  | 7.2573 | Default Emission Factor
Luverne | 1990_G_4C | 1990 | G | 4C |  | Combustion Turbine | MIS_IA | Minnesota | Rock | 3.5 | 1967 | 9999 |  |  |  | 7.2573 | Default Emission Factor
Marshall (MN) | 1993_G_6 | 1993 | G | 6 |  | Combustion Turbine | SPP_WAUE | Minnesota | Lyon | 15.8 | 1969 | 9999 |  |  |  | 0.75865 | Default Emission Factor
Melrose | 1994_G_1 | 1994 | G | 1 |  | Combustion Turbine | MIS_MNWI | Minnesota | Stearns | 0.8 | 1945 | 9999 |  |  |  | 7.2573 | Default Emission Factor
Melrose | 1994_G_2 | 1994 | G | 2 |  | Combustion Turbine | MIS_MNWI | Minnesota | Stearns | 1.1 | 1948 | 9999 |  |  |  | 7.2573 | Default Emission Factor
Melrose | 1994_G_3 | 1994 | G | 3 |  | Combustion Turbine | MIS_MNWI | Minnesota | Stearns | 3.1 | 1969 | 9999 |  |  |  | 7.2573 | Default Emission Factor
Melrose | 1994_G_4 | 1994 | G | 4 |  | Combustion Turbine | MIS_MNWI | Minnesota | Stearns | 3.1 | 1969 | 9999 |  |  |  | 7.2573 | Default Emission Factor
Moose Lake | 1996_G_1 | 1996 | G | 1 |  | Combustion Turbine | MIS_MNWI | Minnesota | Carlton | 1.3 | 1973 | 9999 |  |  |  | 7.2573 | Default Emission Factor
Moose Lake | 1996_G_5 | 1996 | G | 5 |  | Combustion Turbine | MIS_MNWI | Minnesota | Carlton | 2.3 | 2005 | 9999 |  |  |  | 7.2573 | Default Emission Factor
Moose Lake | 1996_G_6 | 1996 | G | 6 |  | Combustion Turbine | MIS_MNWI | Minnesota | Carlton | 2.3 | 2005 | 9999 |  |  |  | 7.2573 | Default Emission Factor
Moose Lake | 1996_G_7 | 1996 | G | 7 |  | Combustion Turbine | MIS_MNWI | Minnesota | Carlton | 2.3 | 2005 | 9999 |  |  |  | 7.2573 | Default Emission Factor
Mora | 1997_G_2 | 1997 | G | 2 |  | Combustion Turbine | MIS_MNWI | Minnesota | Kanabec | 1.2 | 1957 | 9999 |  |  |  | 3.2013 | Default Emission Factor
Mora | 1997_G_5 | 1997 | G | 5 |  | Combustion Turbine | MIS_MNWI | Minnesota | Kanabec | 5.7 | 1972 | 9999 |  |  |  | 3.2013 | Default Emission Factor
Mora | 1997_G_6 | 1997 | G | 6 |  | Combustion Turbine | MIS_MNWI | Minnesota | Kanabec | 6.3 | 1975 | 9999 |  |  |  | 3.2013 | Default Emission Factor
Mountain Lake | 1998_G_2 | 1998 | G | 2 |  | Combustion Turbine | MIS_MNWI | Minnesota | Cottonwood | 0.9 | 1954 | 9999 |  |  |  | 3.2013 | Default Emission Factor
Mountain Lake | 1998_G_4 | 1998 | G | 4 |  | Combustion Turbine | MIS_MNWI | Minnesota | Cottonwood | 1.8 | 1968 | 9999 |  |  |  | 7.2573 | Default Emission Factor
Mountain Lake | 1998_G_5 | 1998 | G | 5 |  | Combustion Turbine | MIS_MNWI | Minnesota | Cottonwood | 1.2 | 1959 | 9999 |  |  |  | 3.2013 | Default Emission Factor
Mountain Lake | 1998_G_6 | 1998 | G | 6 |  | Combustion Turbine | MIS_MNWI | Minnesota | Cottonwood | 1.8 | 1998 | 9999 |  |  |  | 7.2573 | Default Emission Factor
Mountain Lake | 1998_G_7 | 1998 | G | 7 |  | Combustion Turbine | MIS_MNWI | Minnesota | Cottonwood | 1.8 | 1998 | 9999 |  |  |  | 7.2573 | Default Emission Factor
New Prague | 1999_G_2 | 1999 | G | 2 |  | Combustion Turbine | MIS_MNWI | Minnesota | Le Sueur | 4.4 | 1974 | 9999 |  |  |  | 3.2013 | Default Emission Factor
New Prague | 1999_G_3 | 1999 | G | 3 |  | Combustion Turbine | MIS_MNWI | Minnesota | Le Sueur | 2.4 | 1962 | 9999 |  |  |  | 3.2013 | Default Emission Factor
New Prague | 1999_G_4 | 1999 | G | 4 |  | Combustion Turbine | MIS_MNWI | Minnesota | Le Sueur | 3.5 | 1968 | 9999 |  |  |  | 3.2013 | Default Emission Factor
New Prague | 1999_G_5 | 1999 | G | 5 |  | Combustion Turbine | MIS_MNWI | Minnesota | Le Sueur | 0.6 | 1944 | 9999 |  |  |  | 3.2013 | Default Emission Factor
New Prague | 1999_G_6 | 1999 | G | 6 |  | Combustion Turbine | MIS_MNWI | Minnesota | Le Sueur | 5.9 | 1982 | 9999 |  |  |  | 3.2013 | Default Emission Factor
New Ulm | 2001_G_5 | 2001 | G | 5 |  | Combustion Turbine | MIS_MNWI | Minnesota | Brown | 23 | 1975 | 9999 | 2017 | 0.001399 | 34.0208 | 0.08224 | NEI 2019
New Ulm | 2001_G_7 | 2001 | G | 7 | 90754 | Combustion Turbine | MIS_MNWI | Minnesota | Brown | 25 | 2001 | 9999 | 2017 | 0.001238 | 36.9792 | 0.06696 | NEI 2019
North Branch (MN) | 2002_G_3 | 2002 | G | 3 |  | Combustion Turbine | MIS_MNWI | Minnesota | Chisago | 2 | 2003 | 9999 |  |  |  | 7.2573 | Default Emission Factor
North Branch (MN) | 2002_G_4 | 2002 | G | 4 |  | Combustion Turbine | MIS_MNWI | Minnesota | Chisago | 2 | 2003 | 9999 |  |  |  | 7.2573 | Default Emission Factor
North Branch (MN) | 2002_G_5 | 2002 | G | 5 |  | Combustion Turbine | MIS_MNWI | Minnesota | Chisago | 2 | 2011 | 9999 |  |  |  | 7.2573 | Default Emission Factor
North Branch (MN) | 2002_G_6 | 2002 | G | 6 |  | Combustion Turbine | MIS_MNWI | Minnesota | Chisago | 2 | 2011 | 9999 |  |  |  | 7.2573 | Default Emission Factor
North Branch (MN) | 2002_G_7 | 2002 | G | 7 |  | Combustion Turbine | MIS_MNWI | Minnesota | Chisago | 2 | 2011 | 9999 |  |  |  | 7.2573 | Default Emission Factor
Owatonna | 2003_G_7 | 2003 | G | 7 |  | Combustion Turbine | MIS_MNWI | Minnesota | Steele | 16.6 | 1982 | 9999 |  |  |  | 0.72922 | Default Emission Factor
Preston (MN) | 2004_G_4 | 2004 | G | 4 |  | Combustion Turbine | MIS_MNWI | Minnesota | Fillmore | 0.8 | 1949 | 9999 |  |  |  | 7.2573 | Default Emission Factor
Preston (MN) | 2004_G_5 | 2004 | G | 5 |  | Combustion Turbine | MIS_MNWI | Minnesota | Fillmore | 1.1 | 1954 | 9999 |  |  |  | 3.2013 | Default Emission Factor
Preston (MN) | 2004_G_6 | 2004 | G | 6 |  | Combustion Turbine | MIS_MNWI | Minnesota | Fillmore | 2.2 | 1974 | 9999 |  |  |  | 3.2013 | Default Emission Factor
Princeton (MN) | 2005_G_3 | 2005 | G | 3 |  | Combustion Turbine | MIS_MNWI | Minnesota | Mille Lacs | 2.6 | 1978 | 9999 |  |  |  | 7.2573 | Default Emission Factor
Princeton (MN) | 2005_G_4 | 2005 | G | 4 |  | Combustion Turbine | MIS_MNWI | Minnesota | Mille Lacs | 1.3 | 1967 | 9999 |  |  |  | 7.2573 | Default Emission Factor
Princeton (MN) | 2005_G_5 | 2005 | G | 5 |  | Combustion Turbine | MIS_MNWI | Minnesota | Mille Lacs | 1 | 1953 | 9999 |  |  |  | 7.2573 | Default Emission Factor
Princeton (MN) | 2005_G_6 | 2005 | G | 6 |  | Combustion Turbine | MIS_MNWI | Minnesota | Mille Lacs | 2.9 | 1963 | 9999 |  |  |  | 7.2573 | Default Emission Factor
Princeton (MN) | 2005_G_7 | 2005 | G | 7 |  | Combustion Turbine | MIS_MNWI | Minnesota | Mille Lacs | 5 | 2003 | 9999 |  |  |  | 7.2573 | Default Emission Factor
Redwood Falls | 2009_G_6 | 2009 | G | 6 |  | Combustion Turbine | MIS_MNWI | Minnesota | Redwood | 2.1 | 1970 | 9999 |  |  |  | 7.2573 | Default Emission Factor
Redwood Falls | 2009_G_7 | 2009 | G | 7 |  | Combustion Turbine | MIS_MNWI | Minnesota | Redwood | 6 | 1974 | 9999 |  |  |  | 3.2013 | Default Emission Factor
Thomas Fitzhugh | 201_G_1 | 201 | G | 1 | 88375 | Combined Cycle | SPP_WEST | Arkansas | Franklin | 61 | 1963 | 9999 |  |  |  | 0.75717 | NEI 2019
Thomas Fitzhugh | 201_G_2 | 201 | G | 2 | 88375 | Combined Cycle | SPP_WEST | Arkansas | Franklin | 101 | 2002 | 9999 | 2019 | 96.5079 | 194428 | 0.75717 | NEI 2019
Sleepy Eye | 2011_G_1A | 2011 | G | 1A |  | Combustion Turbine | MIS_MNWI | Minnesota | Brown | 1.8 | 1999 | 9999 |  |  |  | 7.2573 | Default Emission Factor
Sleepy Eye | 2011_G_5 | 2011 | G | 5 |  | Combustion Turbine | MIS_MNWI | Minnesota | Brown | 1.8 | 1996 | 9999 |  |  |  | 7.2573 | Default Emission Factor
Sleepy Eye | 2011_G_6 | 2011 | G | 6 |  | Combustion Turbine | MIS_MNWI | Minnesota | Brown | 2 | 2009 | 9999 |  |  |  | 7.2573 | Default Emission Factor
Sleepy Eye | 2011_G_7 | 2011 | G | 7 |  | Combustion Turbine | MIS_MNWI | Minnesota | Brown | 2 | 2009 | 9999 |  |  |  | 7.2573 | Default Emission Factor
Sleepy Eye | 2011_G_IC4 | 2011 | G | IC4 |  | Combustion Turbine | MIS_MNWI | Minnesota | Brown | 1.8 | 1995 | 9999 |  |  |  | 7.2573 | Default Emission Factor
Sleepy Eye | 2011_G_NEW | 2011 | G | NEW |  | Combustion Turbine | MIS_MNWI | Minnesota | Brown | 1.8 | 2001 | 9999 |  |  |  | 7.2573 | Default Emission Factor
Springfield (MN) | 2012_G_5 | 2012 | G | 5 |  | Combustion Turbine | MIS_IA | Minnesota | Brown | 1.8 | 1994 | 9999 |  |  |  | 7.2573 | Default Emission Factor
Springfield (MN) | 2012_G_6 | 2012 | G | 6 |  | Combustion Turbine | MIS_IA | Minnesota | Brown | 1.8 | 1996 | 9999 |  |  |  | 7.2573 | Default Emission Factor
Springfield (MN) | 2012_G_7 | 2012 | G | 7 |  | Combustion Turbine | MIS_IA | Minnesota | Brown | 1.8 | 1998 | 9999 |  |  |  | 7.2573 | Default Emission Factor
Springfield (MN) | 2012_G_8 | 2012 | G | 8 |  | Combustion Turbine | MIS_IA | Minnesota | Brown | 1.8 | 1998 | 9999 |  |  |  | 7.2573 | Default Emission Factor
Springfield (MN) | 2012_G_9 | 2012 | G | 9 |  | Combustion Turbine | MIS_IA | Minnesota | Brown | 1.8 | 2001 | 9999 |  |  |  | 7.2573 | Default Emission Factor
Spring Valley | 2013_G_2 | 2013 | G | 2 |  | Combustion Turbine | MIS_MNWI | Minnesota | Fillmore | 1.1 | 1952 | 9999 |  |  |  | 3.2013 | Default Emission Factor
Spring Valley | 2013_G_3 | 2013 | G | 3 |  | Combustion Turbine | MIS_MNWI | Minnesota | Fillmore | 2 | 1960 | 9999 |  |  |  | 3.2013 | Default Emission Factor
Spring Valley | 2013_G_4 | 2013 | G | 4 |  | Combustion Turbine | MIS_MNWI | Minnesota | Fillmore | 2 | 2009 | 9999 |  |  |  | 7.2573 | Default Emission Factor
Spring Valley | 2013_G_5 | 2013 | G | 5 |  | Combustion Turbine | MIS_MNWI | Minnesota | Fillmore | 2 | 2009 | 9999 |  |  |  | 7.2573 | Default Emission Factor
Thief River Falls | 2014_G_IC1 | 2014 | G | IC1 |  | Combustion Turbine | MIS_MNWI | Minnesota | Pennington | 1.9 | 1956 | 9999 |  |  |  | 7.2573 | Default Emission Factor
Thief River Falls | 2014_G_IC2 | 2014 | G | IC2 |  | Combustion Turbine | MIS_MNWI | Minnesota | Pennington | 1 | 1952 | 9999 |  |  |  | 7.2573 | Default Emission Factor
Thief River Falls | 2014_G_IC3A | 2014 | G | IC3A |  | Combustion Turbine | MIS_MNWI | Minnesota | Pennington | 1.2 | 2001 | 9999 |  |  |  | 7.2573 | Default Emission Factor
Thief River Falls | 2014_G_IC4 | 2014 | G | IC4 |  | Combustion Turbine | MIS_MNWI | Minnesota | Pennington | 1.2 | 1948 | 9999 |  |  |  | 7.2573 | Default Emission Factor
Truman | 2015_G_3 | 2015 | G | 3 |  | Combustion Turbine | MIS_MNWI | Minnesota | Martin | 2 | 1975 | 9999 |  |  |  | 3.2013 | Default Emission Factor
Truman | 2015_G_6 | 2015 | G | 6 |  | Combustion Turbine | MIS_MNWI | Minnesota | Martin | 1.8 | 1997 | 9999 |  |  |  | 7.2573 | Default Emission Factor
Truman | 2015_G_7 | 2015 | G | 7 |  | Combustion Turbine | MIS_MNWI | Minnesota | Martin | 2.2 | 2005 | 9999 |  |  |  | 7.2573 | Default Emission Factor
Wells IC | 2020_G_1 | 2020 | G | 1 |  | Combustion Turbine | MIS_MNWI | Minnesota | Faribault | 1.3 | 1953 | 9999 |  |  |  | 3.2013 | Default Emission Factor
Wells IC | 2020_G_2 | 2020 | G | 2 |  | Combustion Turbine | MIS_MNWI | Minnesota | Faribault | 1.3 | 1957 | 9999 |  |  |  | 3.2013 | Default Emission Factor
Wells IC | 2020_G_4 | 2020 | G | 4 |  | Combustion Turbine | MIS_MNWI | Minnesota | Faribault | 2.1 | 1966 | 9999 |  |  |  | 3.2013 | Default Emission Factor
Wells IC | 2020_G_5 | 2020 | G | 5 |  | Combustion Turbine | MIS_MNWI | Minnesota | Faribault | 2.3 | 1975 | 9999 |  |  |  | 3.2013 | Default Emission Factor
Westbrook | 2021_G_5 | 2021 | G | 5 |  | Combustion Turbine | MIS_IA | Minnesota | Cottonwood | 2 | 2003 | 9999 |  |  |  | 7.2573 | Default Emission Factor
Windom | 2023_G_CAT2 | 2023 | G | CAT2 |  | Combustion Turbine | MIS_IA | Minnesota | Cottonwood | 1.7 | 2001 | 9999 |  |  |  | 7.2573 | Default Emission Factor
Windom | 2023_G_CAT3 | 2023 | G | CAT3 |  | Combustion Turbine | MIS_IA | Minnesota | Cottonwood | 1.7 | 2001 | 9999 |  |  |  | 7.2573 | Default Emission Factor
Windom | 2023_G_CAT4 | 2023 | G | CAT4 |  | Combustion Turbine | MIS_IA | Minnesota | Cottonwood | 1.7 | 2001 | 9999 |  |  |  | 7.2573 | Default Emission Factor
Windom | 2023_G_GT1 | 2023 | G | GT1 |  | Combustion Turbine | MIS_IA | Minnesota | Cottonwood | 2.5 | 1980 | 9999 |  |  |  | 0.75865 | Default Emission Factor
Worthington | 2024_G_1 | 2024 | G | 1 |  | Combustion Turbine | MIS_MNWI | Minnesota | Nobles | 2 | 2002 | 9999 | 2017 | 0.01061 | 8.7143 | 2.4351 | NEI 2019
Worthington | 2024_G_2 | 2024 | G | 2 |  | Combustion Turbine | MIS_MNWI | Minnesota | Nobles | 2 | 2002 | 9999 | 2017 | 0.01061 | 8.7143 | 2.4351 | NEI 2019
Worthington | 2024_G_3 | 2024 | G | 3 |  | Combustion Turbine | MIS_MNWI | Minnesota | Nobles | 2 | 2002 | 9999 | 2017 | 0.01061 | 8.7143 | 2.4351 | NEI 2019
Worthington | 2024_G_4 | 2024 | G | 4 |  | Combustion Turbine | MIS_MNWI | Minnesota | Nobles | 2 | 2002 | 9999 | 2017 | 0.01061 | 8.7143 | 2.4351 | NEI 2019
Worthington | 2024_G_5 | 2024 | G | 5 |  | Combustion Turbine | MIS_MNWI | Minnesota | Nobles | 2 | 2002 | 9999 | 2017 | 0.01061 | 8.7143 | 2.4351 | NEI 2019
Worthington | 2024_G_6 | 2024 | G | 6 |  | Combustion Turbine | MIS_MNWI | Minnesota | Nobles | 2 | 2002 | 9999 | 2017 | 0.01061 | 8.7143 | 2.4351 | NEI 2019
Worthington | 2024_G_7 | 2024 | G | 7 |  | Combustion Turbine | MIS_MNWI | Minnesota | Nobles | 2 | 2002 | 9999 | 2019 | 0.01061 | 81.8571 | 0.25923 | NEI 2019
Cambridge CT | 2038_G_GT1 | 2038 | G | GT1 | 90190 | Combustion Turbine | MIS_MNWI | Minnesota | Isanti | 23 | 1978 | 9999 | 2017 | 0.009364 | 2858.6456 | 0.00655 | NEI 2019
Cambridge CT | 2038_G_GT2 | 2038 | G | GT2 | 89651 | Combustion Turbine | MIS_MNWI | Minnesota | Isanti | 154.2 | 2007 | 9999 |  |  |  | 0.72922 | Default Emission Factor
Elk River | 2039_G_CT | 2039 | G | CT | 90432 | Combustion Turbine | MIS_MNWI | Minnesota | Sherburne | 196.5 | 2009 | 9999 | 2019 | 12.6 | 16205 | 1.5551 | NEI 2019
Maple Lake | 2042_G_5A | 2042 | G | 5A | 90189 | Combustion Turbine | MIS_MNWI | Minnesota | Wright | 21.4 | 1978 | 9999 | 2017 | 0.006848 | 260 | 0.05268 | NEI 2019
Chevron Oil | 2047_G_1 | 2047 | G | 1 |  | Combustion Turbine | S_SOU | Mississippi | Jackson | 15 | 1967 | 9999 | 2019 | 77.25 | 122738.5227 | 1.2588 | NEI 2019
Chevron Oil | 2047_G_2 | 2047 | G | 2 |  | Combustion Turbine | S_SOU | Mississippi | Jackson | 15 | 1967 | 9999 | 2017 | 59.56 | 120706.0227 | 0.98686 | NEI 2019
Chevron Oil | 2047_G_3 | 2047 | G | 3 |  | Combustion Turbine | S_SOU | Mississippi | Jackson | 16 | 1971 | 9999 | 2017 | 103.56 | 128753.0909 | 1.6087 | NEI 2019
Chevron Oil | 2047_G_4 | 2047 | G | 4 |  | Combustion Turbine | S_SOU | Mississippi | Jackson | 16 | 1971 | 9999 | 2019 | 86.33 | 130921.0909 | 1.3188 | NEI 2019
Chevron Oil | 2047_G_5 | 2047 | G | 5 | 1285 | Combustion Turbine | S_SOU | Mississippi | Jackson | 70 | 1994 | 9999 | 2019 | 264.4173 | 572779.7727 | 0.92328 | NEI 2019
Sweatt | 2048_G_A | 2048 | G | A | 90050 | Combustion Turbine | S_SOU | Mississippi | Lauderdale | 32 | 1971 | 9999 | 2019 | 1.39 | 6202 | 0.44824 | NEI 2019
Jack Watson | 2049_G_A | 2049 | G | A | 90051 | Combustion Turbine | S_SOU | Mississippi | Harrison | 33 | 1970 | 9999 | 2019 | 9.9 | 4179 | 4.738 | NEI 2019
L L Wilkins | 2059_G_6 | 2059 | G | 6 |  | Combined Cycle | MIS_MS | Mississippi | Coahoma | 6.8 | 1996 | 9999 |  |  |  | 1.3514 | NEI 2019
L L Wilkins | 2059_G_7 | 2059 | G | 7 |  | Combined Cycle | MIS_MS | Mississippi | Coahoma | 7.5 | 1961 | 9999 |  |  |  | 1.3514 | NEI 2019
L L Wilkins | 2059_G_8 | 2059 | G | 8 |  | Combined Cycle | MIS_MS | Mississippi | Coahoma | 13.2 | 1965 | 9999 | 2017 | 0.05 | 74 | 1.3514 | NEI 2019
L L Wilkins | 2059_G_9 | 2059 | G | 9 |  | Combined Cycle | MIS_MS | Mississippi | Coahoma | 22 | 1971 | 9999 |  |  |  | 0.14766 | Default Emission Factor
Yazoo | 2067_G_2 | 2067 | G | 2 |  | Combined Cycle | MIS_MS | Mississippi | Yazoo | 5.6 | 1945 | 9999 |  |  |  | 1.1899 | NEI 2019
Yazoo | 2067_G_3 | 2067 | G | 3 |  | Combined Cycle | MIS_MS | Mississippi | Yazoo | 13 | 1954 | 9999 |  |  |  | 1.1899 | NEI 2019
Yazoo | 2067_G_GT1 | 2067 | G | GT1 |  | Combined Cycle | MIS_MS | Mississippi | Yazoo | 14.7 | 1968 | 9999 | 2019 | 0.26 | 437 | 1.1899 | NEI 2019
Moselle | 2070_G_1 | 2070 | G | 1 |  | Combined Cycle | MIS_MS | Mississippi | Jones | 59 | 1970 | 9999 |  |  |  | 0.14766 | Default Emission Factor
Moselle | 2070_G_2 | 2070 | G | 2 |  | Combined Cycle | MIS_MS | Mississippi | Jones | 59 | 1970 | 9999 |  |  |  | 0.14766 | Default Emission Factor
Moselle | 2070_G_4 | 2070 | G | 4 | 1303 | Combustion Turbine | MIS_MS | Mississippi | Jones | 75 | 1997 | 9999 | 2019 | 15.0737 | 29074.5 | 1.0369 | NEI 2019
Moselle | 2070_G_5 | 2070 | G | 5 | 1304 | Combustion Turbine | MIS_MS | Mississippi | Jones | 75 | 2006 | 9999 | 2019 | 14.373 | 29074.5 | 0.98871 | NEI 2019
Moselle | 2070_G_GTG1 | 2070 | G | GTG1 | 90671 | Combined Cycle | MIS_MS | Mississippi | Jones | 75 | 2012 | 9999 |  |  |  | 0.14766 | Default Emission Factor
Moselle | 2070_G_GTG2 | 2070 | G | GTG2 | 90672 | Combined Cycle | MIS_MS | Mississippi | Jones | 75 | 2012 | 9999 |  |  |  | 0.14766 | Default Emission Factor
Hawthorn | 2079_G_6 | 2079 | G | 6 | 1319 | Combined Cycle | SPP_N | Missouri | Jackson | 124.1 | 1997 | 9999 |  |  |  | 0.01078 | NEI 2019
Hawthorn | 2079_G_7 | 2079 | G | 7 | 1317 | Combustion Turbine | SPP_N | Missouri | Jackson | 78.1 | 2000 | 9999 | 2019 | 13.9378 | 40847.4924 | 0.68243 | NEI 2019
Hawthorn | 2079_G_8 | 2079 | G | 8 | 1318 | Combustion Turbine | SPP_N | Missouri | Jackson | 79.1 | 2000 | 9999 | 2019 | 26.8246 | 41370.5076 | 1.2968 | NEI 2019
Hawthorn | 2079_G_9 | 2079 | G | 9 | 1319 | Combined Cycle | SPP_N | Missouri | Jackson | 110.4 | 2000 | 9999 | 2019 | 0.5196 | 26852 | 0.01078 | NEI 2019
Northeast (MO) | 2081_G_11 | 2081 | G | 11 | 90053 | Combustion Turbine | SPP_N | Missouri | Jackson | 46.7 | 1972 | 9999 | 2019 | 0.0364 | 301.0609 | 0.24181 | NEI 2019
Northeast (MO) | 2081_G_12 | 2081 | G | 12 | 90054 | Combustion Turbine | SPP_N | Missouri | Jackson | 40.9 | 1972 | 9999 | 2019 | 0.0226 | 263.6701 | 0.17143 | NEI 2019
Northeast (MO) | 2081_G_15 | 2081 | G | 15 | 90057 | Combustion Turbine | SPP_N | Missouri | Jackson | 52.9 | 1976 | 2024 | 2019 | 0.0376 | 341.0305 | 0.22051 | NEI 2019
Northeast (MO) | 2081_G_16 | 2081 | G | 16 | 90058 | Combustion Turbine | SPP_N | Missouri | Jackson | 52.8 | 1976 | 2024 | 2019 | 0.0351 | 340.3858 | 0.20624 | NEI 2019
Northeast (MO) | 2081_G_17 | 2081 | G | 17 | 90059 | Combustion Turbine | SPP_N | Missouri | Jackson | 53.2 | 1977 | 2025 | 2019 | 0.0432 | 342.9645 | 0.25192 | NEI 2019
Northeast (MO) | 2081_G_18 | 2081 | G | 18 | 90060 | Combustion Turbine | SPP_N | Missouri | Jackson | 52.2 | 1977 | 2025 | 2019 | 0.0333 | 336.5178 | 0.19791 | NEI 2019
Northeast (MO) | 2081_G_19 | 2081 | G | 19 |  | Combustion Turbine | SPP_N | Missouri | Jackson | 2 | 1985 | 9999 |  |  |  | 7.2573 | Default Emission Factor
Fairgrounds | 2082_G_1 | 2082 | G | 1 | 90097 | Combustion Turbine | MIS_MO | Missouri | Cole | 54 | 1974 | 9999 |  |  |  | 0.75865 | Default Emission Factor
Ralph Green | 2092_G_3 | 2092 | G | 3 | 90004 | Combustion Turbine | SPP_N | Missouri | Cass | 70.9 | 1981 | 9999 | 2019 | 3.1116 | 8007 | 0.77722 | NEI 2019
Lake Road (MO) | 2098_G_6 | 2098 | G | 6 | 1327 | Combustion Turbine | SPP_N | Missouri | Buchanan | 20.9 | 1989 | 9999 | 2019 | 7.2821 | 2268.0221 | 6.4215 | NEI 2019
Lake Road (MO) | 2098_G_7 | 2098 | G | 7 |  | Combustion Turbine | SPP_N | Missouri | Buchanan | 21.1 | 1990 | 9999 | 2019 | 0.0113 | 2289.7257 | 0.00987 | NEI 2019
Meramec | 2104_G_GT2 | 2104 | G | GT2 | 89685 | Combustion Turbine | MIS_MO | Missouri | St Louis | 45 | 2000 | 9999 | 2019 | 0.076 | 4035 | 0.03767 | NEI 2019
Butler Municipal Power Plant | 2115_G_5 | 2115 | G | 5 |  | Combustion Turbine | SPP_N | Missouri | Bates | 1 | 1959 | 9999 |  |  |  | 7.2573 | Default Emission Factor
Butler Municipal Power Plant | 2115_G_IC6 | 2115 | G | IC6 |  | Combustion Turbine | SPP_N | Missouri | Bates | 1.1 | 1965 | 9999 |  |  |  | 7.2573 | Default Emission Factor
Butler Municipal Power Plant | 2115_G_NG1 | 2115 | G | NG1 |  | Combustion Turbine | SPP_N | Missouri | Bates | 1.8 | 2000 | 9999 | 2017 | 0.0093 | 8.3918 | 2.2164 | NEI 2019
Butler Municipal Power Plant | 2115_G_NG2 | 2115 | G | NG2 |  | Combustion Turbine | SPP_N | Missouri | Bates | 1.8 | 2000 | 9999 | 2017 | 0.0103 | 8.3918 | 2.4548 | NEI 2019
Butler Municipal Power Plant | 2115_G_SG1 | 2115 | G | SG1 |  | Combustion Turbine | SPP_N | Missouri | Bates | 1.8 | 2000 | 9999 | 2017 | 0.0121 | 8.3918 | 2.8838 | NEI 2019
Butler Municipal Power Plant | 2115_G_SG2 | 2115 | G | SG2 |  | Combustion Turbine | SPP_N | Missouri | Bates | 1.8 | 2000 | 9999 | 2019 | 0.0123 | 12.4078 | 1.9826 | NEI 2019
Carrollton | 2120_G_10 | 2120 | G | 10 |  | Combustion Turbine | SPP_N | Missouri | Carroll | 6 | 1972 | 9999 |  |  |  | 3.2013 | Default Emission Factor
Carrollton | 2120_G_11 | 2120 | G | 11 |  | Combustion Turbine | SPP_N | Missouri | Carroll | 1.8 | 2001 | 9999 |  |  |  | 7.2573 | Default Emission Factor
Carrollton | 2120_G_3 | 2120 | G | 3 |  | Combustion Turbine | SPP_N | Missouri | Carroll | 1.8 | 1947 | 9999 |  |  |  | 3.2013 | Default Emission Factor
Carrollton | 2120_G_7 | 2120 | G | 7 |  | Combustion Turbine | SPP_N | Missouri | Carroll | 2.5 | 1959 | 9999 |  |  |  | 3.2013 | Default Emission Factor
Carrollton | 2120_G_8 | 2120 | G | 8 |  | Combustion Turbine | SPP_N | Missouri | Carroll | 3.7 | 1966 | 9999 |  |  |  | 3.2013 | Default Emission Factor
Carrollton | 2120_G_9 | 2120 | G | 9 |  | Combustion Turbine | SPP_N | Missouri | Carroll | 3.7 | 1970 | 9999 |  |  |  | 3.2013 | Default Emission Factor
Carthage | 2121_G_10 | 2121 | G | 10 |  | Combustion Turbine | SPP_WEST | Missouri | Jasper | 6 | 1965 | 9999 |  |  |  | 3.2013 | Default Emission Factor
Carthage | 2121_G_11 | 2121 | G | 11 |  | Combustion Turbine | SPP_WEST | Missouri | Jasper | 4 | 1970 | 9999 |  |  |  | 3.2013 | Default Emission Factor
Carthage | 2121_G_12 | 2121 | G | 12 |  | Combustion Turbine | SPP_WEST | Missouri | Jasper | 4 | 1971 | 9999 |  |  |  | 3.2013 | Default Emission Factor
Carthage | 2121_G_13 | 2121 | G | 13 |  | Combustion Turbine | SPP_WEST | Missouri | Jasper | 5.5 | 1976 | 9999 |  |  |  | 3.2013 | Default Emission Factor
Carthage | 2121_G_14 | 2121 | G | 14 |  | Combustion Turbine | SPP_WEST | Missouri | Jasper | 5.5 | 1976 | 9999 |  |  |  | 3.2013 | Default Emission Factor
Carthage | 2121_G_6 | 2121 | G | 6 |  | Combustion Turbine | SPP_WEST | Missouri | Jasper | 2 | 1946 | 9999 |  |  |  | 3.2013 | Default Emission Factor
Carthage | 2121_G_7 | 2121 | G | 7 |  | Combustion Turbine | SPP_WEST | Missouri | Jasper | 2.2 | 1949 | 9999 |  |  |  | 3.2013 | Default Emission Factor
Carthage | 2121_G_8 | 2121 | G | 8 |  | Combustion Turbine | SPP_WEST | Missouri | Jasper | 2.5 | 1952 | 9999 |  |  |  | 3.2013 | Default Emission Factor
Carthage | 2121_G_9 | 2121 | G | 9 |  | Combustion Turbine | SPP_WEST | Missouri | Jasper | 4 | 1957 | 9999 |  |  |  | 3.2013 | Default Emission Factor
Chillicothe | 2122_G_D1 | 2122 | G | D1 |  | Combustion Turbine | MIS_MO | Missouri | Livingston | 2 | 2003 | 9999 |  |  |  | 0.07692 | NEI 2019
Chillicothe | 2122_G_D2 | 2122 | G | D2 |  | Combustion Turbine | MIS_MO | Missouri | Livingston | 2 | 2003 | 9999 |  |  |  | 0.07692 | NEI 2019
Chillicothe | 2122_G_D3 | 2122 | G | D3 |  | Combustion Turbine | MIS_MO | Missouri | Livingston | 2 | 2003 | 9999 |  |  |  | 0.07692 | NEI 2019
Chillicothe | 2122_G_D4 | 2122 | G | D4 |  | Combustion Turbine | MIS_MO | Missouri | Livingston | 2 | 2003 | 9999 |  |  |  | 0.07692 | NEI 2019
Chillicothe | 2122_G_D5 | 2122 | G | D5 |  | Combustion Turbine | MIS_MO | Missouri | Livingston | 2 | 2003 | 9999 | 2019 | 0.002 | 52 | 0.07692 | NEI 2019
Chillicothe | 2122_G_GT1 | 2122 | G | GT1 | 90005 | Combustion Turbine | MIS_MO | Missouri | Livingston | 40 | 1986 | 9999 |  |  |  | 0.72922 | Default Emission Factor
Chillicothe | 2122_G_GT2 | 2122 | G | GT2 | 90006 | Combustion Turbine | MIS_MO | Missouri | Livingston | 40 | 1986 | 9999 |  |  |  | 0.72922 | Default Emission Factor
Columbia (MO) | 2123_G_6 | 2123 | G | 6 |  | Combustion Turbine | MIS_MO | Missouri | Boone | 12.5 | 1963 | 9999 | 2019 | 0.3764 | 476 | 1.5815 | NEI 2019
Columbia (MO) | 2123_G_DAN1 | 2123 | G | DAN1 |  | Combustion Turbine | MIS_MO | Missouri | Boone | 2 | 2004 | 9999 |  |  |  | 7.2573 | Default Emission Factor
Columbia (MO) | 2123_G_LF1 | 2123 | G | LF1 |  | Landfill Gas | MIS_MO | Missouri | Boone | 1 | 2008 | 9999 |  |  |  | 8.0181 | Default Emission Factor
Columbia (MO) | 2123_G_LF2 | 2123 | G | LF2 |  | Landfill Gas | MIS_MO | Missouri | Boone | 1 | 2008 | 9999 |  |  |  | 8.0181 | Default Emission Factor
Columbia (MO) | 2123_G_LF3 | 2123 | G | LF3 |  | Landfill Gas | MIS_MO | Missouri | Boone | 1 | 2013 | 9999 |  |  |  | 8.0181 | Default Emission Factor
Columbia (MO) | 2123_G_SF1 | 2123 | G | SF1 |  | Combustion Turbine | MIS_MO | Missouri | Boone | 1 | 2008 | 9999 |  |  |  | 7.2573 | Default Emission Factor
Columbia (MO) | 2123_G_SF2 | 2123 | G | SF2 |  | Combustion Turbine | MIS_MO | Missouri | Boone | 1 | 2008 | 9999 |  |  |  | 7.2573 | Default Emission Factor
Columbia (MO) | 2123_G_SH1 | 2123 | G | SH1 |  | Combustion Turbine | MIS_MO | Missouri | Boone | 1.3 | 2002 | 9999 |  |  |  | 7.2573 | Default Emission Factor
Columbia (MO) | 2123_G_SH2 | 2123 | G | SH2 |  | Combustion Turbine | MIS_MO | Missouri | Boone | 1.3 | 2002 | 9999 |  |  |  | 7.2573 | Default Emission Factor
Columbia (MO) | 2123_G_WTP1 | 2123 | G | WTP1 |  | Combustion Turbine | MIS_MO | Missouri | Boone | 2 | 2004 | 9999 |  |  |  | 7.2573 | Default Emission Factor
Columbia (MO) | 2123_G_WTP2 | 2123 | G | WTP2 |  | Combustion Turbine | MIS_MO | Missouri | Boone | 2 | 2004 | 9999 |  |  |  | 7.2573 | Default Emission Factor
Fulton (MO) | 2126_G_GT4 | 2126 | G | GT4 |  | Combustion Turbine | MIS_MO | Missouri | Callaway | 15 | 1972 | 9999 |  |  |  | 0.72922 | Default Emission Factor
Fulton (MO) | 2126_G_IC1 | 2126 | G | IC1 |  | Combustion Turbine | MIS_MO | Missouri | Callaway | 4.1 | 1966 | 9999 |  |  |  | 3.2013 | Default Emission Factor
Fulton (MO) | 2126_G_IC3 | 2126 | G | IC3 |  | Combustion Turbine | MIS_MO | Missouri | Callaway | 6.2 | 1975 | 9999 |  |  |  | 3.2013 | Default Emission Factor
Gallatin (MO) | 2127_G_2A | 2127 | G | 2A |  | Combustion Turbine | S_D_AECI | Missouri | Daviess | 1 | 1993 | 9999 |  |  |  | 7.2573 | Default Emission Factor
Gallatin (MO) | 2127_G_3A | 2127 | G | 3A |  | Combustion Turbine | S_D_AECI | Missouri | Daviess | 1 | 1993 | 9999 |  |  |  | 7.2573 | Default Emission Factor
Gallatin (MO) | 2127_G_IC4 | 2127 | G | IC4 |  | Combustion Turbine | S_D_AECI | Missouri | Daviess | 2.5 | 1983 | 9999 |  |  |  | 7.2573 | Default Emission Factor
Gallatin (MO) | 2127_G_IC6 | 2127 | G | IC6 |  | Combustion Turbine | S_D_AECI | Missouri | Daviess | 2.5 | 1977 | 9999 |  |  |  | 7.2573 | Default Emission Factor
Higginsville | 2131_G_4 | 2131 | G | 4 | 88446 | Combustion Turbine | SPP_N | Missouri | Lafayette | 37.5 | 1996 | 9999 | 2019 | 0.5349 | 5184 | 0.20637 | NEI 2019
Higginsville | 2131_G_5 | 2131 | G | 5 |  | Combustion Turbine | SPP_N | Missouri | Lafayette | 1.2 | 2004 | 9999 | 2017 | 0.0088 | 4.4211 | 3.9809 | NEI 2019
Higginsville | 2131_G_6 | 2131 | G | 6 |  | Combustion Turbine | SPP_N | Missouri | Lafayette | 4.5 | 2004 | 9999 | 2019 | 0.0047 | 4.7368 | 1.9844 | NEI 2019
Jackson Square | 2134_G_1 | 2134 | G | 1 |  | Combustion Turbine | SPP_N | Missouri | Jackson | 15 | 1969 | 9999 | 2019 | 0.024 | 435 | 0.11035 | NEI 2019
Jackson Square | 2134_G_2 | 2134 | G | 2 |  | Combustion Turbine | SPP_N | Missouri | Jackson | 15 | 1969 | 9999 | 2019 | 0.0135 | 435 | 0.06207 | NEI 2019
Station H | 2135_G_1 | 2135 | G | 1 |  | Combustion Turbine | SPP_N | Missouri | Jackson | 19 | 1972 | 9999 | 2019 | 4.7267 | 4561.4615 | 2.0724 | NEI 2019
Station I | 2136_G_1 | 2136 | G | 1 |  | Combustion Turbine | SPP_N | Missouri | Jackson | 19 | 1972 | 9999 | 2019 | 0.0228 | 623.5 | 0.07314 | NEI 2019
Station I | 2136_G_2 | 2136 | G | 2 |  | Combustion Turbine | SPP_N | Missouri | Jackson | 19 | 1972 | 9999 | 2019 | 0.028 | 623.5 | 0.08982 | NEI 2019
Jackson (MO) | 2137_G_10 | 2137 | G | 10 |  | Combustion Turbine | MIS_MO | Missouri | Cape Girardeau | 2 | 2006 | 9999 |  |  |  | 7.2573 | Default Emission Factor
Jackson (MO) | 2137_G_11 | 2137 | G | 11 |  | Combustion Turbine | MIS_MO | Missouri | Cape Girardeau | 2 | 2006 | 9999 |  |  |  | 7.2573 | Default Emission Factor
Jackson (MO) | 2137_G_12 | 2137 | G | 12 |  | Combustion Turbine | MIS_MO | Missouri | Cape Girardeau | 2 | 2006 | 9999 |  |  |  | 7.2573 | Default Emission Factor
Jackson (MO) | 2137_G_3 | 2137 | G | 3 |  | Combustion Turbine | MIS_MO | Missouri | Cape Girardeau | 1 | 1963 | 9999 |  |  |  | 3.2013 | Default Emission Factor
Jackson (MO) | 2137_G_4 | 2137 | G | 4 |  | Combustion Turbine | MIS_MO | Missouri | Cape Girardeau | 1 | 1963 | 9999 |  |  |  | 3.2013 | Default Emission Factor
Jackson (MO) | 2137_G_5 | 2137 | G | 5 |  | Combustion Turbine | MIS_MO | Missouri | Cape Girardeau | 0.6 | 1936 | 9999 |  |  |  | 7.2573 | Default Emission Factor
Jackson (MO) | 2137_G_6 | 2137 | G | 6 |  | Combustion Turbine | MIS_MO | Missouri | Cape Girardeau | 1 | 1946 | 9999 |  |  |  | 7.2573 | Default Emission Factor
Jackson (MO) | 2137_G_7 | 2137 | G | 7 |  | Combustion Turbine | MIS_MO | Missouri | Cape Girardeau | 6.5 | 1973 | 9999 | 2017 | 0.1726 | 31.6008 | 10.9238 | NEI 2019
Jackson (MO) | 2137_G_8 | 2137 | G | 8 |  | Combustion Turbine | MIS_MO | Missouri | Cape Girardeau | 6.5 | 1973 | 9999 |  |  |  | 3.2013 | Default Emission Factor
Jackson (MO) | 2137_G_9 | 2137 | G | 9 |  | Combustion Turbine | MIS_MO | Missouri | Cape Girardeau | 2.7 | 1983 | 9999 |  |  |  | 3.2013 | Default Emission Factor
Kahoka | 2138_G_10 | 2138 | G | 10 |  | Combustion Turbine | MIS_MO | Missouri | Clark | 1.1 | 1999 | 9999 |  |  |  | 7.2573 | Default Emission Factor
Kahoka | 2138_G_11 | 2138 | G | 11 |  | Combustion Turbine | MIS_MO | Missouri | Clark | 1.1 | 1999 | 9999 |  |  |  | 7.2573 | Default Emission Factor
Kahoka | 2138_G_12 | 2138 | G | 12 |  | Combustion Turbine | MIS_MO | Missouri | Clark | 1.1 | 1999 | 9999 |  |  |  | 7.2573 | Default Emission Factor
Kahoka | 2138_G_3 | 2138 | G | 3 |  | Combustion Turbine | MIS_MO | Missouri | Clark | 0.2 | 1941 | 9999 |  |  |  | 7.2573 | Default Emission Factor
Kahoka | 2138_G_6 | 2138 | G | 6 |  | Combustion Turbine | MIS_MO | Missouri | Clark | 0.7 | 1952 | 9999 |  |  |  | 7.2573 | Default Emission Factor
Kahoka | 2138_G_7 | 2138 | G | 7 |  | Combustion Turbine | MIS_MO | Missouri | Clark | 0.7 | 1956 | 9999 |  |  |  | 3.2013 | Default Emission Factor
Kahoka | 2138_G_8 | 2138 | G | 8 |  | Combustion Turbine | MIS_MO | Missouri | Clark | 1.4 | 1969 | 9999 |  |  |  | 3.2013 | Default Emission Factor
Kahoka | 2138_G_9 | 2138 | G | 9 |  | Combustion Turbine | MIS_MO | Missouri | Clark | 0.8 | 1982 | 9999 |  |  |  | 3.2013 | Default Emission Factor
Kennett | 2139_G_10 | 2139 | G | 10 |  | Combustion Turbine | SPP_WEST | Missouri | Dunklin | 5.6 | 1971 | 9999 | 2019 | 0.4518 | 387.0355 | 2.3347 | NEI 2019
Kennett | 2139_G_11 | 2139 | G | 11 |  | Combustion Turbine | SPP_WEST | Missouri | Dunklin | 5.6 | 1975 | 9999 |  |  |  | 3.2013 | Default Emission Factor
Kennett | 2139_G_12 | 2139 | G | 12 |  | Combustion Turbine | SPP_WEST | Missouri | Dunklin | 5.7 | 2001 | 9999 | 2019 | 0.1966 | 393.9468 | 0.9981 | NEI 2019
Kennett | 2139_G_13 | 2139 | G | 13 |  | Combustion Turbine | SPP_WEST | Missouri | Dunklin | 5.7 | 2001 | 9999 | 2019 | 0.2225 | 393.9468 | 1.1296 | NEI 2019
Kennett | 2139_G_9 | 2139 | G | 9 |  | Combustion Turbine | SPP_WEST | Missouri | Dunklin | 5.6 | 1965 | 9999 |  |  |  | 3.2013 | Default Emission Factor
La Plata | 2140_G_1 | 2140 | G | 1 |  | Combustion Turbine | S_D_AECI | Missouri | Macon | 1.7 | 2013 | 9999 |  |  |  | 7.2573 | Default Emission Factor
La Plata | 2140_G_2 | 2140 | G | 2 |  | Combustion Turbine | S_D_AECI | Missouri | Macon | 1.7 | 2013 | 9999 |  |  |  | 7.2573 | Default Emission Factor
Macon | 2141_G_4 | 2141 | G | 4 |  | Combustion Turbine | S_D_AECI | Missouri | Macon | 0.7 | 1985 | 9999 |  |  |  | 7.2573 | Default Emission Factor
Malden | 2142_G_2A | 2142 | G | 2A |  | Combustion Turbine | SPP_WEST | Missouri | Dunklin | 1.8 | 1996 | 9999 |  |  |  | 7.2573 | Default Emission Factor
Malden | 2142_G_3A | 2142 | G | 3A |  | Combustion Turbine | SPP_WEST | Missouri | Dunklin | 1.8 | 1996 | 9999 |  |  |  | 7.2573 | Default Emission Factor
Malden | 2142_G_4A | 2142 | G | 4A |  | Combustion Turbine | SPP_WEST | Missouri | Dunklin | 1.8 | 1996 | 9999 |  |  |  | 7.2573 | Default Emission Factor
Malden | 2142_G_5 | 2142 | G | 5 |  | Combustion Turbine | SPP_WEST | Missouri | Dunklin | 1.2 | 1957 | 9999 |  |  |  | 3.2013 | Default Emission Factor
Malden | 2142_G_6 | 2142 | G | 6 |  | Combustion Turbine | SPP_WEST | Missouri | Dunklin | 1.8 | 1963 | 9999 |  |  |  | 7.2573 | Default Emission Factor
Malden | 2142_G_7 | 2142 | G | 7 |  | Combustion Turbine | SPP_WEST | Missouri | Dunklin | 2.5 | 1973 | 9999 |  |  |  | 7.2573 | Default Emission Factor
Malden | 2142_G_8 | 2142 | G | 8 |  | Combustion Turbine | SPP_WEST | Missouri | Dunklin | 3.8 | 1973 | 9999 | 2019 | 0.3874 | 20.6803 | 37.4657 | NEI 2019
Marshall (MO) | 2144_G_10 | 2144 | G | 10 |  | Combustion Turbine | SPP_N | Missouri | Saline | 6.3 | 1990 | 9999 | 2019 | 0.1595 | 137.5294 | 2.3195 | NEI 2019
Marshall (MO) | 2144_G_11 | 2144 | G | 11 |  | Combustion Turbine | SPP_N | Missouri | Saline | 6.3 | 1994 | 9999 | 2019 | 0.1502 | 137.5294 | 2.1843 | NEI 2019
Marshall (MO) | 2144_G_7 | 2144 | G | 7 |  | Combustion Turbine | SPP_N | Missouri | Saline | 0.9 | 1988 | 9999 | 2019 | 0.0023 | 19.6471 | 0.23413 | NEI 2019
Marshall (MO) | 2144_G_8 | 2144 | G | 8 |  | Combustion Turbine | SPP_N | Missouri | Saline | 0.9 | 1988 | 9999 | 2019 | 0.0025 | 19.6471 | 0.25449 | NEI 2019
Marshall (MO) | 2144_G_9 | 2144 | G | 9 |  | Combustion Turbine | SPP_N | Missouri | Saline | 0.9 | 1988 | 9999 | 2019 | 0.0023 | 19.6471 | 0.23413 | NEI 2019
Marshall (MO) | 2144_G_GT1 | 2144 | G | GT1 |  | Combustion Turbine | SPP_N | Missouri | Saline | 14 | 1972 | 9999 | 2019 | 3.6456 | 6076 | 1.2 | NEI 2019
Memphis | 2145_G_1 | 2145 | G | 1 |  | Combustion Turbine | S_D_AECI | Missouri | Scotland | 0.6 | 1972 | 9999 |  |  |  | 3.2013 | Default Emission Factor
Memphis | 2145_G_10 | 2145 | G | 10 |  | Combustion Turbine | S_D_AECI | Missouri | Scotland | 1 | 1989 | 9999 |  |  |  | 7.2573 | Default Emission Factor
Memphis | 2145_G_11 | 2145 | G | 11 |  | Combustion Turbine | S_D_AECI | Missouri | Scotland | 1 | 1989 | 9999 |  |  |  | 7.2573 | Default Emission Factor
Memphis | 2145_G_12 | 2145 | G | 12 |  | Combustion Turbine | S_D_AECI | Missouri | Scotland | 0.4 | 1989 | 9999 |  |  |  | 7.2573 | Default Emission Factor
Memphis | 2145_G_13 | 2145 | G | 13 |  | Combustion Turbine | S_D_AECI | Missouri | Scotland | 1 | 1990 | 9999 |  |  |  | 7.2573 | Default Emission Factor
Memphis | 2145_G_3 | 2145 | G | 3 |  | Combustion Turbine | S_D_AECI | Missouri | Scotland | 0.2 | 1945 | 9999 |  |  |  | 7.2573 | Default Emission Factor
Memphis | 2145_G_6 | 2145 | G | 6 |  | Combustion Turbine | S_D_AECI | Missouri | Scotland | 0.9 | 1957 | 9999 |  |  |  | 7.2573 | Default Emission Factor
Memphis | 2145_G_7 | 2145 | G | 7 |  | Combustion Turbine | S_D_AECI | Missouri | Scotland | 1.1 | 1960 | 9999 |  |  |  | 7.2573 | Default Emission Factor
Memphis | 2145_G_8 | 2145 | G | 8 |  | Combustion Turbine | S_D_AECI | Missouri | Scotland | 1.3 | 1966 | 9999 |  |  |  | 3.2013 | Default Emission Factor
Memphis | 2145_G_9 | 2145 | G | 9 |  | Combustion Turbine | S_D_AECI | Missouri | Scotland | 1.3 | 1972 | 9999 |  |  |  | 3.2013 | Default Emission Factor
James River Power Station | 2161_G_GT1 | 2161 | G | GT1 | 89860 | Combustion Turbine | SPP_N | Missouri | Greene | 75 | 1989 | 9999 | 2019 | 9.2556 | 64652.4213 | 0.28632 | NEI 2019
James River Power Station | 2161_G_GT2 | 2161 | G | GT2 | 1350 | Combustion Turbine | SPP_N | Missouri | Greene | 80 | 1992 | 9999 | 2019 | 20.1794 | 68962.5827 | 0.58523 | NEI 2019
Unionville City of | 2164_G_1 | 2164 | G | 1 |  | Combustion Turbine | S_D_AECI | Missouri | Putnam | 0.6 | 1970 | 9999 |  |  |  | 7.2573 | Default Emission Factor
Unionville City of | 2164_G_2 | 2164 | G | 2 |  | Combustion Turbine | S_D_AECI | Missouri | Putnam | 1.7 | 1975 | 9999 |  |  |  | 3.2013 | Default Emission Factor
Unionville City of | 2164_G_3 | 2164 | G | 3 |  | Combustion Turbine | S_D_AECI | Missouri | Putnam | 0.2 | 1935 | 9999 |  |  |  | 7.2573 | Default Emission Factor
Unionville City of | 2164_G_4 | 2164 | G | 4 |  | Combustion Turbine | S_D_AECI | Missouri | Putnam | 0.9 | 1970 | 9999 |  |  |  | 7.2573 | Default Emission Factor
Unionville City of | 2164_G_5 | 2164 | G | 5 |  | Combustion Turbine | S_D_AECI | Missouri | Putnam | 0.3 | 1955 | 9999 |  |  |  | 7.2573 | Default Emission Factor
Unionville City of | 2164_G_6 | 2164 | G | 6 |  | Combustion Turbine | S_D_AECI | Missouri | Putnam | 0.3 | 1955 | 9999 |  |  |  | 7.2573 | Default Emission Factor
Unionville City of | 2164_G_7 | 2164 | G | 7 |  | Combustion Turbine | S_D_AECI | Missouri | Putnam | 0.9 | 1962 | 9999 |  |  |  | 7.2573 | Default Emission Factor
Unionville City of | 2164_G_8 | 2164 | G | 8 |  | Combustion Turbine | S_D_AECI | Missouri | Putnam | 1.1 | 1967 | 9999 |  |  |  | 3.2013 | Default Emission Factor
Unionville City of | 2164_G_9 | 2164 | G | 9 |  | Combustion Turbine | S_D_AECI | Missouri | Putnam | 2 | 1994 | 9999 |  |  |  | 7.2573 | Default Emission Factor
Glendive GT | 2176_G_GT1 | 2176 | G | GT1 |  | Combustion Turbine | MIS_MAPP | Montana | Dawson | 34.8 | 1979 | 9999 | 2019 | 0.3539 | 686.7076 | 1.0307 | NEI 2019
Glendive GT | 2176_G_GT-2 | 2176 | G | GT-2 | 1363 | Combustion Turbine | MIS_MAPP | Montana | Dawson | 40.1 | 2003 | 9999 | 2019 | 0.0864 | 791.2924 | 0.21838 | NEI 2019
Miles City GT | 2177_G_1 | 2177 | G | 1 |  | Combustion Turbine | MIS_MAPP | Montana | Custer | 23.6 | 1972 | 9999 | 2019 | 0.2643 | 236 | 2.2398 | NEI 2019
Old Faithful | 2196_G_1 | 2196 | G | 1 |  | Combustion Turbine | WECC_WY | Wyoming | Teton | 1 | 1979 | 9999 |  |  |  | 7.2573 | Default Emission Factor
Old Faithful | 2196_G_2 | 2196 | G | 2 |  | Combustion Turbine | WECC_WY | Wyoming | Teton | 1 | 1979 | 9999 |  |  |  | 7.2573 | Default Emission Factor
Ansley | 2214_G_2 | 2214 | G | 2 |  | Combustion Turbine | SPP_NEBR | Nebraska | Custer | 0.8 | 1976 | 2024 | 2019 | 0.00543 | 7.3846 | 1.4706 | NEI 2019
Ansley | 2214_G_3 | 2214 | G | 3 |  | Combustion Turbine | SPP_NEBR | Nebraska | Custer | 0.5 | 1969 | 9999 | 2019 | 0.0037665 | 4.6154 | 1.6322 | NEI 2019
Auburn | 2215_G_1 | 2215 | G | 1 |  | Combustion Turbine | SPP_NEBR | Nebraska | Nemaha | 2.2 | 1982 | 9999 | 2019 | 0.0026118 | 20.1143 | 0.2597 | NEI 2019
Auburn | 2215_G_2 | 2215 | G | 2 |  | Combustion Turbine | SPP_NEBR | Nebraska | Nemaha | 0.9 | 1949 | 9999 |  |  |  | 3.2013 | Default Emission Factor
Auburn | 2215_G_4A | 2215 | G | 4A |  | Combustion Turbine | SPP_NEBR | Nebraska | Nemaha | 3.7 | 1993 | 9999 | 2019 | 0.015213 | 33.8286 | 0.89939 | NEI 2019
Auburn | 2215_G_5 | 2215 | G | 5 |  | Combustion Turbine | SPP_NEBR | Nebraska | Nemaha | 3 | 1973 | 9999 | 2019 | 0.021465 | 27.4286 | 1.5651 | NEI 2019
Auburn | 2215_G_6 | 2215 | G | 6 |  | Combustion Turbine | SPP_NEBR | Nebraska | Nemaha | 2.5 | 1967 | 9999 | 2019 | 0.0088829 | 22.8571 | 0.77725 | NEI 2019
Auburn | 2215_G_7 | 2215 | G | 7 |  | Combustion Turbine | SPP_NEBR | Nebraska | Nemaha | 5.2 | 1987 | 9999 | 2019 | 0.11139 | 47.5429 | 4.6859 | NEI 2019
Arnold | 2216_G_1 | 2216 | G | 1 |  | Combustion Turbine | SPP_NEBR | Nebraska | Custer | 0.5 | 1960 | 9999 |  |  |  | 7.2573 | Default Emission Factor
Arnold | 2216_G_3 | 2216 | G | 3 |  | Combustion Turbine | SPP_NEBR | Nebraska | Custer | 0.2 | 1942 | 9999 |  |  |  | 7.2573 | Default Emission Factor
Arnold | 2216_G_4 | 2216 | G | 4 |  | Combustion Turbine | SPP_NEBR | Nebraska | Custer | 0.2 | 1946 | 9999 |  |  |  | 7.2573 | Default Emission Factor
Beaver City | 2217_G_1 | 2217 | G | 1 |  | Combustion Turbine | SPP_NEBR | Nebraska | Furnas | 0.4 | 1957 | 9999 |  |  |  | 7.2573 | Default Emission Factor
Beaver City | 2217_G_2 | 2217 | G | 2 |  | Combustion Turbine | SPP_NEBR | Nebraska | Furnas | 0.3 | 1963 | 9999 |  |  |  | 3.2013 | Default Emission Factor
Beaver City | 2217_G_3 | 2217 | G | 3 |  | Combustion Turbine | SPP_NEBR | Nebraska | Furnas | 0.2 | 1947 | 9999 |  |  |  | 7.2573 | Default Emission Factor
Beaver City | 2217_G_4 | 2217 | G | 4 |  | Combustion Turbine | SPP_NEBR | Nebraska | Furnas | 0.8 | 1967 | 9999 |  |  |  | 3.2013 | Default Emission Factor
Broken Bow | 2221_G_1 | 2221 | G | 1 |  | Combustion Turbine | SPP_NEBR | Nebraska | Custer | 0.5 | 1936 | 9999 |  |  |  | 7.2573 | Default Emission Factor
Broken Bow | 2221_G_2 | 2221 | G | 2 |  | Combustion Turbine | SPP_NEBR | Nebraska | Custer | 3.5 | 1970 | 9999 | 2019 | 0.013136 | 23.3333 | 1.126 | NEI 2019
Broken Bow | 2221_G_3 | 2221 | G | 3 |  | Combustion Turbine | SPP_NEBR | Nebraska | Custer | 0.7 | 1945 | 9999 |  |  |  | 7.2573 | Default Emission Factor
Broken Bow | 2221_G_4 | 2221 | G | 4 |  | Combustion Turbine | SPP_NEBR | Nebraska | Custer | 0.7 | 1951 | 9999 |  |  |  | 3.2013 | Default Emission Factor
Broken Bow | 2221_G_5 | 2221 | G | 5 |  | Combustion Turbine | SPP_NEBR | Nebraska | Custer | 1 | 1951 | 9999 | 2019 | 0.0031572 | 6.6667 | 0.94715 | NEI 2019
Broken Bow | 2221_G_6 | 2221 | G | 6 |  | Combustion Turbine | SPP_NEBR | Nebraska | Custer | 2 | 1961 | 9999 | 2019 | 0.007638 | 13.3333 | 1.1457 | NEI 2019
Burwell | 2222_G_1 | 2222 | G | 1 |  | Combustion Turbine | SPP_NEBR | Nebraska | Garfield | 1.4 | 1972 | 9999 | 2017 | 0.01904 | 7.5122 | 5.069 | NEI 2019
Burwell | 2222_G_2 | 2222 | G | 2 |  | Combustion Turbine | SPP_NEBR | Nebraska | Garfield | 1.1 | 1968 | 9999 | 2019 | 0.012577 | 6.9756 | 3.6059 | NEI 2019
Burwell | 2222_G_3 | 2222 | G | 3 |  | Combustion Turbine | SPP_NEBR | Nebraska | Garfield | 0.9 | 1960 | 9999 | 2019 | 0.0073364 | 5.7073 | 2.5709 | NEI 2019
Burwell | 2222_G_4 | 2222 | G | 4 |  | Combustion Turbine | SPP_NEBR | Nebraska | Garfield | 0.7 | 1955 | 9999 | 2019 | 0.0058225 | 4.439 | 2.6233 | NEI 2019
Cambridge | 2223_G_CAT1 | 2223 | G | CAT1 |  | Combustion Turbine | SPP_NEBR | Nebraska | Furnas | 2 | 2005 | 9999 |  |  |  | 7.2573 | Default Emission Factor
Cambridge | 2223_G_CAT2 | 2223 | G | CAT2 |  | Combustion Turbine | SPP_NEBR | Nebraska | Furnas | 2 | 2005 | 9999 |  |  |  | 7.2573 | Default Emission Factor
Campbell Village | 2225_G_IC4 | 2225 | G | IC4 |  | Combustion Turbine | SPP_NEBR | Nebraska | Franklin | 1 | 1983 | 9999 |  |  |  | 7.2573 | Default Emission Factor
Chappell | 2230_G_5 | 2230 | G | 5 |  | Combustion Turbine | SPP_NEBR | Nebraska | Deuel | 1 | 1982 | 9999 |  |  |  | 7.2573 | Default Emission Factor
Curtis | 2232_G_2 | 2232 | G | 2 |  | Combustion Turbine | SPP_NEBR | Nebraska | Frontier | 0.8 | 1955 | 9999 | 2019 | 0.10027 | 10.1333 | 19.7901 | NEI 2019
Curtis | 2232_G_3 | 2232 | G | 3 |  | Combustion Turbine | SPP_NEBR | Nebraska | Frontier | 1 | 1969 | 9999 | 2019 | 0.0528 | 12.6667 | 8.3368 | NEI 2019
David City | 2233_G_1 | 2233 | G | 1 |  | Combustion Turbine | SPP_NEBR | Nebraska | Butler | 1.3 | 1960 | 9999 |  |  |  | 3.2013 | Default Emission Factor
David City | 2233_G_2 | 2233 | G | 2 |  | Combustion Turbine | SPP_NEBR | Nebraska | Butler | 0.8 | 1949 | 9999 |  |  |  | 7.2573 | Default Emission Factor
David City | 2233_G_3 | 2233 | G | 3 |  | Combustion Turbine | SPP_NEBR | Nebraska | Butler | 0.9 | 1955 | 9999 |  |  |  | 3.2013 | Default Emission Factor
David City | 2233_G_4 | 2233 | G | 4 |  | Combustion Turbine | SPP_NEBR | Nebraska | Butler | 1.8 | 1966 | 9999 |  |  |  | 3.2013 | Default Emission Factor
David City | 2233_G_5 | 2233 | G | 5 |  | Combustion Turbine | SPP_NEBR | Nebraska | Butler | 1.3 | 1996 | 9999 | 2019 | 0.0041705 | 3.2874 | 2.5373 | NEI 2019
David City | 2233_G_6 | 2233 | G | 6 |  | Combustion Turbine | SPP_NEBR | Nebraska | Butler | 1.3 | 1996 | 9999 |  |  |  | 7.2573 | Default Emission Factor
David City | 2233_G_7 | 2233 | G | 7 |  | Combustion Turbine | SPP_NEBR | Nebraska | Butler | 1.3 | 1996 | 9999 |  |  |  | 7.2573 | Default Emission Factor
Deshler | 2234_G_4 | 2234 | G | 4 |  | Combustion Turbine | SPP_NEBR | Nebraska | Thayer | 0.6 | 1956 | 9999 |  |  |  | 7.2573 | Default Emission Factor
Deshler | 2234_G_5 | 2234 | G | 5 |  | Combustion Turbine | SPP_NEBR | Nebraska | Thayer | 1.1 | 1999 | 9999 |  |  |  | 7.2573 | Default Emission Factor
Emerson | 2235_G_2 | 2235 | G | 2 |  | Combustion Turbine | SPP_NEBR | Nebraska | Dixon | 1.1 | 1968 | 9999 | 2017 | 0.04 | 5.5 | 14.5455 | NEI 2019
Emerson | 2235_G_3 | 2235 | G | 3 |  | Combustion Turbine | SPP_NEBR | Nebraska | Dixon | 0.1 | 1947 | 9999 | 2017 | 0.02 | 0.5 | 80 | NEI 2019
Emerson | 2235_G_4 | 2235 | G | 4 |  | Combustion Turbine | SPP_NEBR | Nebraska | Dixon | 0.4 | 1960 | 9999 |  |  |  | 3.2013 | Default Emission Factor
Falls City | 2237_G_1 | 2237 | G | 1 |  | Combustion Turbine | SPP_NEBR | Nebraska | Richardson | 0.6 | 1930 | 9999 |  |  |  | 7.2573 | Default Emission Factor
Falls City | 2237_G_2 | 2237 | G | 2 |  | Combustion Turbine | SPP_NEBR | Nebraska | Richardson | 0.9 | 1937 | 9999 |  |  |  | 7.2573 | Default Emission Factor
Falls City | 2237_G_3 | 2237 | G | 3 |  | Combustion Turbine | SPP_NEBR | Nebraska | Richardson | 2.3 | 1965 | 9999 |  |  |  | 3.2013 | Default Emission Factor
Falls City | 2237_G_4 | 2237 | G | 4 |  | Combustion Turbine | SPP_NEBR | Nebraska | Richardson | 0.8 | 1946 | 9999 |  |  |  | 3.2013 | Default Emission Factor
Falls City | 2237_G_5 | 2237 | G | 5 |  | Combustion Turbine | SPP_NEBR | Nebraska | Richardson | 1.4 | 1950 | 9999 | 2019 | 0.025576 | 7.8151 | 6.5454 | NEI 2019
Falls City | 2237_G_6 | 2237 | G | 6 |  | Combustion Turbine | SPP_NEBR | Nebraska | Richardson | 2 | 1958 | 9999 | 2019 | 0.12114 | 11.1644 | 21.7015 | NEI 2019
Falls City | 2237_G_7 | 2237 | G | 7 |  | Combustion Turbine | SPP_NEBR | Nebraska | Richardson | 5.9 | 1972 | 9999 |  |  |  | 3.2013 | Default Emission Factor
Falls City | 2237_G_8 | 2237 | G | 8 |  | Combustion Turbine | SPP_NEBR | Nebraska | Richardson | 6 | 1982 | 9999 |  |  |  | 3.2013 | Default Emission Factor
Falls City | 2237_G_9 | 2237 | G | 9 |  | Combustion Turbine | SPP_NEBR | Nebraska | Richardson | 9.3 | 2018 | 9999 |  |  |  | 3.2013 | Default Emission Factor
Franklin (NE) | 2238_G_1 | 2238 | G | 1 |  | Combustion Turbine | SPP_NEBR | Nebraska | Franklin | 0.6 | 1963 | 9999 |  |  |  | 3.2013 | Default Emission Factor
Franklin (NE) | 2238_G_2 | 2238 | G | 2 |  | Combustion Turbine | SPP_NEBR | Nebraska | Franklin | 1.3 | 1974 | 9999 |  |  |  | 3.2013 | Default Emission Factor
Franklin (NE) | 2238_G_3 | 2238 | G | 3 |  | Combustion Turbine | SPP_NEBR | Nebraska | Franklin | 1.1 | 1969 | 9999 |  |  |  | 3.2013 | Default Emission Factor
Franklin (NE) | 2238_G_4 | 2238 | G | 4 |  | Combustion Turbine | SPP_NEBR | Nebraska | Franklin | 0.9 | 1955 | 9999 |  |  |  | 3.2013 | Default Emission Factor
Lon Wright | 2240_G_5OT | 2240 | G | 5OT | 9176 | Combustion Turbine | SPP_NEBR | Nebraska | Dodge | 38 | 2003 | 9999 | 2019 | 2.2994 | 3824 | 1.2026 | NEI 2019
C W Burdick | 2241_G_GT1 | 2241 | G | GT1 |  | Combustion Turbine | SPP_NEBR | Nebraska | Hall | 13.6 | 1968 | 9999 | 2019 | 0.005985 | 1177.1667 | 0.01017 | NEI 2019
C W Burdick | 2241_G_GT2 | 2241 | G | GT2 | 88133 | Combustion Turbine | SPP_NEBR | Nebraska | Hall | 34 | 2003 | 9999 |  |  |  | 0.72922 | Default Emission Factor
C W Burdick | 2241_G_GT3 | 2241 | G | GT3 | 88134 | Combustion Turbine | SPP_NEBR | Nebraska | Hall | 34 | 2003 | 9999 |  |  |  | 0.72922 | Default Emission Factor
Don Henry | 2243_G_1 | 2243 | G | 1 |  | Combustion Turbine | SPP_NEBR | Nebraska | Adams | 18 | 1972 | 9999 |  |  |  | 0.72922 | Default Emission Factor
Kimball | 2248_G_1 | 2248 | G | 1 |  | Combustion Turbine | WECC_WY | Nebraska | Kimball | 0.7 | 1956 | 9999 | 2019 | 0.02921 | 4.5132 | 12.9444 | NEI 2019
Kimball | 2248_G_2 | 2248 | G | 2 |  | Combustion Turbine | WECC_WY | Nebraska | Kimball | 0.7 | 1955 | 9999 | 2019 | 0.02294 | 4.5132 | 10.1658 | NEI 2019